## COMM 1-2yr Input
| PG&E 2013 v1c6-Draft.xls |  |  |  | Program Budget ($) | [10 empty] | Import file format 5
[5 empty] | a. Administrative Costs | 2016 | 2017 | 2018 | NPV |  |  |  | Nominal | Nominal | Nominal
| Proposer General Information |  |  |  | a.i. Overhead and G&A | 113818.7066 | 137577.1104 |  | 241607.2171 | d. Incentives and Rebates ($) |  |  | 2016 | 2017 | 2018 | NPV |  | Market Effects Adjustments
| Proposer Name |  | Marin Clean Energy |  | a.ii. Other Admin costs | 6491.5612 | 4733.1575 |  | 10887.9549 | d.i. User Input Incentive (treated like admin cost) | [5 empty] | 0 |  | Adjustment type |  | Uniform
| Program Name |  | MCE Commercial |  | b. Marketing/Outreach | 196455.1054 | 177467.7636 |  | 361296.0524 | d.ii. Rebate |  |  | 435083.79 | 653210.3746 | 0 |  |  | Enter Custom values in columns AO through AT
| Service Territory |  | PG&E |  | c. Direct Implementation (non incentive) |  |  |  |  | d.iii. Direct Install Labor |  |  | 0 | 0 | 0 |  |  | Uniform Factors to apply to all measures
| First Year of Program Implementation |  |  | 2016 | c.i. Activity | 309855.5358 | 325361.0811 |  | 612067.2032 | d.iv. Direct Install Materials |  |  | 0 | 0 | 0 |  |  |  | Benefit Adj | Cost Adj
| Contact Information |  |  |  | c.ii. Installation | 0 | 0 |  | 0 | d.v. Upstream payments |  |  | 0 | 0 | 0 |  |  | Participant Inside
| Name |  |  |  | c.iii. Hardware & Materials |  |  |  | 0 | Subtotal Incentives and Rebates |  |  | 435083.79 | 653210.3746 | 0 | 990027.9381 |  | Participant Outside
| Address |  |  |  | c.iv. Rebate Processing and Inspection | 169990.1898 | 190396.4845 |  | 346839.9803 | [8 empty] | Non-participant | [41 empty] | Formulas for spreading annual installations to quarters
| ZIP code |  |  |  | d. Total Incentives and Rebates | 435083.79 | 653210.3746 | 0 | 990027.9381 | [8 empty] | Total Factor | 0% | 0% | [39 empty] | 0 | 0 | 0 | 0 | 0 | 0 | 0 | 0 | 0 | 0 | 0 | 0 | 0 | 0 | 0 | 0 | 0 | 0 | 0 | 0 | 0 | 0 | 0 | 0 | 0 | 0 | 0 | 0 | 0 | 0 | 0 | 0 | 0 | 0 | 0 | 0 | 0 | 0 | 0 | 0 | 0 | 0 | 0 | 0
| Telephone |  |  |  | e. EM&V | 50000 | 50000 |  | 96442.5042 | f. Costs recovered from other sources | [5 empty] | 0
| Email |  |  |  | Total | 1281694.8888 | 1538745.9717 | 0 | 2659168.8502 | Program Budget w/ Other Costs (a to f) |  |  | 1281694.8888 | 1538745.9717 | 0 | 2659168.8502
|  |  | Market Sectors- Primary: | [11 empty] | Number of measures that have negative participant cost: | 0 |  |  | Total Excess incentive: | 0 | [39 empty] | Quarterly Installation Schedule
| Program Inputs |  | Secondary: | [8 empty] | Transfer | Admin | Admin | Admin | Participant | [8 empty] | Second Baseline (For savings after the RUL) | [7 empty] | Table Lookup Values |  |  |  |  | Benefits Adj Factors |  | Market Effects Adjustments | [8 empty] | Annual Installation Schedule (enter quarterly values to the right) | [10 empty] | 2016 |  |  |  | 2017 |  |  |  | 2018 |  |  |  | 2019 |  |  |  | 2020 |  |  |  | 2021 |  |  |  | 2022 |  |  |  | 2023 |  |  |  | 2024 |  |  |  | 2025 |  |  |  | 2026
| Measure Name | DEER RunID | Climate Zone | Target sector | Measure Electric End Use Shape | CZ, Sector, Measure combination found? | Expected Useful Life for New/ROB, RUL for retrofit. (yrs) | Program Type (To look up Net-to-gross Ratio) | Unit Definition (e.g. homes) | Program Type (NEW/ROB or Early Repl(RET)) | Gross Measure Cost (Total Cost for Retrofit, Incr Cost for New/ROB) ($/unit) | Rebate to end use customer or its assignee ($/unit) | Incentives to entities other than the end use customer or its assignee($/unit) | Direct Install Labor ($/unit) | Direct Install Material ($/unit) | Gross Participant Cost ($/unit) | Gross Unit Annual Electricity Savings (kwh/unit) | Electric Rate Schedule | Demand Scaler | User Entered kW Savings per unit (kW/unit) | Gross Unit Annual Gas Savings (therm/unit) | Gas Sector | Gas Rate Schedule | Gas Savings Profile | Total Life. Can be left blank for single baseline measures (Yrs) | Incremental Cost (relative to standard efficiency default device) ($/unit) | Measure Cost Inflation (%/year escalation) | Early retrofit incremental kWh savings (kWh/unit) | Early retrofit incremental kW savings (kW/unit) | Early retrofit incremental Th savings (Th/unit) | Combustion Type | Expected Useful Life for New/ROB, RUL for retrofit. (yrs) | Net-to-Gross Ratio - kWh | Net-to-Gross Ratio -Therms | Net-to-Gross Ratio - kW | Net-to-Gross Ratio - Therms (overides lookup value) | Net-to-Gross Ratio - Costs | Installation Rate (Blank gets 100%) (IR) | Gross Realization Rate (Blank gets 100%) (GRR) | Benefits - Participants Inside | Benefits - Participants Outside | Benefits- Non-participants | Costs - Participants Inside | Costs - Participants Outside | Costs- Non-participants | Total Benefits Factor | Total Cost Factor | % Eligible for TOU AC adjustment | 2016 | 2017 | 2018 | 2019 | 2020 | 2021 | 2022 | 2023 | 2024 | 2025 | 2026 | Qtr 1 | Qtr 2 | Qtr 3 | Qtr 4 | Qtr 1 | Qtr 2 | Qtr 3 | Qtr 4 | Qtr 1 | Qtr 2 | Qtr 3 | Qtr 4 | Qtr 1 | Qtr 2 | Qtr 3 | Qtr 4 | Qtr 1 | Qtr 2 | Qtr 3 | Qtr 4 | Qtr 1 | Qtr 2 | Qtr 3 | Qtr 4 | Qtr 1 | Qtr 2 | Qtr 3 | Qtr 4 | Qtr 1 | Qtr 2 | Qtr 3 | Qtr 4 | Qtr 1 | Qtr 2 | Qtr 3 | Qtr 4 | Qtr 1 | Qtr 2 | Qtr 3 | Qtr 4 | Qtr 1 | Qtr 2 | Qtr 3 | Qtr 4 | Total Number of Units | Comments
MCE Commercial | MCE Commercialprogram, Tier 1 rebates | [14 empty] | 0 |  |  | #N/A | [12 empty] | 0 | [13 empty] | 0% | 0% |  | 0 | 0 | 0 | 0 | 0 | 0 | 0 | 0 | 0 | 0 | 0 | [44 empty] | 0
MCE Commercial | Night cover reduces infiltration by 50% for 4 hours/night | D03-205 | 2 | COMMERCIAL | 4 = Commercial Refrigeration | TRUE | 1.6667 | NonRes-sAll-mRfg-SC | Len-ft | ROB | 45 | 38.25 |  |  |  | 6.75 | 15.5 | Small Commercial | kW | -0.00385 | 1.34 | Commercial | Small Commercial | Annual | 5 | 45 | 3% | 15.5 | -0.00385 | 1.34 | Small Boilers (<100 MMBtu/hr Heat Input):Controlled Low NOx Burner | 1.6667 | 40% | n/a |  |  |  | 90% | 90% | [6 empty] | 0% | 0% |  | 1.6 | 1.6 | 0 | 0 | 0 | 0 | 0 | 0 | 0 | 0 | 0 | 2016 Qtr 1: 0.4; 2016 Qtr 2: 0.4; 2016 Qtr 3: 0.4; 2016 Qtr 4: 0.4; 2017 Qtr 1: 0.4; 2017 Qtr 2: 0.4; 2017 Qtr 3: 0.4; 2017 Qtr 4: 0.4 | 3.2 | based on bid for 6' covers
MCE Commercial | Night cover reduces infiltration by 50% for 4 hours/night | D03-205 | 3A | COMMERCIAL | 4 = Commercial Refrigeration | TRUE | 1.6667 | NonRes-sAll-mRfg-SC | Len-ft | ROB | 45 | 38.25 |  |  |  | 6.75 | 15.9 | Small Commercial | kW | -0.00356 | 1.62 | Commercial | Small Commercial | Annual | 5 | 45 | 3% | 15.9 | -0.00356 | 1.62 | Small Boilers (<100 MMBtu/hr Heat Input):Controlled Low NOx Burner | 1.6667 | 40% | n/a |  |  |  | 90% | 90% | [6 empty] | 0% | 0% |  | 1.6 | 1.6 | 0 | 0 | 0 | 0 | 0 | 0 | 0 | 0 | 0 | 2016 Qtr 1: 0.4; 2016 Qtr 2: 0.4; 2016 Qtr 3: 0.4; 2016 Qtr 4: 0.4; 2017 Qtr 1: 0.4; 2017 Qtr 2: 0.4; 2017 Qtr 3: 0.4; 2017 Qtr 4: 0.4 | 3.2 | based on bid for 6' covers
MCE Commercial | Night cover reduces infiltration by 50% for 4 hours/night | D03-205 | 3B | COMMERCIAL | 4 = Commercial Refrigeration | TRUE | 1.6667 | NonRes-sAll-mRfg-SC | Len-ft | ROB | 45 | 38.25 |  |  |  | 6.75 | 15.9 | Small Commercial | kW | -0.00356 | 1.62 | Commercial | Small Commercial | Annual | 5 | 45 | 3% | 15.9 | -0.00356 | 1.62 | Small Boilers (<100 MMBtu/hr Heat Input):Controlled Low NOx Burner | 1.6667 | 40% | n/a |  |  |  | 90% | 90% | [6 empty] | 0% | 0% |  | 1.6 | 1.6 | 0 | 0 | 0 | 0 | 0 | 0 | 0 | 0 | 0 | 2016 Qtr 1: 0.4; 2016 Qtr 2: 0.4; 2016 Qtr 3: 0.4; 2016 Qtr 4: 0.4; 2017 Qtr 1: 0.4; 2017 Qtr 2: 0.4; 2017 Qtr 3: 0.4; 2017 Qtr 4: 0.4 | 3.2 | based on bid for 6' covers
MCE Commercial | Night cover reduces infiltration by 50% for 4 hours/night | D03-205 | 12 | COMMERCIAL | 4 = Commercial Refrigeration | TRUE | 1.6667 | NonRes-sAll-mRfg-SC | Len-ft | ROB | 45 | 38.25 |  |  |  | 6.75 | 15 | Small Commercial | kW | -0.00281 | 1.19 | Commercial | Small Commercial | Annual | 5 | 45 | 3% | 15 | -0.00281 | 1.19 | Small Boilers (<100 MMBtu/hr Heat Input):Controlled Low NOx Burner | 1.6667 | 40% | n/a |  |  |  | 90% | 90% | [6 empty] | 0% | 0% |  | 1.6 | 1.6 | 0 | 0 | 0 | 0 | 0 | 0 | 0 | 0 | 0 | 2016 Qtr 1: 0.4; 2016 Qtr 2: 0.4; 2016 Qtr 3: 0.4; 2016 Qtr 4: 0.4; 2017 Qtr 1: 0.4; 2017 Qtr 2: 0.4; 2017 Qtr 3: 0.4; 2017 Qtr 4: 0.4 | 3.2 | based on bid for 6' covers
MCE Commercial | Open fixture is retrofitted with doors and additional lighting | D03-206 | 2 | COMMERCIAL | 4 = Commercial Refrigeration | TRUE | 4 | NonRes-sAll-mRfg-SC | Len-ft | ROB | 320.84 | 272.714 |  |  |  | 48.126 | 125 | Small Commercial | kW | 0.0474 | 25.7 | Commercial | Small Commercial | Annual | 12 | 320.84 | 3% | 125 | 0.0474 | 25.7 | Small Boilers (<100 MMBtu/hr Heat Input):Controlled Low NOx Burner | 4 | 40% | n/a |  |  |  | 90% | 90% | [6 empty] | 0% | 0% |  | 1.6 | 1.6 | 0 | 0 | 0 | 0 | 0 | 0 | 0 | 0 | 0 | 2016 Qtr 1: 0.4; 2016 Qtr 2: 0.4; 2016 Qtr 3: 0.4; 2016 Qtr 4: 0.4; 2017 Qtr 1: 0.4; 2017 Qtr 2: 0.4; 2017 Qtr 3: 0.4; 2017 Qtr 4: 0.4 | 3.2 | (Itron WO017 10-12 cost study)
MCE Commercial | Open fixture is retrofitted with doors and additional lighting | D03-206 | 3A | COMMERCIAL | 4 = Commercial Refrigeration | TRUE | 4 | NonRes-sAll-mRfg-SC | Len-ft | ROB | 320.84 | 272.714 |  |  |  | 48.126 | 125 | Small Commercial | kW | 0.0221 | 30.2 | Commercial | Small Commercial | Annual | 12 | 320.84 | 3% | 125 | 0.0221 | 30.2 | Small Boilers (<100 MMBtu/hr Heat Input):Controlled Low NOx Burner | 4 | 40% | n/a |  |  |  | 90% | 90% | [6 empty] | 0% | 0% |  | 1.6 | 1.6 | 0 | 0 | 0 | 0 | 0 | 0 | 0 | 0 | 0 | 2016 Qtr 1: 0.4; 2016 Qtr 2: 0.4; 2016 Qtr 3: 0.4; 2016 Qtr 4: 0.4; 2017 Qtr 1: 0.4; 2017 Qtr 2: 0.4; 2017 Qtr 3: 0.4; 2017 Qtr 4: 0.4 | 3.2 | (Itron WO017 10-12 cost study)
MCE Commercial | Open fixture is retrofitted with doors and additional lighting | D03-206 | 3B | COMMERCIAL | 4 = Commercial Refrigeration | TRUE | 4 | NonRes-sAll-mRfg-SC | Len-ft | ROB | 320.84 | 272.714 |  |  |  | 48.126 | 125 | Small Commercial | kW | 0.0221 | 30.2 | Commercial | Small Commercial | Annual | 12 | 320.84 | 3% | 125 | 0.0221 | 30.2 | Small Boilers (<100 MMBtu/hr Heat Input):Controlled Low NOx Burner | 4 | 40% | n/a |  |  |  | 90% | 90% | [6 empty] | 0% | 0% |  | 1.6 | 1.6 | 0 | 0 | 0 | 0 | 0 | 0 | 0 | 0 | 0 | 2016 Qtr 1: 0.4; 2016 Qtr 2: 0.4; 2016 Qtr 3: 0.4; 2016 Qtr 4: 0.4; 2017 Qtr 1: 0.4; 2017 Qtr 2: 0.4; 2017 Qtr 3: 0.4; 2017 Qtr 4: 0.4 | 3.2 | (Itron WO017 10-12 cost study)
MCE Commercial | Open fixture is retrofitted with doors and additional lighting | D03-206 | 12 | COMMERCIAL | 4 = Commercial Refrigeration | TRUE | 4 | NonRes-sAll-mRfg-SC | Len-ft | ROB | 320.84 | 272.714 |  |  |  | 48.126 | 122 | Small Commercial | kW | 0.0634 | 23.3 | Commercial | Small Commercial | Annual | 12 | 320.84 | 3% | 122 | 0.0634 | 23.3 | Small Boilers (<100 MMBtu/hr Heat Input):Controlled Low NOx Burner | 4 | 40% | n/a |  |  |  | 90% | 90% | [6 empty] | 0% | 0% |  | 1.6 | 1.6 | 0 | 0 | 0 | 0 | 0 | 0 | 0 | 0 | 0 | 2016 Qtr 1: 0.4; 2016 Qtr 2: 0.4; 2016 Qtr 3: 0.4; 2016 Qtr 4: 0.4; 2017 Qtr 1: 0.4; 2017 Qtr 2: 0.4; 2017 Qtr 3: 0.4; 2017 Qtr 4: 0.4 | 3.2 | (Itron WO017 10-12 cost study)
MCE Commercial | Replace open fixtures with fixtures having doors | D03-207 | 2 | COMMERCIAL | 4 = Commercial Refrigeration | TRUE | 4 | NonRes-sAll-mRfg-SC | Len-ft | ROB | 686.29 | 583.3465 |  |  |  | 102.9435 | 144 | Small Commercial | kW | 0.0497 | 25.7 | Commercial | Small Commercial | Annual | 12 | 686.29 | 3% | 144 | 0.0497 | 25.7 | Small Boilers (<100 MMBtu/hr Heat Input):Controlled Low NOx Burner | 4 | 40% | n/a |  |  |  | 90% | 90% | [6 empty] | 0% | 0% |  | 1.6 | 1.6 | 0 | 0 | 0 | 0 | 0 | 0 | 0 | 0 | 0 | 2016 Qtr 1: 0.4; 2016 Qtr 2: 0.4; 2016 Qtr 3: 0.4; 2016 Qtr 4: 0.4; 2017 Qtr 1: 0.4; 2017 Qtr 2: 0.4; 2017 Qtr 3: 0.4; 2017 Qtr 4: 0.4 | 3.2 | (Itron WO017 10-12 cost study)
MCE Commercial | Replace open fixtures with fixtures having doors | D03-207 | 3A | COMMERCIAL | 4 = Commercial Refrigeration | TRUE | 4 | NonRes-sAll-mRfg-SC | Len-ft | ROB | 686.29 | 583.3465 |  |  |  | 102.9435 | 143 | Small Commercial | kW | 0.0238 | 30.2 | Commercial | Small Commercial | Annual | 12 | 686.29 | 3% | 143 | 0.0238 | 30.2 | Small Boilers (<100 MMBtu/hr Heat Input):Controlled Low NOx Burner | 4 | 40% | n/a |  |  |  | 90% | 90% | [6 empty] | 0% | 0% |  | 1.6 | 1.6 | 0 | 0 | 0 | 0 | 0 | 0 | 0 | 0 | 0 | 2016 Qtr 1: 0.4; 2016 Qtr 2: 0.4; 2016 Qtr 3: 0.4; 2016 Qtr 4: 0.4; 2017 Qtr 1: 0.4; 2017 Qtr 2: 0.4; 2017 Qtr 3: 0.4; 2017 Qtr 4: 0.4 | 3.2 | (Itron WO017 10-12 cost study)
MCE Commercial | Replace open fixtures with fixtures having doors | D03-207 | 3B | COMMERCIAL | 4 = Commercial Refrigeration | TRUE | 4 | NonRes-sAll-mRfg-SC | Len-ft | ROB | 686.29 | 583.3465 |  |  |  | 102.9435 | 143 | Small Commercial | kW | 0.0238 | 30.2 | Commercial | Small Commercial | Annual | 12 | 686.29 | 3% | 143 | 0.0238 | 30.2 | Small Boilers (<100 MMBtu/hr Heat Input):Controlled Low NOx Burner | 4 | 40% | n/a |  |  |  | 90% | 90% | [6 empty] | 0% | 0% |  | 1.6 | 1.6 | 0 | 0 | 0 | 0 | 0 | 0 | 0 | 0 | 0 | 2016 Qtr 1: 0.4; 2016 Qtr 2: 0.4; 2016 Qtr 3: 0.4; 2016 Qtr 4: 0.4; 2017 Qtr 1: 0.4; 2017 Qtr 2: 0.4; 2017 Qtr 3: 0.4; 2017 Qtr 4: 0.4 | 3.2 | (Itron WO017 10-12 cost study)
MCE Commercial | Replace open fixtures with fixtures having doors | D03-207 | 12 | COMMERCIAL | 4 = Commercial Refrigeration | TRUE | 4 | NonRes-sAll-mRfg-SC | Len-ft | ROB | 686.29 | 583.3465 |  |  |  | 102.9435 | 141 | Small Commercial | kW | 0.0658 | 23.3 | Commercial | Small Commercial | Annual | 12 | 686.29 | 3% | 141 | 0.0658 | 23.3 | Small Boilers (<100 MMBtu/hr Heat Input):Controlled Low NOx Burner | 4 | 40% | n/a |  |  |  | 90% | 90% | [6 empty] | 0% | 0% |  | 1.6 | 1.6 | 0 | 0 | 0 | 0 | 0 | 0 | 0 | 0 | 0 | 2016 Qtr 1: 0.4; 2016 Qtr 2: 0.4; 2016 Qtr 3: 0.4; 2016 Qtr 4: 0.4; 2017 Qtr 1: 0.4; 2017 Qtr 2: 0.4; 2017 Qtr 3: 0.4; 2017 Qtr 4: 0.4 | 3.2 | (Itron WO017 10-12 cost study)
MCE Commercial | [6 empty] | 0 |  |  |  |  | 0 |  |  |  | 0 |  |  | #N/A | [5 empty] | 0 | 0 | 3% |  |  |  |  | 0 | [13 empty] | 0% | 0% |  | 0 | 0 | 0 | 0 | 0 | 0 | 0 | 0 | 0 | 0 | 0 | [44 empty] | 0
MCE Commercial | SCT controlled to 70degF | D03-222 | 2 | COMMERCIAL | 4 = Commercial Refrigeration | TRUE | 5.3333 | NonRes-sAll-mRfg-SC | Cap-Tons | ROB | 52.4607 | 44.5916 |  |  |  | 7.8691 | 1650 | Small Commercial | kW | 0.0162 | 0.39 | Commercial | Small Commercial | Annual | 16 | 52.4607 | 3% | 1650 | 0.0162 | 0.39 | Small Boilers (<100 MMBtu/hr Heat Input):Controlled Low NOx Burner | 5.3333 | 40% | n/a |  |  |  | 90% | 90% | [6 empty] | 0% | 0% |  | 9.25 | 15.625 | 0 | 0 | 0 | 0 | 0 | 0 | 0 | 0 | 0 | 2016 Qtr 1: 2.125; 2016 Qtr 2: 2.25; 2016 Qtr 3: 2.375; 2016 Qtr 4: 2.5; 2017 Qtr 1: 2.625; 2017 Qtr 2: 4; 2017 Qtr 3: 4; 2017 Qtr 4: 5 | 24.875 | (Itron WO017 10-12 cost study, pg 276 provides list by DEER ID)
MCE Commercial | SCT controlled to 70degF | D03-222 | 3A | COMMERCIAL | 4 = Commercial Refrigeration | TRUE | 5.3333 | NonRes-sAll-mRfg-SC | Cap-Tons | ROB | 50.67 | 43.0695 |  |  |  | 7.6005 | 1460 | Small Commercial | kW | -0.00483 | 0.437 | Commercial | Small Commercial | Annual | 16 | 50.67 | 3% | 1460 | -0.00483 | 0.437 | Small Boilers (<100 MMBtu/hr Heat Input):Controlled Low NOx Burner | 5.3333 | 40% | n/a |  |  |  | 90% | 90% | [6 empty] | 0% | 0% |  | 9.25 | 15.625 | 0 | 0 | 0 | 0 | 0 | 0 | 0 | 0 | 0 | 2016 Qtr 1: 2.125; 2016 Qtr 2: 2.25; 2016 Qtr 3: 2.375; 2016 Qtr 4: 2.5; 2017 Qtr 1: 2.625; 2017 Qtr 2: 4; 2017 Qtr 3: 4; 2017 Qtr 4: 5 | 24.875 | (Itron WO017 10-12 cost study, pg 276 provides list by DEER ID)
MCE Commercial | SCT controlled to 70degF | D03-222 | 3B | COMMERCIAL | 4 = Commercial Refrigeration | TRUE | 5.3333 | NonRes-sAll-mRfg-SC | Cap-Tons | ROB | 50.67 | 43.0695 |  |  |  | 7.6005 | 1460 | Small Commercial | kW | -0.00483 | 0.437 | Commercial | Small Commercial | Annual | 16 | 50.67 | 3% | 1460 | -0.00483 | 0.437 | Small Boilers (<100 MMBtu/hr Heat Input):Controlled Low NOx Burner | 5.3333 | 40% | n/a |  |  |  | 90% | 90% | [6 empty] | 0% | 0% |  | 9.25 | 15.625 | 0 | 0 | 0 | 0 | 0 | 0 | 0 | 0 | 0 | 2016 Qtr 1: 2.125; 2016 Qtr 2: 2.25; 2016 Qtr 3: 2.375; 2016 Qtr 4: 2.5; 2017 Qtr 1: 2.625; 2017 Qtr 2: 4; 2017 Qtr 3: 4; 2017 Qtr 4: 5 | 24.875 | (Itron WO017 10-12 cost study, pg 276 provides list by DEER ID)
MCE Commercial | SCT controlled to 70degF | D03-222 | 12 | COMMERCIAL | 4 = Commercial Refrigeration | TRUE | 5.3333 | NonRes-sAll-mRfg-SC | Cap-Tons | ROB | 51.7829 | 44.0155 |  |  |  | 7.7674 | 1380 | Small Commercial | kW | -0.011 | 0.348 | Commercial | Small Commercial | Annual | 16 | 51.7829 | 3% | 1380 | -0.011 | 0.348 | Small Boilers (<100 MMBtu/hr Heat Input):Controlled Low NOx Burner | 5.3333 | 40% | n/a |  |  |  | 90% | 90% | [6 empty] | 0% | 0% |  | 9.25 | 15.625 | 0 | 0 | 0 | 0 | 0 | 0 | 0 | 0 | 0 | 2016 Qtr 1: 2.125; 2016 Qtr 2: 2.25; 2016 Qtr 3: 2.375; 2016 Qtr 4: 2.5; 2017 Qtr 1: 2.625; 2017 Qtr 2: 4; 2017 Qtr 3: 4; 2017 Qtr 4: 5 | 24.875 | (Itron WO017 10-12 cost study, pg 276 provides list by DEER ID)
MCE Commercial | Control SCT to wetbulb + 17degF TD, 70degF min, backflood setpoint of 68degF | D03-224 | 2 | COMMERCIAL | 4 = Commercial Refrigeration | TRUE | 5.3333 | NonRes-sAll-mRfg-SC | Cap-Tons | ROB | 61.6397 | 52.3937 |  |  |  | 9.2459 | 1770 | Small Commercial | kW | 0.0735 | 0.325 | Commercial | Small Commercial | Annual | 16 | 61.6397 | 3% | 1770 | 0.0735 | 0.325 | Small Boilers (<100 MMBtu/hr Heat Input):Controlled Low NOx Burner | 5.3333 | 40% | n/a |  |  |  | 90% | 90% | [6 empty] | 0% | 0% |  | 9.25 | 15.625 | 0 | 0 | 0 | 0 | 0 | 0 | 0 | 0 | 0 | 2016 Qtr 1: 2.125; 2016 Qtr 2: 2.25; 2016 Qtr 3: 2.375; 2016 Qtr 4: 2.5; 2017 Qtr 1: 2.625; 2017 Qtr 2: 4; 2017 Qtr 3: 4; 2017 Qtr 4: 5 | 24.875 | (Itron WO017 10-12 cost study, pg 276 provides list by DEER ID)
MCE Commercial | Control SCT to wetbulb + 17degF TD, 70degF min, backflood setpoint of 68degF | D03-224 | 3A | COMMERCIAL | 4 = Commercial Refrigeration | TRUE | 5.3333 | NonRes-sAll-mRfg-SC | Cap-Tons | ROB | 59.5357 | 50.6053 |  |  |  | 8.9303 | 1600 | Small Commercial | kW | 0.0283 | 0.353 | Commercial | Small Commercial | Annual | 16 | 59.5357 | 3% | 1600 | 0.0283 | 0.353 | Small Boilers (<100 MMBtu/hr Heat Input):Controlled Low NOx Burner | 5.3333 | 40% | n/a |  |  |  | 90% | 90% | [6 empty] | 0% | 0% |  | 9.25 | 15.625 | 0 | 0 | 0 | 0 | 0 | 0 | 0 | 0 | 0 | 2016 Qtr 1: 2.125; 2016 Qtr 2: 2.25; 2016 Qtr 3: 2.375; 2016 Qtr 4: 2.5; 2017 Qtr 1: 2.625; 2017 Qtr 2: 4; 2017 Qtr 3: 4; 2017 Qtr 4: 5 | 24.875 | (Itron WO017 10-12 cost study, pg 276 provides list by DEER ID)
MCE Commercial | Control SCT to wetbulb + 17degF TD, 70degF min, backflood setpoint of 68degF | D03-224 | 3B | COMMERCIAL | 4 = Commercial Refrigeration | TRUE | 5.3333 | NonRes-sAll-mRfg-SC | Cap-Tons | ROB | 59.5357 | 50.6053 |  |  |  | 8.9303 | 1600 | Small Commercial | kW | 0.0283 | 0.353 | Commercial | Small Commercial | Annual | 16 | 59.5357 | 3% | 1600 | 0.0283 | 0.353 | Small Boilers (<100 MMBtu/hr Heat Input):Controlled Low NOx Burner | 5.3333 | 40% | n/a |  |  |  | 90% | 90% | [6 empty] | 0% | 0% |  | 9.25 | 15.625 | 0 | 0 | 0 | 0 | 0 | 0 | 0 | 0 | 0 | 2016 Qtr 1: 2.125; 2016 Qtr 2: 2.25; 2016 Qtr 3: 2.375; 2016 Qtr 4: 2.5; 2017 Qtr 1: 2.625; 2017 Qtr 2: 4; 2017 Qtr 3: 4; 2017 Qtr 4: 5 | 24.875 | (Itron WO017 10-12 cost study, pg 276 provides list by DEER ID)
MCE Commercial | Control SCT to wetbulb + 17degF TD, 70degF min, backflood setpoint of 68degF | D03-224 | 12 | COMMERCIAL | 4 = Commercial Refrigeration | TRUE | 5.3333 | NonRes-sAll-mRfg-SC | Cap-Tons | ROB | 60.8433 | 51.7168 |  |  |  | 9.1265 | 1520 | Small Commercial | kW | 0.0536 | 0.277 | Commercial | Small Commercial | Annual | 16 | 60.8433 | 3% | 1520 | 0.0536 | 0.277 | Small Boilers (<100 MMBtu/hr Heat Input):Controlled Low NOx Burner | 5.3333 | 40% | n/a |  |  |  | 90% | 90% | [6 empty] | 0% | 0% |  | 9.25 | 15.625 | 0 | 0 | 0 | 0 | 0 | 0 | 0 | 0 | 0 | 2016 Qtr 1: 2.125; 2016 Qtr 2: 2.25; 2016 Qtr 3: 2.375; 2016 Qtr 4: 2.5; 2017 Qtr 1: 2.625; 2017 Qtr 2: 4; 2017 Qtr 3: 4; 2017 Qtr 4: 5 | 24.875 | (Itron WO017 10-12 cost study, pg 276 provides list by DEER ID)
MCE Commercial | Control SCT to wetbulb + 17degF TD, 70degF min, backflood setpt of 68degF, var-spd cond | D03-226 | 2 | COMMERCIAL | 4 = Commercial Refrigeration | TRUE | 5.3333 | NonRes-sAll-mRfg-SC | Cap-Tons | ROB | 96.7277 | 82.2186 |  |  |  | 14.5092 | 1860 | Small Commercial | kW | 0.0914 | 0.325 | Commercial | Small Commercial | Annual | 16 | 96.7277 | 3% | 1860 | 0.0914 | 0.325 | Small Boilers (<100 MMBtu/hr Heat Input):Controlled Low NOx Burner | 5.3333 | 40% | n/a |  |  |  | 90% | 90% | [6 empty] | 0% | 0% |  | 9.25 | 15.625 | 0 | 0 | 0 | 0 | 0 | 0 | 0 | 0 | 0 | 2016 Qtr 1: 2.125; 2016 Qtr 2: 2.25; 2016 Qtr 3: 2.375; 2016 Qtr 4: 2.5; 2017 Qtr 1: 2.625; 2017 Qtr 2: 4; 2017 Qtr 3: 4; 2017 Qtr 4: 5 | 24.875 | (Itron WO017 10-12 cost study, pg 276 provides list by DEER ID)
MCE Commercial | Control SCT to wetbulb + 17degF TD, 70degF min, backflood setpt of 68degF, var-spd cond | D03-226 | 3A | COMMERCIAL | 4 = Commercial Refrigeration | TRUE | 5.3333 | NonRes-sAll-mRfg-SC | Cap-Tons | ROB | 93.426 | 79.4121 |  |  |  | 14.0139 | 1700 | Small Commercial | kW | 0.0546 | 0.355 | Commercial | Small Commercial | Annual | 16 | 93.426 | 3% | 1700 | 0.0546 | 0.355 | Small Boilers (<100 MMBtu/hr Heat Input):Controlled Low NOx Burner | 5.3333 | 40% | n/a |  |  |  | 90% | 90% | [6 empty] | 0% | 0% |  | 9.25 | 15.625 | 0 | 0 | 0 | 0 | 0 | 0 | 0 | 0 | 0 | 2016 Qtr 1: 2.125; 2016 Qtr 2: 2.25; 2016 Qtr 3: 2.375; 2016 Qtr 4: 2.5; 2017 Qtr 1: 2.625; 2017 Qtr 2: 4; 2017 Qtr 3: 4; 2017 Qtr 4: 5 | 24.875 | (Itron WO017 10-12 cost study, pg 276 provides list by DEER ID)
MCE Commercial | Control SCT to wetbulb + 17degF TD, 70degF min, backflood setpt of 68degF, var-spd cond | D03-226 | 3B | COMMERCIAL | 4 = Commercial Refrigeration | TRUE | 5.3333 | NonRes-sAll-mRfg-SC | Cap-Tons | ROB | 93.426 | 79.4121 |  |  |  | 14.0139 | 1700 | Small Commercial | kW | 0.0546 | 0.355 | Commercial | Small Commercial | Annual | 16 | 93.426 | 3% | 1700 | 0.0546 | 0.355 | Small Boilers (<100 MMBtu/hr Heat Input):Controlled Low NOx Burner | 5.3333 | 40% | n/a |  |  |  | 90% | 90% | [6 empty] | 0% | 0% |  | 9.25 | 15.625 | 0 | 0 | 0 | 0 | 0 | 0 | 0 | 0 | 0 | 2016 Qtr 1: 2.125; 2016 Qtr 2: 2.25; 2016 Qtr 3: 2.375; 2016 Qtr 4: 2.5; 2017 Qtr 1: 2.625; 2017 Qtr 2: 4; 2017 Qtr 3: 4; 2017 Qtr 4: 5 | 24.875 | (Itron WO017 10-12 cost study, pg 276 provides list by DEER ID)
MCE Commercial | Control SCT to wetbulb + 17degF TD, 70degF min, backflood setpt of 68degF, var-spd cond | D03-226 | 12 | COMMERCIAL | 4 = Commercial Refrigeration | TRUE | 5.3333 | NonRes-sAll-mRfg-SC | Cap-Tons | ROB | 95.478 | 81.1563 |  |  |  | 14.3217 | 1620 | Small Commercial | kW | 0.0684 | 0.278 | Commercial | Small Commercial | Annual | 16 | 95.478 | 3% | 1620 | 0.0684 | 0.278 | Small Boilers (<100 MMBtu/hr Heat Input):Controlled Low NOx Burner | 5.3333 | 40% | n/a |  |  |  | 90% | 90% | [6 empty] | 0% | 0% |  | 9.25 | 15.625 | 0 | 0 | 0 | 0 | 0 | 0 | 0 | 0 | 0 | 2016 Qtr 1: 2.125; 2016 Qtr 2: 2.25; 2016 Qtr 3: 2.375; 2016 Qtr 4: 2.5; 2017 Qtr 1: 2.625; 2017 Qtr 2: 4; 2017 Qtr 3: 4; 2017 Qtr 4: 5 | 24.875 | (Itron WO017 10-12 cost study, pg 276 provides list by DEER ID)
MCE Commercial | [6 empty] | 0 |  |  |  | 0 | 0 |  |  |  | 0 |  |  | #N/A | [5 empty] | 0 | 0 | 3% |  |  |  |  | 0 | [13 empty] | 0% | 0% |  | 0 | 0 | 0 | 0 | 0 | 0 | 0 | 0 | 0 | 0 | 0 | [44 empty] | 0 | (Itron WO017 10-12 cost study, pg 276 provides list by DEER ID)
MCE Commercial | SST setpoint reset based on worst-case demand | D03-220 | 2 | COMMERCIAL | 4 = Commercial Refrigeration | TRUE | 5.3333 | NonRes-sAll-mRfg-SC | Cap-Tons | ROB | 81.1765 | 69 |  |  |  | 12.1765 | 367 | Small Commercial | kW | 0.0756 | 0.0432 | Commercial | Small Commercial | Annual | 16 | 81.1765 | 3% | 367 | 0.0756 | 0.0432 | Small Boilers (<100 MMBtu/hr Heat Input):Controlled Low NOx Burner | 5.3333 | 40% | n/a |  |  |  | 90% | 90% | [6 empty] | 0% | 0% |  | 4 | 4 | 0 | 0 | 0 | 0 | 0 | 0 | 0 | 0 | 0 | [44 empty] | 8 | (Itron WO017 10-12 cost study, pg 276 provides list by DEER ID) | bar: 2016 Qtr 1 to 2017 Qtr 4
MCE Commercial | SST setpoint reset based on worst-case demand | D03-220 | 3A | COMMERCIAL | 4 = Commercial Refrigeration | TRUE | 5.3333 | NonRes-sAll-mRfg-SC | Cap-Tons | ROB | 78.3102 | 66.5637 |  |  |  | 11.7465 | 325 | Small Commercial | kW | 0.0321 | 0.0485 | Commercial | Small Commercial | Annual | 16 | 78.3102 | 3% | 325 | 0.0321 | 0.0485 | Small Boilers (<100 MMBtu/hr Heat Input):Controlled Low NOx Burner | 5.3333 | 40% | n/a |  |  |  | 90% | 90% | [6 empty] | 0% | 0% |  | 4 | 4 | 0 | 0 | 0 | 0 | 0 | 0 | 0 | 0 | 0 | [44 empty] | 8 | (Itron WO017 10-12 cost study, pg 276 provides list by DEER ID) | bar: 2016 Qtr 1 to 2017 Qtr 4
MCE Commercial | SST setpoint reset based on worst-case demand | D03-220 | 3B | COMMERCIAL | 4 = Commercial Refrigeration | TRUE | 5.3333 | NonRes-sAll-mRfg-SC | Cap-Tons | ROB | 78.3102 | 66.5637 |  |  |  | 11.7465 | 325 | Small Commercial | kW | 0.0321 | 0.0485 | Commercial | Small Commercial | Annual | 16 | 78.3102 | 3% | 325 | 0.0321 | 0.0485 | Small Boilers (<100 MMBtu/hr Heat Input):Controlled Low NOx Burner | 5.3333 | 40% | n/a |  |  |  | 90% | 90% | [6 empty] | 0% | 0% |  | 4 | 4 | 0 | 0 | 0 | 0 | 0 | 0 | 0 | 0 | 0 | [44 empty] | 8 | (Itron WO017 10-12 cost study, pg 276 provides list by DEER ID) | bar: 2016 Qtr 1 to 2017 Qtr 4
MCE Commercial | SST setpoint reset based on worst-case demand | D03-220 | 12 | COMMERCIAL | 4 = Commercial Refrigeration | TRUE | 5.3333 | NonRes-sAll-mRfg-SC | Cap-Tons | ROB | 79.7176 | 67.7599 |  |  |  | 11.9576 | 352 | Small Commercial | kW | 0.071 | 0.0386 | Commercial | Small Commercial | Annual | 16 | 79.7176 | 3% | 352 | 0.071 | 0.0386 | Small Boilers (<100 MMBtu/hr Heat Input):Controlled Low NOx Burner | 5.3333 | 40% | n/a |  |  |  | 90% | 90% | [6 empty] | 0% | 0% |  | 4 | 4 | 0 | 0 | 0 | 0 | 0 | 0 | 0 | 0 | 0 | [44 empty] | 8 | (Itron WO017 10-12 cost study, pg 276 provides list by DEER ID) | bar: 2016 Qtr 1 to 2017 Qtr 4
MCE Commercial | Hot water boiler (300-2500 kBtuh, 85.0% thermal efficiency, forced draft) | NG-HVAC-Blr-HW-300to2500kBtuh-85p0ET-Drft | 12 | COMMERCIAL | 7 = Commercial Process | TRUE | 6.6667 | Com-Default>2yrs | Cap-kBTUh | ROB | 26.68 | 22.678 |  |  |  | 4.002 | -0.568 | Small Commercial | kW | -1.44e-05 | 1.65 | Commercial | Small Commercial | Annual | 20 | 14.08 | 3% | -0.568 | -1.44e-05 | 1.65 | Small Boilers (<100 MMBtu/hr Heat Input):Controlled Low NOx Burner | 6.6667 | 60% | 60% |  |  |  | 90% | 90% | [6 empty] | 0% | 0% |  | 0 | 0 | 0 | 0 | 0 | 0 | 0 | 0 | 0 | 0 | 0 | [44 empty] | 0 | (Itron WO017 10-12 cost study)
MCE Commercial | Hot water boiler (300-2500 kBtuh, 94.0% thermal efficiency, condensing) | NG-HVAC-Blr-HW-300to2500kBtuh-94p0ET-Cnd | 2 | COMMERCIAL | 7 = Commercial Process | TRUE | 6.6667 | Com-Default>2yrs | Cap-kBTUh | ROB | 17.73 | 15.0705 |  |  |  | 2.6595 | -1.32 | Small Commercial | kW | -3.27e-05 | 2.77 | Commercial | Small Commercial | Annual | 20 | 14.08 | 3% | -1.32 | -3.27e-05 | 2.77 | Small Boilers (<100 MMBtu/hr Heat Input):Controlled Low NOx Burner | 6.6667 | 60% | 60% |  |  |  | 90% | 90% | [6 empty] | 0% | 0% |  | 128 | 192 | 0 | 0 | 0 | 0 | 0 | 0 | 0 | 0 | 0 | 2016 Qtr 2: 64; 2016 Qtr 3: 0; 2016 Qtr 4: 64; 2017 Qtr 1: 0; 2017 Qtr 2: 64; 2017 Qtr 3: 64; 2017 Qtr 4: 64 | 320 | (Itron WO017 10-12 cost study)
MCE Commercial | Hot water boiler (300-2500 kBtuh, 94.0% thermal efficiency, condensing) | NG-HVAC-Blr-HW-300to2500kBtuh-94p0ET-Cnd | 3A | COMMERCIAL | 7 = Commercial Process | TRUE | 6.6667 | Com-Default>2yrs | Cap-kBTUh | ROB | 17.73 | 15.0705 |  |  |  | 2.6595 | -1.23 | Small Commercial | kW | -2.66e-05 | 2.5 | Commercial | Small Commercial | Annual | 20 | 14.08 | 3% | -1.23 | -2.66e-05 | 2.5 | Small Boilers (<100 MMBtu/hr Heat Input):Controlled Low NOx Burner | 6.6667 | 60% | 60% |  |  |  | 90% | 90% | [6 empty] | 0% | 0% |  | 128 | 192 | 0 | 0 | 0 | 0 | 0 | 0 | 0 | 0 | 0 | 2016 Qtr 2: 64; 2016 Qtr 3: 0; 2016 Qtr 4: 64; 2017 Qtr 1: 0; 2017 Qtr 2: 64; 2017 Qtr 3: 64; 2017 Qtr 4: 64 | 320 | (Itron WO017 10-12 cost study)
MCE Commercial | Hot water boiler (300-2500 kBtuh, 94.0% thermal efficiency, condensing) | NG-HVAC-Blr-HW-300to2500kBtuh-94p0ET-Cnd | 3B | COMMERCIAL | 7 = Commercial Process | TRUE | 6.6667 | Com-Default>2yrs | Cap-kBTUh | ROB | 17.73 | 15.0705 |  |  |  | 2.6595 | -1.23 | Small Commercial | kW | -2.66e-05 | 2.5 | Commercial | Small Commercial | Annual | 20 | 14.08 | 3% | -1.23 | -2.66e-05 | 2.5 | Small Boilers (<100 MMBtu/hr Heat Input):Controlled Low NOx Burner | 6.6667 | 60% | 60% |  |  |  | 90% | 90% | [6 empty] | 0% | 0% |  | 128 | 192 | 0 | 0 | 0 | 0 | 0 | 0 | 0 | 0 | 0 | 2016 Qtr 2: 64; 2016 Qtr 3: 0; 2016 Qtr 4: 64; 2017 Qtr 1: 0; 2017 Qtr 2: 64; 2017 Qtr 3: 64; 2017 Qtr 4: 64 | 320 | (Itron WO017 10-12 cost study)
MCE Commercial | Hot water boiler (300-2500 kBtuh, 94.0% thermal efficiency, condensing) | NG-HVAC-Blr-HW-300to2500kBtuh-94p0ET-Cnd | 12 | COMMERCIAL | 7 = Commercial Process | TRUE | 6.6667 | Com-Default>2yrs | Cap-kBTUh | ROB | 17.73 | 15.0705 |  |  |  | 2.6595 | -1.08 | Small Commercial | kW | -2.93e-05 | 2.24 | Commercial | Small Commercial | Annual | 20 | 14.08 | 3% | -1.08 | -2.93e-05 | 2.24 | Small Boilers (<100 MMBtu/hr Heat Input):Controlled Low NOx Burner | 6.6667 | 60% | 60% |  |  |  | 90% | 90% | [6 empty] | 0% | 0% |  | 128 | 192 | 0 | 0 | 0 | 0 | 0 | 0 | 0 | 0 | 0 | 2016 Qtr 2: 64; 2016 Qtr 3: 0; 2016 Qtr 4: 64; 2017 Qtr 1: 0; 2017 Qtr 2: 64; 2017 Qtr 3: 64; 2017 Qtr 4: 64 | 320 | (Itron WO017 10-12 cost study)
MCE Commercial | [6 empty] | 0 |  |  |  |  | 0 |  |  |  | 0 |  |  | #N/A | [5 empty] | 0 | 0 | 3% |  |  |  |  | 0 | [13 empty] | 0% | 0% |  | 0 | 0 | 0 | 0 | 0 | 0 | 0 | 0 | 0 | 0 | 0 | [44 empty] | 0
MCE Commercial | Small storage HP water heater: 40 gallon, EF = 2.20, RE = 0.98, Cap = 4.5 kW, UA = 4.20 BTU/hr-F | NE-WtrHt-SmlStrg-HP-lte12kW-40G-2p20EF | 2 | COMMERCIAL | 7 = Commercial Process | TRUE | 3.3333 | Com-Default>2yrs | Each | ROB | 1761.23 | 1497.0455 |  |  |  | 264.1845 | 3900 | Small Commercial | kW | 0.812 | 0 | Commercial | Small Commercial | Annual | 10 | 1340.3 | 3% | 3900 | 0.812 | 0 | Small Boilers (<100 MMBtu/hr Heat Input):Controlled Low NOx Burner | 3.3333 | 60% | 60% |  |  |  | 90% | 90% | [6 empty] | 0% | 0% |  | 0.73047 | 1.3242 | 0 | 0 | 0 | 0 | 0 | 0 | 0 | 0 | 0 | 2016 Qtr 1: 0.13281; 2016 Qtr 2: 0.14062; 2016 Qtr 3: 0.22266; 2016 Qtr 4: 0.23438; 2017 Qtr 1: 0.24609; 2017 Qtr 2: 0.34375; 2017 Qtr 3: 0.35938; 2017 Qtr 4: 0.375 | 2.0547 | (Itron WO017 10-12 cost study)
MCE Commercial | Small storage HP water heater: 40 gallon, EF = 2.20, RE = 0.98, Cap = 4.5 kW, UA = 4.20 BTU/hr-F | NE-WtrHt-SmlStrg-HP-lte12kW-40G-2p20EF | 3A | COMMERCIAL | 7 = Commercial Process | TRUE | 3.3333 | Com-Default>2yrs | Each | ROB | 1761.23 | 1497.0455 |  |  |  | 264.1845 | 3680 | Small Commercial | kW | 0.805 | 0 | Commercial | Small Commercial | Annual | 10 | 1340.3 | 3% | 3680 | 0.805 | 0 | Small Boilers (<100 MMBtu/hr Heat Input):Controlled Low NOx Burner | 3.3333 | 60% | 60% |  |  |  | 90% | 90% | [6 empty] | 0% | 0% |  | 0.73047 | 1.3242 | 0 | 0 | 0 | 0 | 0 | 0 | 0 | 0 | 0 | 2016 Qtr 1: 0.13281; 2016 Qtr 2: 0.14062; 2016 Qtr 3: 0.22266; 2016 Qtr 4: 0.23438; 2017 Qtr 1: 0.24609; 2017 Qtr 2: 0.34375; 2017 Qtr 3: 0.35938; 2017 Qtr 4: 0.375 | 2.0547 | (Itron WO017 10-12 cost study)
MCE Commercial | Small storage HP water heater: 40 gallon, EF = 2.20, RE = 0.98, Cap = 4.5 kW, UA = 4.20 BTU/hr-F | NE-WtrHt-SmlStrg-HP-lte12kW-40G-2p20EF | 3B | COMMERCIAL | 7 = Commercial Process | TRUE | 3.3333 | Com-Default>2yrs | Each | ROB | 1761.23 | 1497.0455 |  |  |  | 264.1845 | 3680 | Small Commercial | kW | 0.805 | 0 | Commercial | Small Commercial | Annual | 10 | 1340.3 | 3% | 3680 | 0.805 | 0 | Small Boilers (<100 MMBtu/hr Heat Input):Controlled Low NOx Burner | 3.3333 | 60% | 60% |  |  |  | 90% | 90% | [6 empty] | 0% | 0% |  | 0.73047 | 1.3242 | 0 | 0 | 0 | 0 | 0 | 0 | 0 | 0 | 0 | 2016 Qtr 1: 0.13281; 2016 Qtr 2: 0.14062; 2016 Qtr 3: 0.22266; 2016 Qtr 4: 0.23438; 2017 Qtr 1: 0.24609; 2017 Qtr 2: 0.34375; 2017 Qtr 3: 0.35938; 2017 Qtr 4: 0.375 | 2.0547 | (Itron WO017 10-12 cost study)
MCE Commercial | Small storage HP water heater: 40 gallon, EF = 2.20, RE = 0.98, Cap = 4.5 kW, UA = 4.20 BTU/hr-F | NE-WtrHt-SmlStrg-HP-lte12kW-40G-2p20EF | 12 | COMMERCIAL | 7 = Commercial Process | TRUE | 3.3333 | Com-Default>2yrs | Each | ROB | 1761.23 | 1497.0455 |  |  |  | 264.1845 | 3540 | Small Commercial | kW | 0.754 | 0 | Commercial | Small Commercial | Annual | 10 | 1340.3 | 3% | 3540 | 0.754 | 0 | Small Boilers (<100 MMBtu/hr Heat Input):Controlled Low NOx Burner | 3.3333 | 60% | 60% |  |  |  | 90% | 90% | [6 empty] | 0% | 0% |  | 0.73047 | 1.3242 | 0 | 0 | 0 | 0 | 0 | 0 | 0 | 0 | 0 | 2016 Qtr 1: 0.13281; 2016 Qtr 2: 0.14062; 2016 Qtr 3: 0.22266; 2016 Qtr 4: 0.23438; 2017 Qtr 1: 0.24609; 2017 Qtr 2: 0.34375; 2017 Qtr 3: 0.35938; 2017 Qtr 4: 0.375 | 2.0547 | (Itron WO017 10-12 cost study)
MCE Commercial | Small storage HP water heater: 40 gallon, EF = 2.40, RE = 0.98, Cap = 4.5 kW, UA = 4.20 BTU/hr-F | NE-WtrHt-SmlStrg-HP-lte12kW-40G-2p40EF | 2 | COMMERCIAL | 7 = Commercial Process | TRUE | 3.3333 | Com-Default>2yrs | Each | ROB | 1761.23 | 1497.0455 |  |  |  | 264.1845 | 4290 | Small Commercial | kW | 0.882 | 0 | Commercial | Small Commercial | Annual | 10 | 1340.3 | 3% | 4290 | 0.882 | 0 | Small Boilers (<100 MMBtu/hr Heat Input):Controlled Low NOx Burner | 3.3333 | 60% | 60% |  |  |  | 90% | 90% | [6 empty] | 0% | 0% |  | 0.73047 | 1.3242 | 0 | 0 | 0 | 0 | 0 | 0 | 0 | 0 | 0 | 2016 Qtr 1: 0.13281; 2016 Qtr 2: 0.14062; 2016 Qtr 3: 0.22266; 2016 Qtr 4: 0.23438; 2017 Qtr 1: 0.24609; 2017 Qtr 2: 0.34375; 2017 Qtr 3: 0.35938; 2017 Qtr 4: 0.375 | 2.0547 | (Itron WO017 10-12 cost study)
MCE Commercial | Small storage HP water heater: 40 gallon, EF = 2.40, RE = 0.98, Cap = 4.5 kW, UA = 4.20 BTU/hr-F | NE-WtrHt-SmlStrg-HP-lte12kW-40G-2p40EF | 3A | COMMERCIAL | 7 = Commercial Process | TRUE | 3.3333 | Com-Default>2yrs | Each | ROB | 1761.23 | 1497.0455 |  |  |  | 264.1845 | 4050 | Small Commercial | kW | 0.876 | 0 | Commercial | Small Commercial | Annual | 10 | 1340.3 | 3% | 4050 | 0.876 | 0 | Small Boilers (<100 MMBtu/hr Heat Input):Controlled Low NOx Burner | 3.3333 | 60% | 60% |  |  |  | 90% | 90% | [6 empty] | 0% | 0% |  | 0.73047 | 1.3242 | 0 | 0 | 0 | 0 | 0 | 0 | 0 | 0 | 0 | 2016 Qtr 1: 0.13281; 2016 Qtr 2: 0.14062; 2016 Qtr 3: 0.22266; 2016 Qtr 4: 0.23438; 2017 Qtr 1: 0.24609; 2017 Qtr 2: 0.34375; 2017 Qtr 3: 0.35938; 2017 Qtr 4: 0.375 | 2.0547 | (Itron WO017 10-12 cost study)
MCE Commercial | Small storage HP water heater: 40 gallon, EF = 2.40, RE = 0.98, Cap = 4.5 kW, UA = 4.20 BTU/hr-F | NE-WtrHt-SmlStrg-HP-lte12kW-40G-2p40EF | 3B | COMMERCIAL | 7 = Commercial Process | TRUE | 3.3333 | Com-Default>2yrs | Each | ROB | 1761.23 | 1497.0455 |  |  |  | 264.1845 | 4050 | Small Commercial | kW | 0.876 | 0 | Commercial | Small Commercial | Annual | 10 | 1340.3 | 3% | 4050 | 0.876 | 0 | Small Boilers (<100 MMBtu/hr Heat Input):Controlled Low NOx Burner | 3.3333 | 60% | 60% |  |  |  | 90% | 90% | [6 empty] | 0% | 0% |  | 0.73047 | 1.3242 | 0 | 0 | 0 | 0 | 0 | 0 | 0 | 0 | 0 | 2016 Qtr 1: 0.13281; 2016 Qtr 2: 0.14062; 2016 Qtr 3: 0.22266; 2016 Qtr 4: 0.23438; 2017 Qtr 1: 0.24609; 2017 Qtr 2: 0.34375; 2017 Qtr 3: 0.35938; 2017 Qtr 4: 0.375 | 2.0547 | (Itron WO017 10-12 cost study)
MCE Commercial | Small storage HP water heater: 40 gallon, EF = 2.40, RE = 0.98, Cap = 4.5 kW, UA = 4.20 BTU/hr-F | NE-WtrHt-SmlStrg-HP-lte12kW-40G-2p40EF | 12 | COMMERCIAL | 7 = Commercial Process | TRUE | 3.3333 | Com-Default>2yrs | Each | ROB | 1761.23 | 1497.0455 |  |  |  | 264.1845 | 3900 | Small Commercial | kW | 0.819 | 0 | Commercial | Small Commercial | Annual | 10 | 1340.3 | 3% | 3900 | 0.819 | 0 | Small Boilers (<100 MMBtu/hr Heat Input):Controlled Low NOx Burner | 3.3333 | 60% | 60% |  |  |  | 90% | 90% | [6 empty] | 0% | 0% |  | 0.73047 | 1.3242 | 0 | 0 | 0 | 0 | 0 | 0 | 0 | 0 | 0 | 2016 Qtr 1: 0.13281; 2016 Qtr 2: 0.14062; 2016 Qtr 3: 0.22266; 2016 Qtr 4: 0.23438; 2017 Qtr 1: 0.24609; 2017 Qtr 2: 0.34375; 2017 Qtr 3: 0.35938; 2017 Qtr 4: 0.375 | 2.0547 | (Itron WO017 10-12 cost study)
MCE Commercial | Small storage HP water heater: 50 gallon, EF = 2.20, RE = 0.98, Cap = 5 kW, UA = 4.20 BTU/hr-F | NE-WtrHt-SmlStrg-HP-lte12kW-50G-2p20EF | 2 | COMMERCIAL | 7 = Commercial Process | TRUE | 3.3333 | Com-Default>2yrs | Each | ROB | 1295.82 | 1101.447 |  |  |  | 194.373 | 4490 | Small Commercial | kW | 0.896 | 0 | Commercial | Small Commercial | Annual | 10 | 917.99 | 3% | 4490 | 0.896 | 0 | Small Boilers (<100 MMBtu/hr Heat Input):Controlled Low NOx Burner | 3.3333 | 60% | 60% |  |  |  | 90% | 90% | [6 empty] | 0% | 0% |  | 0.73047 | 1.3242 | 0 | 0 | 0 | 0 | 0 | 0 | 0 | 0 | 0 | 2016 Qtr 1: 0.13281; 2016 Qtr 2: 0.14062; 2016 Qtr 3: 0.22266; 2016 Qtr 4: 0.23438; 2017 Qtr 1: 0.24609; 2017 Qtr 2: 0.34375; 2017 Qtr 3: 0.35938; 2017 Qtr 4: 0.375 | 2.0547 | (Itron WO017 10-12 cost study)
MCE Commercial | Small storage HP water heater: 50 gallon, EF = 2.20, RE = 0.98, Cap = 5 kW, UA = 4.20 BTU/hr-F | NE-WtrHt-SmlStrg-HP-lte12kW-50G-2p20EF | 3A | COMMERCIAL | 7 = Commercial Process | TRUE | 3.3333 | Com-Default>2yrs | Each | ROB | 1295.82 | 1101.447 |  |  |  | 194.373 | 4250 | Small Commercial | kW | 0.897 | 0 | Commercial | Small Commercial | Annual | 10 | 917.99 | 3% | 4250 | 0.897 | 0 | Small Boilers (<100 MMBtu/hr Heat Input):Controlled Low NOx Burner | 3.3333 | 60% | 60% |  |  |  | 90% | 90% | [6 empty] | 0% | 0% |  | 0.73047 | 1.3242 | 0 | 0 | 0 | 0 | 0 | 0 | 0 | 0 | 0 | 2016 Qtr 1: 0.13281; 2016 Qtr 2: 0.14062; 2016 Qtr 3: 0.22266; 2016 Qtr 4: 0.23438; 2017 Qtr 1: 0.24609; 2017 Qtr 2: 0.34375; 2017 Qtr 3: 0.35938; 2017 Qtr 4: 0.375 | 2.0547 | (Itron WO017 10-12 cost study)
MCE Commercial | Small storage HP water heater: 50 gallon, EF = 2.20, RE = 0.98, Cap = 5 kW, UA = 4.20 BTU/hr-F | NE-WtrHt-SmlStrg-HP-lte12kW-50G-2p20EF | 3B | COMMERCIAL | 7 = Commercial Process | TRUE | 3.3333 | Com-Default>2yrs | Each | ROB | 1295.82 | 1101.447 |  |  |  | 194.373 | 4250 | Small Commercial | kW | 0.897 | 0 | Commercial | Small Commercial | Annual | 10 | 917.99 | 3% | 4250 | 0.897 | 0 | Small Boilers (<100 MMBtu/hr Heat Input):Controlled Low NOx Burner | 3.3333 | 60% | 60% |  |  |  | 90% | 90% | [6 empty] | 0% | 0% |  | 0.73047 | 1.3242 | 0 | 0 | 0 | 0 | 0 | 0 | 0 | 0 | 0 | 2016 Qtr 1: 0.13281; 2016 Qtr 2: 0.14062; 2016 Qtr 3: 0.22266; 2016 Qtr 4: 0.23438; 2017 Qtr 1: 0.24609; 2017 Qtr 2: 0.34375; 2017 Qtr 3: 0.35938; 2017 Qtr 4: 0.375 | 2.0547 | (Itron WO017 10-12 cost study)
MCE Commercial | Small storage HP water heater: 50 gallon, EF = 2.20, RE = 0.98, Cap = 5 kW, UA = 4.20 BTU/hr-F | NE-WtrHt-SmlStrg-HP-lte12kW-50G-2p20EF | 12 | COMMERCIAL | 7 = Commercial Process | TRUE | 3.3333 | Com-Default>2yrs | Each | ROB | 1295.82 | 1101.447 |  |  |  | 194.373 | 4110 | Small Commercial | kW | 0.841 | 0 | Commercial | Small Commercial | Annual | 10 | 917.99 | 3% | 4110 | 0.841 | 0 | Small Boilers (<100 MMBtu/hr Heat Input):Controlled Low NOx Burner | 3.3333 | 60% | 60% |  |  |  | 90% | 90% | [6 empty] | 0% | 0% |  | 0.73047 | 1.3242 | 0 | 0 | 0 | 0 | 0 | 0 | 0 | 0 | 0 | 2016 Qtr 1: 0.13281; 2016 Qtr 2: 0.14062; 2016 Qtr 3: 0.22266; 2016 Qtr 4: 0.23438; 2017 Qtr 1: 0.24609; 2017 Qtr 2: 0.34375; 2017 Qtr 3: 0.35938; 2017 Qtr 4: 0.375 | 2.0547 | (Itron WO017 10-12 cost study)
MCE Commercial | Small storage HP water heater: 50 gallon, EF = 2.40, RE = 0.98, Cap = 5 kW, UA = 4.20 BTU/hr-F | NE-WtrHt-SmlStrg-HP-lte12kW-50G-2p40EF | 2 | COMMERCIAL | 7 = Commercial Process | TRUE | 3.3333 | Com-Default>2yrs | Each | ROB | 1295.82 | 1101.447 |  |  |  | 194.373 | 4930 | Small Commercial | kW | 0.973 | 0 | Commercial | Small Commercial | Annual | 10 | 917.99 | 3% | 4930 | 0.973 | 0 | Small Boilers (<100 MMBtu/hr Heat Input):Controlled Low NOx Burner | 3.3333 | 60% | 60% |  |  |  | 90% | 90% | [6 empty] | 0% | 0% |  | 0.73047 | 1.3242 | 0 | 0 | 0 | 0 | 0 | 0 | 0 | 0 | 0 | 2016 Qtr 1: 0.13281; 2016 Qtr 2: 0.14062; 2016 Qtr 3: 0.22266; 2016 Qtr 4: 0.23438; 2017 Qtr 1: 0.24609; 2017 Qtr 2: 0.34375; 2017 Qtr 3: 0.35938; 2017 Qtr 4: 0.375 | 2.0547 | (Itron WO017 10-12 cost study)
MCE Commercial | Small storage HP water heater: 50 gallon, EF = 2.40, RE = 0.98, Cap = 5 kW, UA = 4.20 BTU/hr-F | NE-WtrHt-SmlStrg-HP-lte12kW-50G-2p40EF | 3A | COMMERCIAL | 7 = Commercial Process | TRUE | 3.3333 | Com-Default>2yrs | Each | ROB | 1295.82 | 1101.447 |  |  |  | 194.373 | 4670 | Small Commercial | kW | 0.975 | 0 | Commercial | Small Commercial | Annual | 10 | 917.99 | 3% | 4670 | 0.975 | 0 | Small Boilers (<100 MMBtu/hr Heat Input):Controlled Low NOx Burner | 3.3333 | 60% | 60% |  |  |  | 90% | 90% | [6 empty] | 0% | 0% |  | 0.73047 | 1.3242 | 0 | 0 | 0 | 0 | 0 | 0 | 0 | 0 | 0 | 2016 Qtr 1: 0.13281; 2016 Qtr 2: 0.14062; 2016 Qtr 3: 0.22266; 2016 Qtr 4: 0.23438; 2017 Qtr 1: 0.24609; 2017 Qtr 2: 0.34375; 2017 Qtr 3: 0.35938; 2017 Qtr 4: 0.375 | 2.0547 | (Itron WO017 10-12 cost study)
MCE Commercial | Small storage HP water heater: 50 gallon, EF = 2.40, RE = 0.98, Cap = 5 kW, UA = 4.20 BTU/hr-F | NE-WtrHt-SmlStrg-HP-lte12kW-50G-2p40EF | 3B | COMMERCIAL | 7 = Commercial Process | TRUE | 3.3333 | Com-Default>2yrs | Each | ROB | 1295.82 | 1101.447 |  |  |  | 194.373 | 4670 | Small Commercial | kW | 0.975 | 0 | Commercial | Small Commercial | Annual | 10 | 917.99 | 3% | 4670 | 0.975 | 0 | Small Boilers (<100 MMBtu/hr Heat Input):Controlled Low NOx Burner | 3.3333 | 60% | 60% |  |  |  | 90% | 90% | [6 empty] | 0% | 0% |  | 0.73047 | 1.3242 | 0 | 0 | 0 | 0 | 0 | 0 | 0 | 0 | 0 | 2016 Qtr 1: 0.13281; 2016 Qtr 2: 0.14062; 2016 Qtr 3: 0.22266; 2016 Qtr 4: 0.23438; 2017 Qtr 1: 0.24609; 2017 Qtr 2: 0.34375; 2017 Qtr 3: 0.35938; 2017 Qtr 4: 0.375 | 2.0547 | (Itron WO017 10-12 cost study)
MCE Commercial | Small storage HP water heater: 50 gallon, EF = 2.40, RE = 0.98, Cap = 5 kW, UA = 4.20 BTU/hr-F | NE-WtrHt-SmlStrg-HP-lte12kW-50G-2p40EF | 12 | COMMERCIAL | 7 = Commercial Process | TRUE | 3.3333 | Com-Default>2yrs | Each | ROB | 1295.82 | 1101.447 |  |  |  | 194.373 | 4520 | Small Commercial | kW | 0.912 | 0 | Commercial | Small Commercial | Annual | 10 | 917.99 | 3% | 4520 | 0.912 | 0 | Small Boilers (<100 MMBtu/hr Heat Input):Controlled Low NOx Burner | 3.3333 | 60% | 60% |  |  |  | 90% | 90% | [6 empty] | 0% | 0% |  | 0.73047 | 1.3242 | 0 | 0 | 0 | 0 | 0 | 0 | 0 | 0 | 0 | 2016 Qtr 1: 0.13281; 2016 Qtr 2: 0.14062; 2016 Qtr 3: 0.22266; 2016 Qtr 4: 0.23438; 2017 Qtr 1: 0.24609; 2017 Qtr 2: 0.34375; 2017 Qtr 3: 0.35938; 2017 Qtr 4: 0.375 | 2.0547 | (Itron WO017 10-12 cost study)
MCE Commercial | Small storage Gas water heater: 40 gallon, EF = 0.70, RE = 0.82, Cap = 40kBTUh, UA = 4.63 BTU/hr-F, AuxBTUh: 350 | NG-WtrHt-SmlStrg-Gas-lte75kBtuh-40G-0p70EF | 2 | COMMERCIAL | 7 = Commercial Process | TRUE | 3.3333 | Com-Default>2yrs | Each | ROB | 1031.43 | 876.7155 |  |  |  | 154.7145 | 0 | Small Commercial | kW | 0 | 115 | Commercial | Small Commercial | Annual | 10 | 466.38 | 3% | 0 | 0 | 115 | Small Boilers (<100 MMBtu/hr Heat Input):Controlled Low NOx Burner | 3.3333 | 60% | 60% |  |  |  | 90% | 90% | [6 empty] | 0% | 0% |  | 2 | 4 | 0 | 0 | 0 | 0 | 0 | 0 | 0 | 0 | 0 | [44 empty] | 6 | (Itron WO017 10-12 cost study) | bar: 2016 Qtr 1; 2016 Qtr 3; 2017 Qtr 1 to 2017 Qtr 4
MCE Commercial | Small storage Gas water heater: 40 gallon, EF = 0.70, RE = 0.82, Cap = 40kBTUh, UA = 4.63 BTU/hr-F, AuxBTUh: 350 | NG-WtrHt-SmlStrg-Gas-lte75kBtuh-40G-0p70EF | 3A | COMMERCIAL | 7 = Commercial Process | TRUE | 3.3333 | Com-Default>2yrs | Each | ROB | 1031.43 | 876.7155 |  |  |  | 154.7145 | 0 | Small Commercial | kW | 0 | 113 | Commercial | Small Commercial | Annual | 10 | 466.38 | 3% | 0 | 0 | 113 | Small Boilers (<100 MMBtu/hr Heat Input):Controlled Low NOx Burner | 3.3333 | 60% | 60% |  |  |  | 90% | 90% | [6 empty] | 0% | 0% |  | 2 | 4 | 0 | 0 | 0 | 0 | 0 | 0 | 0 | 0 | 0 | [44 empty] | 6 | (Itron WO017 10-12 cost study) | bar: 2016 Qtr 1; 2016 Qtr 3; 2017 Qtr 1 to 2017 Qtr 4
MCE Commercial | Small storage Gas water heater: 40 gallon, EF = 0.70, RE = 0.82, Cap = 40kBTUh, UA = 4.63 BTU/hr-F, AuxBTUh: 350 | NG-WtrHt-SmlStrg-Gas-lte75kBtuh-40G-0p70EF | 3B | COMMERCIAL | 7 = Commercial Process | TRUE | 3.3333 | Com-Default>2yrs | Each | ROB | 1031.43 | 876.7155 |  |  |  | 154.7145 | 0 | Small Commercial | kW | 0 | 113 | Commercial | Small Commercial | Annual | 10 | 466.38 | 3% | 0 | 0 | 113 | Small Boilers (<100 MMBtu/hr Heat Input):Controlled Low NOx Burner | 3.3333 | 60% | 60% |  |  |  | 90% | 90% | [6 empty] | 0% | 0% |  | 2 | 4 | 0 | 0 | 0 | 0 | 0 | 0 | 0 | 0 | 0 | [44 empty] | 6 | (Itron WO017 10-12 cost study) | bar: 2016 Qtr 1; 2016 Qtr 3; 2017 Qtr 1 to 2017 Qtr 4
MCE Commercial | Small storage Gas water heater: 40 gallon, EF = 0.70, RE = 0.82, Cap = 40kBTUh, UA = 4.63 BTU/hr-F, AuxBTUh: 350 | NG-WtrHt-SmlStrg-Gas-lte75kBtuh-40G-0p70EF | 12 | COMMERCIAL | 7 = Commercial Process | TRUE | 3.3333 | Com-Default>2yrs | Each | ROB | 1031.43 | 876.7155 |  |  |  | 154.7145 | 0 | Small Commercial | kW | 0 | 106 | Commercial | Small Commercial | Annual | 10 | 466.38 | 3% | 0 | 0 | 106 | Small Boilers (<100 MMBtu/hr Heat Input):Controlled Low NOx Burner | 3.3333 | 60% | 60% |  |  |  | 90% | 90% | [6 empty] | 0% | 0% |  | 2 | 4 | 0 | 0 | 0 | 0 | 0 | 0 | 0 | 0 | 0 | [44 empty] | 6 | (Itron WO017 10-12 cost study) | bar: 2016 Qtr 1; 2016 Qtr 3; 2017 Qtr 1 to 2017 Qtr 4
MCE Commercial | Small storage Gas water heater: 40 gallon, EF = 0.82, RE = 0.9, Cap = 40kBTUh, UA = 2.61 BTU/hr-F, VentW: 50, AuxBTUh: 350 | NG-WtrHt-SmlStrg-Gas-lte75kBtuh-40G-0p82EF | 2 | COMMERCIAL | 7 = Commercial Process | TRUE | 3.3333 | Com-Default>2yrs | Each | ROB | 1031.43 | 876.7155 |  |  |  | 154.7145 | -138 | Small Commercial | kW | -0.0268 | 248 | Commercial | Small Commercial | Annual | 10 | 466.38 | 3% | -138 | -0.0268 | 248 | Small Boilers (<100 MMBtu/hr Heat Input):Controlled Low NOx Burner | 3.3333 | 60% | 60% |  |  |  | 90% | 90% | [6 empty] | 0% | 0% |  | 1.4219 | 5.2969 | 0 | 0 | 0 | 0 | 0 | 0 | 0 | 0 | 0 | 2016 Qtr 1: 0.53125; 2016 Qtr 3: 0.89062; 2017 Qtr 1: 0.98438; 2017 Qtr 2: 1.375; 2017 Qtr 3: 1.4375; 2017 Qtr 4: 1.5 | 6.7188 | (Itron WO017 10-12 cost study)
MCE Commercial | Small storage Gas water heater: 40 gallon, EF = 0.82, RE = 0.9, Cap = 40kBTUh, UA = 2.61 BTU/hr-F, VentW: 50, AuxBTUh: 350 | NG-WtrHt-SmlStrg-Gas-lte75kBtuh-40G-0p82EF | 3A | COMMERCIAL | 7 = Commercial Process | TRUE | 3.3333 | Com-Default>2yrs | Each | ROB | 1031.43 | 876.7155 |  |  |  | 154.7145 | -134 | Small Commercial | kW | -0.0286 | 241 | Commercial | Small Commercial | Annual | 10 | 466.38 | 3% | -134 | -0.0286 | 241 | Small Boilers (<100 MMBtu/hr Heat Input):Controlled Low NOx Burner | 3.3333 | 60% | 60% |  |  |  | 90% | 90% | [6 empty] | 0% | 0% |  | 1.4219 | 5.2969 | 0 | 0 | 0 | 0 | 0 | 0 | 0 | 0 | 0 | 2016 Qtr 1: 0.53125; 2016 Qtr 3: 0.89062; 2017 Qtr 1: 0.98438; 2017 Qtr 2: 1.375; 2017 Qtr 3: 1.4375; 2017 Qtr 4: 1.5 | 6.7188 | (Itron WO017 10-12 cost study)
MCE Commercial | Small storage Gas water heater: 40 gallon, EF = 0.82, RE = 0.9, Cap = 40kBTUh, UA = 2.61 BTU/hr-F, VentW: 50, AuxBTUh: 350 | NG-WtrHt-SmlStrg-Gas-lte75kBtuh-40G-0p82EF | 3B | COMMERCIAL | 7 = Commercial Process | TRUE | 3.3333 | Com-Default>2yrs | Each | ROB | 1031.43 | 876.7155 |  |  |  | 154.7145 | -134 | Small Commercial | kW | -0.0286 | 241 | Commercial | Small Commercial | Annual | 10 | 466.38 | 3% | -134 | -0.0286 | 241 | Small Boilers (<100 MMBtu/hr Heat Input):Controlled Low NOx Burner | 3.3333 | 60% | 60% |  |  |  | 90% | 90% | [6 empty] | 0% | 0% |  | 1.4219 | 5.2969 | 0 | 0 | 0 | 0 | 0 | 0 | 0 | 0 | 0 | 2016 Qtr 1: 0.53125; 2016 Qtr 3: 0.89062; 2017 Qtr 1: 0.98438; 2017 Qtr 2: 1.375; 2017 Qtr 3: 1.4375; 2017 Qtr 4: 1.5 | 6.7188 | (Itron WO017 10-12 cost study)
MCE Commercial | Small storage Gas water heater: 40 gallon, EF = 0.82, RE = 0.9, Cap = 40kBTUh, UA = 2.61 BTU/hr-F, VentW: 50, AuxBTUh: 350 | NG-WtrHt-SmlStrg-Gas-lte75kBtuh-40G-0p82EF | 12 | COMMERCIAL | 7 = Commercial Process | TRUE | 3.3333 | Com-Default>2yrs | Each | ROB | 1031.43 | 876.7155 |  |  |  | 154.7145 | -128 | Small Commercial | kW | -0.0259 | 227 | Commercial | Small Commercial | Annual | 10 | 466.38 | 3% | -128 | -0.0259 | 227 | Small Boilers (<100 MMBtu/hr Heat Input):Controlled Low NOx Burner | 3.3333 | 60% | 60% |  |  |  | 90% | 90% | [6 empty] | 0% | 0% |  | 1.4219 | 5.2969 | 0 | 0 | 0 | 0 | 0 | 0 | 0 | 0 | 0 | 2016 Qtr 1: 0.53125; 2016 Qtr 3: 0.89062; 2017 Qtr 1: 0.98438; 2017 Qtr 2: 1.375; 2017 Qtr 3: 1.4375; 2017 Qtr 4: 1.5 | 6.7188 | (Itron WO017 10-12 cost study)
MCE Commercial | Small storage Gas water heater: 50 gallon, EF = 0.70, RE = 0.82, Cap = 40kBTUh, UA = 4.63 BTU/hr-F, AuxBTUh: 350 | NG-WtrHt-SmlStrg-Gas-lte75kBtuh-50G-0p70EF | 2 | COMMERCIAL | 7 = Commercial Process | TRUE | 3.3333 | Com-Default>2yrs | Each | ROB | 1135.71 | 965.3535 |  |  |  | 170.3565 | 0 | Small Commercial | kW | 0 | 146 | Commercial | Small Commercial | Annual | 10 | 520.03 | 3% | 0 | 0 | 146 | Small Boilers (<100 MMBtu/hr Heat Input):Controlled Low NOx Burner | 3.3333 | 60% | 60% |  |  |  | 90% | 90% | [6 empty] | 0% | 0% |  | 2 | 4 | 0 | 0 | 0 | 0 | 0 | 0 | 0 | 0 | 0 | [44 empty] | 6 | (Itron WO017 10-12 cost study) | bar: 2016 Qtr 1; 2016 Qtr 3; 2017 Qtr 1 to 2017 Qtr 4
MCE Commercial | Small storage Gas water heater: 50 gallon, EF = 0.70, RE = 0.82, Cap = 40kBTUh, UA = 4.63 BTU/hr-F, AuxBTUh: 350 | NG-WtrHt-SmlStrg-Gas-lte75kBtuh-50G-0p70EF | 3A | COMMERCIAL | 7 = Commercial Process | TRUE | 3.3333 | Com-Default>2yrs | Each | ROB | 1135.71 | 965.3535 |  |  |  | 170.3565 | 0 | Small Commercial | kW | 0 | 148 | Commercial | Small Commercial | Annual | 10 | 520.03 | 3% | 0 | 0 | 148 | Small Boilers (<100 MMBtu/hr Heat Input):Controlled Low NOx Burner | 3.3333 | 60% | 60% |  |  |  | 90% | 90% | [6 empty] | 0% | 0% |  | 2 | 4 | 0 | 0 | 0 | 0 | 0 | 0 | 0 | 0 | 0 | [44 empty] | 6 | (Itron WO017 10-12 cost study) | bar: 2016 Qtr 1; 2016 Qtr 3; 2017 Qtr 1 to 2017 Qtr 4
MCE Commercial | Small storage Gas water heater: 50 gallon, EF = 0.70, RE = 0.82, Cap = 40kBTUh, UA = 4.63 BTU/hr-F, AuxBTUh: 350 | NG-WtrHt-SmlStrg-Gas-lte75kBtuh-50G-0p70EF | 3B | COMMERCIAL | 7 = Commercial Process | TRUE | 3.3333 | Com-Default>2yrs | Each | ROB | 1135.71 | 965.3535 |  |  |  | 170.3565 | 0 | Small Commercial | kW | 0 | 148 | Commercial | Small Commercial | Annual | 10 | 520.03 | 3% | 0 | 0 | 148 | Small Boilers (<100 MMBtu/hr Heat Input):Controlled Low NOx Burner | 3.3333 | 60% | 60% |  |  |  | 90% | 90% | [6 empty] | 0% | 0% |  | 2 | 4 | 0 | 0 | 0 | 0 | 0 | 0 | 0 | 0 | 0 | [44 empty] | 6 | (Itron WO017 10-12 cost study) | bar: 2016 Qtr 1; 2016 Qtr 3; 2017 Qtr 1 to 2017 Qtr 4
MCE Commercial | Small storage Gas water heater: 50 gallon, EF = 0.70, RE = 0.82, Cap = 40kBTUh, UA = 4.63 BTU/hr-F, AuxBTUh: 350 | NG-WtrHt-SmlStrg-Gas-lte75kBtuh-50G-0p70EF | 12 | COMMERCIAL | 7 = Commercial Process | TRUE | 3.3333 | Com-Default>2yrs | Each | ROB | 1135.71 | 965.3535 |  |  |  | 170.3565 | 0 | Small Commercial | kW | 0 | 129 | Commercial | Small Commercial | Annual | 10 | 520.03 | 3% | 0 | 0 | 129 | Small Boilers (<100 MMBtu/hr Heat Input):Controlled Low NOx Burner | 3.3333 | 60% | 60% |  |  |  | 90% | 90% | [6 empty] | 0% | 0% |  | 2 | 4 | 0 | 0 | 0 | 0 | 0 | 0 | 0 | 0 | 0 | [44 empty] | 6 | (Itron WO017 10-12 cost study) | bar: 2016 Qtr 1; 2016 Qtr 3; 2017 Qtr 1 to 2017 Qtr 4
MCE Commercial | Small storage Gas water heater: 50 gallon, EF = 0.82, RE = 0.9, Cap = 40kBTUh, UA = 2.61 BTU/hr-F, VentW: 50, AuxBTUh: 350 | NG-WtrHt-SmlStrg-Gas-lte75kBtuh-50G-0p82EF | 2 | COMMERCIAL | 7 = Commercial Process | TRUE | 3.3333 | Com-Default>2yrs | Each | ROB | 1135.71 | 965.3535 |  |  |  | 170.3565 | -152 | Small Commercial | kW | -0.0289 | 306 | Commercial | Small Commercial | Annual | 10 | 520.03 | 3% | -152 | -0.0289 | 306 | Small Boilers (<100 MMBtu/hr Heat Input):Controlled Low NOx Burner | 3.3333 | 60% | 60% |  |  |  | 90% | 90% | [6 empty] | 0% | 0% |  | 1.4219 | 5.2969 | 0 | 0 | 0 | 0 | 0 | 0 | 0 | 0 | 0 | 2016 Qtr 1: 0.53125; 2016 Qtr 3: 0.89062; 2017 Qtr 1: 0.98438; 2017 Qtr 2: 1.375; 2017 Qtr 3: 1.4375; 2017 Qtr 4: 1.5 | 6.7188 | (Itron WO017 10-12 cost study)
MCE Commercial | Small storage Gas water heater: 50 gallon, EF = 0.82, RE = 0.9, Cap = 40kBTUh, UA = 2.61 BTU/hr-F, VentW: 50, AuxBTUh: 350 | NG-WtrHt-SmlStrg-Gas-lte75kBtuh-50G-0p82EF | 3A | COMMERCIAL | 7 = Commercial Process | TRUE | 3.3333 | Com-Default>2yrs | Each | ROB | 1135.71 | 965.3535 |  |  |  | 170.3565 | -148 | Small Commercial | kW | -0.0308 | 310 | Commercial | Small Commercial | Annual | 10 | 520.03 | 3% | -148 | -0.0308 | 310 | Small Boilers (<100 MMBtu/hr Heat Input):Controlled Low NOx Burner | 3.3333 | 60% | 60% |  |  |  | 90% | 90% | [6 empty] | 0% | 0% |  | 1.4219 | 5.2969 | 0 | 0 | 0 | 0 | 0 | 0 | 0 | 0 | 0 | 2016 Qtr 1: 0.53125; 2016 Qtr 3: 0.89062; 2017 Qtr 1: 0.98438; 2017 Qtr 2: 1.375; 2017 Qtr 3: 1.4375; 2017 Qtr 4: 1.5 | 6.7188 | (Itron WO017 10-12 cost study)
MCE Commercial | Small storage Gas water heater: 50 gallon, EF = 0.82, RE = 0.9, Cap = 40kBTUh, UA = 2.61 BTU/hr-F, VentW: 50, AuxBTUh: 350 | NG-WtrHt-SmlStrg-Gas-lte75kBtuh-50G-0p82EF | 3B | COMMERCIAL | 7 = Commercial Process | TRUE | 3.3333 | Com-Default>2yrs | Each | ROB | 1135.71 | 965.3535 |  |  |  | 170.3565 | -148 | Small Commercial | kW | -0.0308 | 310 | Commercial | Small Commercial | Annual | 10 | 520.03 | 3% | -148 | -0.0308 | 310 | Small Boilers (<100 MMBtu/hr Heat Input):Controlled Low NOx Burner | 3.3333 | 60% | 60% |  |  |  | 90% | 90% | [6 empty] | 0% | 0% |  | 1.4219 | 5.2969 | 0 | 0 | 0 | 0 | 0 | 0 | 0 | 0 | 0 | 2016 Qtr 1: 0.53125; 2016 Qtr 3: 0.89062; 2017 Qtr 1: 0.98438; 2017 Qtr 2: 1.375; 2017 Qtr 3: 1.4375; 2017 Qtr 4: 1.5 | 6.7188 | (Itron WO017 10-12 cost study)
MCE Commercial | Small storage Gas water heater: 50 gallon, EF = 0.82, RE = 0.9, Cap = 40kBTUh, UA = 2.61 BTU/hr-F, VentW: 50, AuxBTUh: 350 | NG-WtrHt-SmlStrg-Gas-lte75kBtuh-50G-0p82EF | 12 | COMMERCIAL | 7 = Commercial Process | TRUE | 3.3333 | Com-Default>2yrs | Each | ROB | 1135.71 | 965.3535 |  |  |  | 170.3565 | -141 | Small Commercial | kW | -0.0279 | 274 | Commercial | Small Commercial | Annual | 10 | 520.03 | 3% | -141 | -0.0279 | 274 | Small Boilers (<100 MMBtu/hr Heat Input):Controlled Low NOx Burner | 3.3333 | 60% | 60% |  |  |  | 90% | 90% | [6 empty] | 0% | 0% |  | 1.4219 | 5.2969 | 0 | 0 | 0 | 0 | 0 | 0 | 0 | 0 | 0 | 2016 Qtr 1: 0.53125; 2016 Qtr 3: 0.89062; 2017 Qtr 1: 0.98438; 2017 Qtr 2: 1.375; 2017 Qtr 3: 1.4375; 2017 Qtr 4: 1.5 | 6.7188 | (Itron WO017 10-12 cost study)
MCE Commercial | Small storage Gas water heater: 60 gallon, EF = 0.80, RE = 0.92, Cap = 40kBTUh, UA = 4.02 BTU/hr-F, VentW: 50, AuxBTUh: 350 | NG-WtrHt-SmlStrg-Gas-lte75kBtuh-60G-0p80EF | 2 | COMMERCIAL | 7 = Commercial Process | TRUE | 3.3333 | Com-Default>2yrs | Each | ROB | 1239.98 | 1053.983 |  |  |  | 185.997 | 17.3 | Small Commercial | kW | 0.00384 | 139 | Commercial | Small Commercial | Annual | 10 | 546.85 | 3% | 17.3 | 0.00384 | 139 | Small Boilers (<100 MMBtu/hr Heat Input):Controlled Low NOx Burner | 3.3333 | 60% | 60% |  |  |  | 90% | 90% | [6 empty] | 0% | 0% |  | 2 | 4 | 0 | 0 | 0 | 0 | 0 | 0 | 0 | 0 | 0 | [44 empty] | 6 | (Itron WO017 10-12 cost study) | bar: 2016 Qtr 1; 2016 Qtr 3; 2017 Qtr 1 to 2017 Qtr 4
MCE Commercial | Small storage Gas water heater: 60 gallon, EF = 0.80, RE = 0.92, Cap = 40kBTUh, UA = 4.02 BTU/hr-F, VentW: 50, AuxBTUh: 350 | NG-WtrHt-SmlStrg-Gas-lte75kBtuh-60G-0p80EF | 3A | COMMERCIAL | 7 = Commercial Process | TRUE | 3.3333 | Com-Default>2yrs | Each | ROB | 1239.98 | 1053.983 |  |  |  | 185.997 | 17.3 | Small Commercial | kW | 0.00439 | 138 | Commercial | Small Commercial | Annual | 10 | 546.85 | 3% | 17.3 | 0.00439 | 138 | Small Boilers (<100 MMBtu/hr Heat Input):Controlled Low NOx Burner | 3.3333 | 60% | 60% |  |  |  | 90% | 90% | [6 empty] | 0% | 0% |  | 2 | 4 | 0 | 0 | 0 | 0 | 0 | 0 | 0 | 0 | 0 | [44 empty] | 6 | (Itron WO017 10-12 cost study) | bar: 2016 Qtr 1; 2016 Qtr 3; 2017 Qtr 1 to 2017 Qtr 4
MCE Commercial | Small storage Gas water heater: 60 gallon, EF = 0.80, RE = 0.92, Cap = 40kBTUh, UA = 4.02 BTU/hr-F, VentW: 50, AuxBTUh: 350 | NG-WtrHt-SmlStrg-Gas-lte75kBtuh-60G-0p80EF | 3B | COMMERCIAL | 7 = Commercial Process | TRUE | 3.3333 | Com-Default>2yrs | Each | ROB | 1239.98 | 1053.983 |  |  |  | 185.997 | 17.3 | Small Commercial | kW | 0.00439 | 138 | Commercial | Small Commercial | Annual | 10 | 546.85 | 3% | 17.3 | 0.00439 | 138 | Small Boilers (<100 MMBtu/hr Heat Input):Controlled Low NOx Burner | 3.3333 | 60% | 60% |  |  |  | 90% | 90% | [6 empty] | 0% | 0% |  | 2 | 4 | 0 | 0 | 0 | 0 | 0 | 0 | 0 | 0 | 0 | [44 empty] | 6 | (Itron WO017 10-12 cost study) | bar: 2016 Qtr 1; 2016 Qtr 3; 2017 Qtr 1 to 2017 Qtr 4
MCE Commercial | Small storage Gas water heater: 60 gallon, EF = 0.80, RE = 0.92, Cap = 40kBTUh, UA = 4.02 BTU/hr-F, VentW: 50, AuxBTUh: 350 | NG-WtrHt-SmlStrg-Gas-lte75kBtuh-60G-0p80EF | 12 | COMMERCIAL | 7 = Commercial Process | TRUE | 3.3333 | Com-Default>2yrs | Each | ROB | 1239.98 | 1053.983 |  |  |  | 185.997 | 15.1 | Small Commercial | kW | 0.0024 | 121 | Commercial | Small Commercial | Annual | 10 | 546.85 | 3% | 15.1 | 0.0024 | 121 | Small Boilers (<100 MMBtu/hr Heat Input):Controlled Low NOx Burner | 3.3333 | 60% | 60% |  |  |  | 90% | 90% | [6 empty] | 0% | 0% |  | 2 | 4 | 0 | 0 | 0 | 0 | 0 | 0 | 0 | 0 | 0 | [44 empty] | 6 | (Itron WO017 10-12 cost study) | bar: 2016 Qtr 1; 2016 Qtr 3; 2017 Qtr 1 to 2017 Qtr 4
MCE Commercial | Small storage Gas water heater: 60 gallon, EF = 0.82, RE = 0.92, Cap = 40kBTUh, UA = 3.26 BTU/hr-F, VentW: 50, AuxBTUh: 350 | NG-WtrHt-SmlStrg-Gas-lte75kBtuh-60G-0p82EF | 2 | COMMERCIAL | 7 = Commercial Process | TRUE | 3.3333 | Com-Default>2yrs | Each | ROB | 1239.98 | 1053.983 |  |  |  | 185.997 | 17.9 | Small Commercial | kW | 0.00393 | 143 | Commercial | Small Commercial | Annual | 10 | 546.85 | 3% | 17.9 | 0.00393 | 143 | Small Boilers (<100 MMBtu/hr Heat Input):Controlled Low NOx Burner | 3.3333 | 60% | 60% |  |  |  | 90% | 90% | [6 empty] | 0% | 0% |  | 2 | 4 | 0 | 0 | 0 | 0 | 0 | 0 | 0 | 0 | 0 | [44 empty] | 6 | (Itron WO017 10-12 cost study) | bar: 2016 Qtr 1; 2016 Qtr 3; 2017 Qtr 1 to 2017 Qtr 4
MCE Commercial | Small storage Gas water heater: 60 gallon, EF = 0.82, RE = 0.92, Cap = 40kBTUh, UA = 3.26 BTU/hr-F, VentW: 50, AuxBTUh: 350 | NG-WtrHt-SmlStrg-Gas-lte75kBtuh-60G-0p82EF | 3A | COMMERCIAL | 7 = Commercial Process | TRUE | 3.3333 | Com-Default>2yrs | Each | ROB | 1239.98 | 1053.983 |  |  |  | 185.997 | 17.8 | Small Commercial | kW | 0.0045 | 143 | Commercial | Small Commercial | Annual | 10 | 546.85 | 3% | 17.8 | 0.0045 | 143 | Small Boilers (<100 MMBtu/hr Heat Input):Controlled Low NOx Burner | 3.3333 | 60% | 60% |  |  |  | 90% | 90% | [6 empty] | 0% | 0% |  | 2 | 4 | 0 | 0 | 0 | 0 | 0 | 0 | 0 | 0 | 0 | [44 empty] | 6 | (Itron WO017 10-12 cost study) | bar: 2016 Qtr 1; 2016 Qtr 3; 2017 Qtr 1 to 2017 Qtr 4
MCE Commercial | Small storage Gas water heater: 60 gallon, EF = 0.82, RE = 0.92, Cap = 40kBTUh, UA = 3.26 BTU/hr-F, VentW: 50, AuxBTUh: 350 | NG-WtrHt-SmlStrg-Gas-lte75kBtuh-60G-0p82EF | 3B | COMMERCIAL | 7 = Commercial Process | TRUE | 3.3333 | Com-Default>2yrs | Each | ROB | 1239.98 | 1053.983 |  |  |  | 185.997 | 17.8 | Small Commercial | kW | 0.0045 | 143 | Commercial | Small Commercial | Annual | 10 | 546.85 | 3% | 17.8 | 0.0045 | 143 | Small Boilers (<100 MMBtu/hr Heat Input):Controlled Low NOx Burner | 3.3333 | 60% | 60% |  |  |  | 90% | 90% | [6 empty] | 0% | 0% |  | 2 | 4 | 0 | 0 | 0 | 0 | 0 | 0 | 0 | 0 | 0 | [44 empty] | 6 | (Itron WO017 10-12 cost study) | bar: 2016 Qtr 1; 2016 Qtr 3; 2017 Qtr 1 to 2017 Qtr 4
MCE Commercial | Small storage Gas water heater: 60 gallon, EF = 0.82, RE = 0.92, Cap = 40kBTUh, UA = 3.26 BTU/hr-F, VentW: 50, AuxBTUh: 350 | NG-WtrHt-SmlStrg-Gas-lte75kBtuh-60G-0p82EF | 12 | COMMERCIAL | 7 = Commercial Process | TRUE | 3.3333 | Com-Default>2yrs | Each | ROB | 1239.98 | 1053.983 |  |  |  | 185.997 | 15.6 | Small Commercial | kW | 0.00246 | 125 | Commercial | Small Commercial | Annual | 10 | 546.85 | 3% | 15.6 | 0.00246 | 125 | Small Boilers (<100 MMBtu/hr Heat Input):Controlled Low NOx Burner | 3.3333 | 60% | 60% |  |  |  | 90% | 90% | [6 empty] | 0% | 0% |  | 2 | 4 | 0 | 0 | 0 | 0 | 0 | 0 | 0 | 0 | 0 | [44 empty] | 6 | (Itron WO017 10-12 cost study) | bar: 2016 Qtr 1; 2016 Qtr 3; 2017 Qtr 1 to 2017 Qtr 4
MCE Commercial | [6 empty] | 0 |  |  |  | 0 | 0 |  |  |  | 0 |  |  | #N/A | [5 empty] | 0 | 0 | 3% |  |  |  |  | 0 | [13 empty] | 0% | 0% |  | 0 | 0 | 0 | 0 | 0 | 0 | 0 | 0 | 0 | 0 | 0 | [44 empty] | 0
MCE Commercial | Instantaneous Gas water heater: EF = 0.92, RE = 0.92, Cap = 150kBTUh, VentW: 50, AuxBTUh: 350 | NG-WtrHt-SmlInst-Gas-150kBtuh-lt2G-0p92EF | 2 | COMMERCIAL | 7 = Commercial Process | TRUE | 5 | Com-Default>2yrs | Each | ROB | 400 | 340 |  |  |  | 60 | 120 | Small Commercial | kW | 0.023 | 162 | Commercial | Small Commercial | Annual | 15 | 428.61 | 3% | 120 | 0.023 | 162 | Small Boilers (<100 MMBtu/hr Heat Input):Controlled Low NOx Burner | 5 | 60% | 60% |  |  |  | 90% | 90% | [6 empty] | 0% | 0% |  | 0.57812 | 0.70312 | 0 | 0 | 0 | 0 | 0 | 0 | 0 | 0 | 0 | 2016 Qtr 1: 0.13281; 2016 Qtr 2: 0.14062; 2016 Qtr 3: 0.14844; 2016 Qtr 4: 0.15625; 2017 Qtr 1: 0.16406; 2017 Qtr 2: 0.17188; 2017 Qtr 3: 0.17969; 2017 Qtr 4: 0.1875 | 1.2812 | (Itron WO017 10-12 cost study)
MCE Commercial | Instantaneous Gas water heater: EF = 0.92, RE = 0.92, Cap = 150kBTUh, VentW: 50, AuxBTUh: 350 | NG-WtrHt-SmlInst-Gas-150kBtuh-lt2G-0p92EF | 3A | COMMERCIAL | 7 = Commercial Process | TRUE | 5 | Com-Default>2yrs | Each | ROB | 400 | 340 |  |  |  | 60 | 117 | Small Commercial | kW | 0.0245 | 151 | Commercial | Small Commercial | Annual | 15 | 428.61 | 3% | 117 | 0.0245 | 151 | Small Boilers (<100 MMBtu/hr Heat Input):Controlled Low NOx Burner | 5 | 60% | 60% |  |  |  | 90% | 90% | [6 empty] | 0% | 0% |  | 0.57812 | 0.70312 | 0 | 0 | 0 | 0 | 0 | 0 | 0 | 0 | 0 | 2016 Qtr 1: 0.13281; 2016 Qtr 2: 0.14062; 2016 Qtr 3: 0.14844; 2016 Qtr 4: 0.15625; 2017 Qtr 1: 0.16406; 2017 Qtr 2: 0.17188; 2017 Qtr 3: 0.17969; 2017 Qtr 4: 0.1875 | 1.2812 | (Itron WO017 10-12 cost study)
MCE Commercial | Instantaneous Gas water heater: EF = 0.92, RE = 0.92, Cap = 150kBTUh, VentW: 50, AuxBTUh: 350 | NG-WtrHt-SmlInst-Gas-150kBtuh-lt2G-0p92EF | 3B | COMMERCIAL | 7 = Commercial Process | TRUE | 5 | Com-Default>2yrs | Each | ROB | 400 | 340 |  |  |  | 60 | 117 | Small Commercial | kW | 0.0245 | 151 | Commercial | Small Commercial | Annual | 15 | 428.61 | 3% | 117 | 0.0245 | 151 | Small Boilers (<100 MMBtu/hr Heat Input):Controlled Low NOx Burner | 5 | 60% | 60% |  |  |  | 90% | 90% | [6 empty] | 0% | 0% |  | 0.57812 | 0.70312 | 0 | 0 | 0 | 0 | 0 | 0 | 0 | 0 | 0 | 2016 Qtr 1: 0.13281; 2016 Qtr 2: 0.14062; 2016 Qtr 3: 0.14844; 2016 Qtr 4: 0.15625; 2017 Qtr 1: 0.16406; 2017 Qtr 2: 0.17188; 2017 Qtr 3: 0.17969; 2017 Qtr 4: 0.1875 | 1.2812 | (Itron WO017 10-12 cost study)
MCE Commercial | Instantaneous Gas water heater: EF = 0.92, RE = 0.92, Cap = 150kBTUh, VentW: 50, AuxBTUh: 350 | NG-WtrHt-SmlInst-Gas-150kBtuh-lt2G-0p92EF | 12 | COMMERCIAL | 7 = Commercial Process | TRUE | 5 | Com-Default>2yrs | Each | ROB | 400 | 340 |  |  |  | 60 | 111 | Small Commercial | kW | 0.0222 | 143 | Commercial | Small Commercial | Annual | 15 | 428.61 | 3% | 111 | 0.0222 | 143 | Small Boilers (<100 MMBtu/hr Heat Input):Controlled Low NOx Burner | 5 | 60% | 60% |  |  |  | 90% | 90% | [6 empty] | 0% | 0% |  | 0.57812 | 0.70312 | 0 | 0 | 0 | 0 | 0 | 0 | 0 | 0 | 0 | 2016 Qtr 1: 0.13281; 2016 Qtr 2: 0.14062; 2016 Qtr 3: 0.14844; 2016 Qtr 4: 0.15625; 2017 Qtr 1: 0.16406; 2017 Qtr 2: 0.17188; 2017 Qtr 3: 0.17969; 2017 Qtr 4: 0.1875 | 1.2812 | (Itron WO017 10-12 cost study)
MCE Commercial | [6 empty] | 0 |  |  |  | 0 | 0 |  |  |  | 0 |  |  | #N/A | [5 empty] | 0 | 0 | 3% |  |  |  |  | 0 | [13 empty] | 0% | 0% |  | 0 | 0 | 0 | 0 | 0 | 0 | 0 | 0 | 0 | 0 | 0 | [44 empty] | 0 | BldgType
MCE Commercial | Air cooled package reciprocating chiller (1.008 kW/ton) | NE-HVAC-Chlr-AirPkgRecip-AllSizes-1p008kwpton | 2 | COMMERCIAL | 3 = Commercial HVAC | TRUE | 6.6667 | NonRes-sAll-mHVAC-Chiller | Cap-Tons | ROB | 805.59 | 684.7515 |  |  |  | 120.8385 | 287 | Small Commercial | kW | 0.112 |  | Commercial | Small Commercial | Summer Only | 20 | 274.01 | 3% | 252 | 0.0985 |  | Small Boilers (<100 MMBtu/hr Heat Input):Controlled Low NOx Burner | 6.6667 | 58% | NA |  |  |  | 90% | 90% | [6 empty] | 0% | 0% |  | 0.4 | 0.4 | 0 | 0 | 0 | 0 | 0 | 0 | 0 | 0 | 0 | 2016 Qtr 1: 0.1; 2016 Qtr 2: 0.1; 2016 Qtr 3: 0.1; 2016 Qtr 4: 0.1; 2017 Qtr 1: 0.1; 2017 Qtr 2: 0.1; 2017 Qtr 3: 0.1; 2017 Qtr 4: 0.1 | 0.8 | Hsp; (borrowed screw chiller cost from Itron WO017 10-12 cost study)
MCE Commercial | Air cooled package reciprocating chiller (1.008 kW/ton) | NE-HVAC-Chlr-AirPkgRecip-AllSizes-1p008kwpton | 3A | COMMERCIAL | 3 = Commercial HVAC | TRUE | 6.6667 | NonRes-sAll-mHVAC-Chiller | Cap-Tons | ROB | 805.59 | 684.7515 |  |  |  | 120.8385 | 282 | Small Commercial | kW | 0.0893 |  | Commercial | Small Commercial | Summer Only | 20 | 274.01 | 3% | 246 | 0.078 |  | Small Boilers (<100 MMBtu/hr Heat Input):Controlled Low NOx Burner | 6.6667 | 58% | NA |  |  |  | 90% | 90% | [6 empty] | 0% | 0% |  | 0.4 | 0.4 | 0 | 0 | 0 | 0 | 0 | 0 | 0 | 0 | 0 | 2016 Qtr 1: 0.1; 2016 Qtr 2: 0.1; 2016 Qtr 3: 0.1; 2016 Qtr 4: 0.1; 2017 Qtr 1: 0.1; 2017 Qtr 2: 0.1; 2017 Qtr 3: 0.1; 2017 Qtr 4: 0.1 | 0.8 | Hsp; (borrowed screw chiller cost from Itron WO017 10-12 cost study)
MCE Commercial | Air cooled package reciprocating chiller (1.008 kW/ton) | NE-HVAC-Chlr-AirPkgRecip-AllSizes-1p008kwpton | 3B | COMMERCIAL | 3 = Commercial HVAC | TRUE | 6.6667 | NonRes-sAll-mHVAC-Chiller | Cap-Tons | ROB | 805.59 | 684.7515 |  |  |  | 120.8385 | 282 | Small Commercial | kW | 0.0893 |  | Commercial | Small Commercial | Summer Only | 20 | 274.01 | 3% | 246 | 0.078 |  | Small Boilers (<100 MMBtu/hr Heat Input):Controlled Low NOx Burner | 6.6667 | 58% | NA |  |  |  | 90% | 90% | [6 empty] | 0% | 0% |  | 0.4 | 0.4 | 0 | 0 | 0 | 0 | 0 | 0 | 0 | 0 | 0 | 2016 Qtr 1: 0.1; 2016 Qtr 2: 0.1; 2016 Qtr 3: 0.1; 2016 Qtr 4: 0.1; 2017 Qtr 1: 0.1; 2017 Qtr 2: 0.1; 2017 Qtr 3: 0.1; 2017 Qtr 4: 0.1 | 0.8 | Hsp; (borrowed screw chiller cost from Itron WO017 10-12 cost study)
MCE Commercial | Air cooled package reciprocating chiller (1.008 kW/ton) | NE-HVAC-Chlr-AirPkgRecip-AllSizes-1p008kwpton | 12 | COMMERCIAL | 3 = Commercial HVAC | TRUE | 6.6667 | NonRes-sAll-mHVAC-Chiller | Cap-Tons | ROB | 805.59 | 684.7515 |  |  |  | 120.8385 | 389 | Small Commercial | kW | 0.177 |  | Commercial | Small Commercial | Summer Only | 20 | 274.01 | 3% | 342 | 0.156 |  | Small Boilers (<100 MMBtu/hr Heat Input):Controlled Low NOx Burner | 6.6667 | 58% | NA |  |  |  | 90% | 90% | [6 empty] | 0% | 0% |  | 0.4 | 0.4 | 0 | 0 | 0 | 0 | 0 | 0 | 0 | 0 | 0 | 2016 Qtr 1: 0.1; 2016 Qtr 2: 0.1; 2016 Qtr 3: 0.1; 2016 Qtr 4: 0.1; 2017 Qtr 1: 0.1; 2017 Qtr 2: 0.1; 2017 Qtr 3: 0.1; 2017 Qtr 4: 0.1 | 0.8 | Hsp; (borrowed screw chiller cost from Itron WO017 10-12 cost study)
MCE Commercial | Air cooled package reciprocating chiller (1.008 kW/ton) | NE-HVAC-Chlr-AirPkgRecip-AllSizes-1p008kwpton | 2 | COMMERCIAL | 3 = Commercial HVAC | TRUE | 6.6667 | NonRes-sAll-mHVAC-Chiller | Cap-Tons | ROB | 805.59 | 684.7515 |  |  |  | 120.8385 | 326 | Small Commercial | kW | 0.109 |  | Commercial | Small Commercial | Summer Only | 20 | 274.01 | 3% | 286 | 0.0961 |  | Small Boilers (<100 MMBtu/hr Heat Input):Controlled Low NOx Burner | 6.6667 | 58% | NA |  |  |  | 90% | 90% | [6 empty] | 0% | 0% |  | 0.4 | 0.4 | 0 | 0 | 0 | 0 | 0 | 0 | 0 | 0 | 0 | 2016 Qtr 1: 0.1; 2016 Qtr 2: 0.1; 2016 Qtr 3: 0.1; 2016 Qtr 4: 0.1; 2017 Qtr 1: 0.1; 2017 Qtr 2: 0.1; 2017 Qtr 3: 0.1; 2017 Qtr 4: 0.1 | 0.8 | Htl; (borrowed screw chiller cost from Itron WO017 10-12 cost study)
MCE Commercial | Air cooled package reciprocating chiller (1.008 kW/ton) | NE-HVAC-Chlr-AirPkgRecip-AllSizes-1p008kwpton | 3A | COMMERCIAL | 3 = Commercial HVAC | TRUE | 6.6667 | NonRes-sAll-mHVAC-Chiller | Cap-Tons | ROB | 805.59 | 684.7515 |  |  |  | 120.8385 | 304 | Small Commercial | kW | 0.0856 |  | Commercial | Small Commercial | Summer Only | 20 | 274.01 | 3% | 266 | 0.0749 |  | Small Boilers (<100 MMBtu/hr Heat Input):Controlled Low NOx Burner | 6.6667 | 58% | NA |  |  |  | 90% | 90% | [6 empty] | 0% | 0% |  | 0.4 | 0.4 | 0 | 0 | 0 | 0 | 0 | 0 | 0 | 0 | 0 | 2016 Qtr 1: 0.1; 2016 Qtr 2: 0.1; 2016 Qtr 3: 0.1; 2016 Qtr 4: 0.1; 2017 Qtr 1: 0.1; 2017 Qtr 2: 0.1; 2017 Qtr 3: 0.1; 2017 Qtr 4: 0.1 | 0.8 | Htl; (borrowed screw chiller cost from Itron WO017 10-12 cost study)
MCE Commercial | Air cooled package reciprocating chiller (1.008 kW/ton) | NE-HVAC-Chlr-AirPkgRecip-AllSizes-1p008kwpton | 3B | COMMERCIAL | 3 = Commercial HVAC | TRUE | 6.6667 | NonRes-sAll-mHVAC-Chiller | Cap-Tons | ROB | 805.59 | 684.7515 |  |  |  | 120.8385 | 304 | Small Commercial | kW | 0.0856 |  | Commercial | Small Commercial | Summer Only | 20 | 274.01 | 3% | 266 | 0.0749 |  | Small Boilers (<100 MMBtu/hr Heat Input):Controlled Low NOx Burner | 6.6667 | 58% | NA |  |  |  | 90% | 90% | [6 empty] | 0% | 0% |  | 0.4 | 0.4 | 0 | 0 | 0 | 0 | 0 | 0 | 0 | 0 | 0 | 2016 Qtr 1: 0.1; 2016 Qtr 2: 0.1; 2016 Qtr 3: 0.1; 2016 Qtr 4: 0.1; 2017 Qtr 1: 0.1; 2017 Qtr 2: 0.1; 2017 Qtr 3: 0.1; 2017 Qtr 4: 0.1 | 0.8 | Htl; (borrowed screw chiller cost from Itron WO017 10-12 cost study)
MCE Commercial | Air cooled package reciprocating chiller (1.008 kW/ton) | NE-HVAC-Chlr-AirPkgRecip-AllSizes-1p008kwpton | 12 | COMMERCIAL | 3 = Commercial HVAC | TRUE | 6.6667 | NonRes-sAll-mHVAC-Chiller | Cap-Tons | ROB | 805.59 | 684.7515 |  |  |  | 120.8385 | 350 | Small Commercial | kW | 0.168 |  | Commercial | Small Commercial | Summer Only | 20 | 274.01 | 3% | 309 | 0.149 |  | Small Boilers (<100 MMBtu/hr Heat Input):Controlled Low NOx Burner | 6.6667 | 58% | NA |  |  |  | 90% | 90% | [6 empty] | 0% | 0% |  | 0.4 | 0.4 | 0 | 0 | 0 | 0 | 0 | 0 | 0 | 0 | 0 | 2016 Qtr 1: 0.1; 2016 Qtr 2: 0.1; 2016 Qtr 3: 0.1; 2016 Qtr 4: 0.1; 2017 Qtr 1: 0.1; 2017 Qtr 2: 0.1; 2017 Qtr 3: 0.1; 2017 Qtr 4: 0.1 | 0.8 | Htl; (borrowed screw chiller cost from Itron WO017 10-12 cost study)
MCE Commercial | Air cooled package reciprocating chiller (1.008 kW/ton) | NE-HVAC-Chlr-AirPkgRecip-AllSizes-1p008kwpton | 2 | COMMERCIAL | 3 = Commercial HVAC | TRUE | 6.6667 | NonRes-sAll-mHVAC-Chiller | Cap-Tons | ROB | 805.59 | 684.7515 |  |  |  | 120.8385 | 152 | Small Commercial | kW | 0.119 |  | Commercial | Small Commercial | Summer Only | 20 | 274.01 | 3% | 133 | 0.104 |  | Small Boilers (<100 MMBtu/hr Heat Input):Controlled Low NOx Burner | 6.6667 | 58% | NA |  |  |  | 90% | 90% | [6 empty] | 0% | 0% |  | 0.4 | 0.4 | 0 | 0 | 0 | 0 | 0 | 0 | 0 | 0 | 0 | 2016 Qtr 1: 0.1; 2016 Qtr 2: 0.1; 2016 Qtr 3: 0.1; 2016 Qtr 4: 0.1; 2017 Qtr 1: 0.1; 2017 Qtr 2: 0.1; 2017 Qtr 3: 0.1; 2017 Qtr 4: 0.1 | 0.8 | MBT; (borrowed screw chiller cost from Itron WO017 10-12 cost study)
MCE Commercial | Air cooled package reciprocating chiller (1.008 kW/ton) | NE-HVAC-Chlr-AirPkgRecip-AllSizes-1p008kwpton | 3A | COMMERCIAL | 3 = Commercial HVAC | TRUE | 6.6667 | NonRes-sAll-mHVAC-Chiller | Cap-Tons | ROB | 805.59 | 684.7515 |  |  |  | 120.8385 | 117 | Small Commercial | kW | 0.0177 |  | Commercial | Small Commercial | Summer Only | 20 | 274.01 | 3% | 102 | 0.0155 |  | Small Boilers (<100 MMBtu/hr Heat Input):Controlled Low NOx Burner | 6.6667 | 58% | NA |  |  |  | 90% | 90% | [6 empty] | 0% | 0% |  | 0.4 | 0.4 | 0 | 0 | 0 | 0 | 0 | 0 | 0 | 0 | 0 | 2016 Qtr 1: 0.1; 2016 Qtr 2: 0.1; 2016 Qtr 3: 0.1; 2016 Qtr 4: 0.1; 2017 Qtr 1: 0.1; 2017 Qtr 2: 0.1; 2017 Qtr 3: 0.1; 2017 Qtr 4: 0.1 | 0.8 | MBT; (borrowed screw chiller cost from Itron WO017 10-12 cost study)
MCE Commercial | Air cooled package reciprocating chiller (1.008 kW/ton) | NE-HVAC-Chlr-AirPkgRecip-AllSizes-1p008kwpton | 3B | COMMERCIAL | 3 = Commercial HVAC | TRUE | 6.6667 | NonRes-sAll-mHVAC-Chiller | Cap-Tons | ROB | 805.59 | 684.7515 |  |  |  | 120.8385 | 117 | Small Commercial | kW | 0.0177 |  | Commercial | Small Commercial | Summer Only | 20 | 274.01 | 3% | 102 | 0.0155 |  | Small Boilers (<100 MMBtu/hr Heat Input):Controlled Low NOx Burner | 6.6667 | 58% | NA |  |  |  | 90% | 90% | [6 empty] | 0% | 0% |  | 0.4 | 0.4 | 0 | 0 | 0 | 0 | 0 | 0 | 0 | 0 | 0 | 2016 Qtr 1: 0.1; 2016 Qtr 2: 0.1; 2016 Qtr 3: 0.1; 2016 Qtr 4: 0.1; 2017 Qtr 1: 0.1; 2017 Qtr 2: 0.1; 2017 Qtr 3: 0.1; 2017 Qtr 4: 0.1 | 0.8 | MBT; (borrowed screw chiller cost from Itron WO017 10-12 cost study)
MCE Commercial | Air cooled package reciprocating chiller (1.008 kW/ton) | NE-HVAC-Chlr-AirPkgRecip-AllSizes-1p008kwpton | 12 | COMMERCIAL | 3 = Commercial HVAC | TRUE | 6.6667 | NonRes-sAll-mHVAC-Chiller | Cap-Tons | ROB | 805.59 | 684.7515 |  |  |  | 120.8385 | 191 | Small Commercial | kW | 0.176 |  | Commercial | Small Commercial | Summer Only | 20 | 274.01 | 3% | 168 | 0.155 |  | Small Boilers (<100 MMBtu/hr Heat Input):Controlled Low NOx Burner | 6.6667 | 58% | NA |  |  |  | 90% | 90% | [6 empty] | 0% | 0% |  | 0.4 | 0.4 | 0 | 0 | 0 | 0 | 0 | 0 | 0 | 0 | 0 | 2016 Qtr 1: 0.1; 2016 Qtr 2: 0.1; 2016 Qtr 3: 0.1; 2016 Qtr 4: 0.1; 2017 Qtr 1: 0.1; 2017 Qtr 2: 0.1; 2017 Qtr 3: 0.1; 2017 Qtr 4: 0.1 | 0.8 | MBT; (borrowed screw chiller cost from Itron WO017 10-12 cost study)
MCE Commercial | Air cooled package reciprocating chiller (1.008 kW/ton) | NE-HVAC-Chlr-AirPkgRecip-AllSizes-1p008kwpton | 2 | COMMERCIAL | 3 = Commercial HVAC | TRUE | 6.6667 | NonRes-sAll-mHVAC-Chiller | Cap-Tons | ROB | 805.59 | 684.7515 |  |  |  | 120.8385 | 194 | Small Commercial | kW | 0.0751 |  | Commercial | Small Commercial | Summer Only | 20 | 274.01 | 3% | 170 | 0.0659 |  | Small Boilers (<100 MMBtu/hr Heat Input):Controlled Low NOx Burner | 6.6667 | 58% | NA |  |  |  | 90% | 90% | [6 empty] | 0% | 0% |  | 0.4 | 0.4 | 0 | 0 | 0 | 0 | 0 | 0 | 0 | 0 | 0 | 2016 Qtr 1: 0.1; 2016 Qtr 2: 0.1; 2016 Qtr 3: 0.1; 2016 Qtr 4: 0.1; 2017 Qtr 1: 0.1; 2017 Qtr 2: 0.1; 2017 Qtr 3: 0.1; 2017 Qtr 4: 0.1 | 0.8 | Nrs; (borrowed screw chiller cost from Itron WO017 10-12 cost study)
MCE Commercial | Air cooled package reciprocating chiller (1.008 kW/ton) | NE-HVAC-Chlr-AirPkgRecip-AllSizes-1p008kwpton | 3A | COMMERCIAL | 3 = Commercial HVAC | TRUE | 6.6667 | NonRes-sAll-mHVAC-Chiller | Cap-Tons | ROB | 805.59 | 684.7515 |  |  |  | 120.8385 | 181 | Small Commercial | kW | 0.0619 |  | Commercial | Small Commercial | Summer Only | 20 | 274.01 | 3% | 157 | 0.0539 |  | Small Boilers (<100 MMBtu/hr Heat Input):Controlled Low NOx Burner | 6.6667 | 58% | NA |  |  |  | 90% | 90% | [6 empty] | 0% | 0% |  | 0.4 | 0.4 | 0 | 0 | 0 | 0 | 0 | 0 | 0 | 0 | 0 | 2016 Qtr 1: 0.1; 2016 Qtr 2: 0.1; 2016 Qtr 3: 0.1; 2016 Qtr 4: 0.1; 2017 Qtr 1: 0.1; 2017 Qtr 2: 0.1; 2017 Qtr 3: 0.1; 2017 Qtr 4: 0.1 | 0.8 | Nrs; (borrowed screw chiller cost from Itron WO017 10-12 cost study)
MCE Commercial | Air cooled package reciprocating chiller (1.008 kW/ton) | NE-HVAC-Chlr-AirPkgRecip-AllSizes-1p008kwpton | 3B | COMMERCIAL | 3 = Commercial HVAC | TRUE | 6.6667 | NonRes-sAll-mHVAC-Chiller | Cap-Tons | ROB | 805.59 | 684.7515 |  |  |  | 120.8385 | 181 | Small Commercial | kW | 0.0619 |  | Commercial | Small Commercial | Summer Only | 20 | 274.01 | 3% | 157 | 0.0539 |  | Small Boilers (<100 MMBtu/hr Heat Input):Controlled Low NOx Burner | 6.6667 | 58% | NA |  |  |  | 90% | 90% | [6 empty] | 0% | 0% |  | 0.4 | 0.4 | 0 | 0 | 0 | 0 | 0 | 0 | 0 | 0 | 0 | 2016 Qtr 1: 0.1; 2016 Qtr 2: 0.1; 2016 Qtr 3: 0.1; 2016 Qtr 4: 0.1; 2017 Qtr 1: 0.1; 2017 Qtr 2: 0.1; 2017 Qtr 3: 0.1; 2017 Qtr 4: 0.1 | 0.8 | Nrs; (borrowed screw chiller cost from Itron WO017 10-12 cost study)
MCE Commercial | Air cooled package reciprocating chiller (1.008 kW/ton) | NE-HVAC-Chlr-AirPkgRecip-AllSizes-1p008kwpton | 12 | COMMERCIAL | 3 = Commercial HVAC | TRUE | 6.6667 | NonRes-sAll-mHVAC-Chiller | Cap-Tons | ROB | 805.59 | 684.7515 |  |  |  | 120.8385 | 239 | Small Commercial | kW | 0.146 |  | Commercial | Small Commercial | Summer Only | 20 | 274.01 | 3% | 210 | 0.129 |  | Small Boilers (<100 MMBtu/hr Heat Input):Controlled Low NOx Burner | 6.6667 | 58% | NA |  |  |  | 90% | 90% | [6 empty] | 0% | 0% |  | 0.4 | 0.4 | 0 | 0 | 0 | 0 | 0 | 0 | 0 | 0 | 0 | 2016 Qtr 1: 0.1; 2016 Qtr 2: 0.1; 2016 Qtr 3: 0.1; 2016 Qtr 4: 0.1; 2017 Qtr 1: 0.1; 2017 Qtr 2: 0.1; 2017 Qtr 3: 0.1; 2017 Qtr 4: 0.1 | 0.8 | Nrs; (borrowed screw chiller cost from Itron WO017 10-12 cost study)
MCE Commercial | Air cooled package reciprocating chiller (1.008 kW/ton) | NE-HVAC-Chlr-AirPkgRecip-AllSizes-1p008kwpton | 2 | COMMERCIAL | 3 = Commercial HVAC | TRUE | 6.6667 | NonRes-sAll-mHVAC-Chiller | Cap-Tons | ROB | 805.59 | 684.7515 |  |  |  | 120.8385 | 173 | Small Commercial | kW | 0.109 |  | Commercial | Small Commercial | Summer Only | 20 | 274.01 | 3% | 152 | 0.0963 |  | Small Boilers (<100 MMBtu/hr Heat Input):Controlled Low NOx Burner | 6.6667 | 58% | NA |  |  |  | 90% | 90% | [6 empty] | 0% | 0% |  | 0.4 | 0.4 | 0 | 0 | 0 | 0 | 0 | 0 | 0 | 0 | 0 | 2016 Qtr 1: 0.1; 2016 Qtr 2: 0.1; 2016 Qtr 3: 0.1; 2016 Qtr 4: 0.1; 2017 Qtr 1: 0.1; 2017 Qtr 2: 0.1; 2017 Qtr 3: 0.1; 2017 Qtr 4: 0.1 | 0.8 | OfL; (borrowed screw chiller cost from Itron WO017 10-12 cost study)
MCE Commercial | Air cooled package reciprocating chiller (1.008 kW/ton) | NE-HVAC-Chlr-AirPkgRecip-AllSizes-1p008kwpton | 3A | COMMERCIAL | 3 = Commercial HVAC | TRUE | 6.6667 | NonRes-sAll-mHVAC-Chiller | Cap-Tons | ROB | 805.59 | 684.7515 |  |  |  | 120.8385 | 135 | Small Commercial | kW | 0.0557 |  | Commercial | Small Commercial | Summer Only | 20 | 274.01 | 3% | 118 | 0.0487 |  | Small Boilers (<100 MMBtu/hr Heat Input):Controlled Low NOx Burner | 6.6667 | 58% | NA |  |  |  | 90% | 90% | [6 empty] | 0% | 0% |  | 0.4 | 0.4 | 0 | 0 | 0 | 0 | 0 | 0 | 0 | 0 | 0 | 2016 Qtr 1: 0.1; 2016 Qtr 2: 0.1; 2016 Qtr 3: 0.1; 2016 Qtr 4: 0.1; 2017 Qtr 1: 0.1; 2017 Qtr 2: 0.1; 2017 Qtr 3: 0.1; 2017 Qtr 4: 0.1 | 0.8 | OfL; (borrowed screw chiller cost from Itron WO017 10-12 cost study)
MCE Commercial | Air cooled package reciprocating chiller (1.008 kW/ton) | NE-HVAC-Chlr-AirPkgRecip-AllSizes-1p008kwpton | 3B | COMMERCIAL | 3 = Commercial HVAC | TRUE | 6.6667 | NonRes-sAll-mHVAC-Chiller | Cap-Tons | ROB | 805.59 | 684.7515 |  |  |  | 120.8385 | 135 | Small Commercial | kW | 0.0557 |  | Commercial | Small Commercial | Summer Only | 20 | 274.01 | 3% | 118 | 0.0487 |  | Small Boilers (<100 MMBtu/hr Heat Input):Controlled Low NOx Burner | 6.6667 | 58% | NA |  |  |  | 90% | 90% | [6 empty] | 0% | 0% |  | 0.4 | 0.4 | 0 | 0 | 0 | 0 | 0 | 0 | 0 | 0 | 0 | 2016 Qtr 1: 0.1; 2016 Qtr 2: 0.1; 2016 Qtr 3: 0.1; 2016 Qtr 4: 0.1; 2017 Qtr 1: 0.1; 2017 Qtr 2: 0.1; 2017 Qtr 3: 0.1; 2017 Qtr 4: 0.1 | 0.8 | OfL; (borrowed screw chiller cost from Itron WO017 10-12 cost study)
MCE Commercial | Air cooled package reciprocating chiller (1.008 kW/ton) | NE-HVAC-Chlr-AirPkgRecip-AllSizes-1p008kwpton | 12 | COMMERCIAL | 3 = Commercial HVAC | TRUE | 6.6667 | NonRes-sAll-mHVAC-Chiller | Cap-Tons | ROB | 805.59 | 684.7515 |  |  |  | 120.8385 | 214 | Small Commercial | kW | 0.176 |  | Commercial | Small Commercial | Summer Only | 20 | 274.01 | 3% | 190 | 0.157 |  | Small Boilers (<100 MMBtu/hr Heat Input):Controlled Low NOx Burner | 6.6667 | 58% | NA |  |  |  | 90% | 90% | [6 empty] | 0% | 0% |  | 0.4 | 0.4 | 0 | 0 | 0 | 0 | 0 | 0 | 0 | 0 | 0 | 2016 Qtr 1: 0.1; 2016 Qtr 2: 0.1; 2016 Qtr 3: 0.1; 2016 Qtr 4: 0.1; 2017 Qtr 1: 0.1; 2017 Qtr 2: 0.1; 2017 Qtr 3: 0.1; 2017 Qtr 4: 0.1 | 0.8 | OfL; (borrowed screw chiller cost from Itron WO017 10-12 cost study)
MCE Commercial | Air cooled package reciprocating chiller (1.008 kW/ton) | NE-HVAC-Chlr-AirPkgRecip-AllSizes-1p008kwpton | 2 | COMMERCIAL | 3 = Commercial HVAC | TRUE | 6.6667 | NonRes-sAll-mHVAC-Chiller | Cap-Tons | ROB | 805.59 | 684.7515 |  |  |  | 120.8385 | 154 | Small Commercial | kW | 0.117 |  | Commercial | Small Commercial | Summer Only | 20 | 274.01 | 3% | 135 | 0.103 |  | Small Boilers (<100 MMBtu/hr Heat Input):Controlled Low NOx Burner | 6.6667 | 58% | NA |  |  |  | 90% | 90% | [6 empty] | 0% | 0% |  | 0.4 | 0.4 | 0 | 0 | 0 | 0 | 0 | 0 | 0 | 0 | 0 | 2016 Qtr 1: 0.1; 2016 Qtr 2: 0.1; 2016 Qtr 3: 0.1; 2016 Qtr 4: 0.1; 2017 Qtr 1: 0.1; 2017 Qtr 2: 0.1; 2017 Qtr 3: 0.1; 2017 Qtr 4: 0.1 | 0.8 | OfS; (borrowed screw chiller cost from Itron WO017 10-12 cost study)
MCE Commercial | Air cooled package reciprocating chiller (1.008 kW/ton) | NE-HVAC-Chlr-AirPkgRecip-AllSizes-1p008kwpton | 3A | COMMERCIAL | 3 = Commercial HVAC | TRUE | 6.6667 | NonRes-sAll-mHVAC-Chiller | Cap-Tons | ROB | 805.59 | 684.7515 |  |  |  | 120.8385 | 115 | Small Commercial | kW | 0.0343 |  | Commercial | Small Commercial | Summer Only | 20 | 274.01 | 3% | 101 | 0.0299 |  | Small Boilers (<100 MMBtu/hr Heat Input):Controlled Low NOx Burner | 6.6667 | 58% | NA |  |  |  | 90% | 90% | [6 empty] | 0% | 0% |  | 0.4 | 0.4 | 0 | 0 | 0 | 0 | 0 | 0 | 0 | 0 | 0 | 2016 Qtr 1: 0.1; 2016 Qtr 2: 0.1; 2016 Qtr 3: 0.1; 2016 Qtr 4: 0.1; 2017 Qtr 1: 0.1; 2017 Qtr 2: 0.1; 2017 Qtr 3: 0.1; 2017 Qtr 4: 0.1 | 0.8 | OfS; (borrowed screw chiller cost from Itron WO017 10-12 cost study)
MCE Commercial | Air cooled package reciprocating chiller (1.008 kW/ton) | NE-HVAC-Chlr-AirPkgRecip-AllSizes-1p008kwpton | 3B | COMMERCIAL | 3 = Commercial HVAC | TRUE | 6.6667 | NonRes-sAll-mHVAC-Chiller | Cap-Tons | ROB | 805.59 | 684.7515 |  |  |  | 120.8385 | 115 | Small Commercial | kW | 0.0343 |  | Commercial | Small Commercial | Summer Only | 20 | 274.01 | 3% | 101 | 0.0299 |  | Small Boilers (<100 MMBtu/hr Heat Input):Controlled Low NOx Burner | 6.6667 | 58% | NA |  |  |  | 90% | 90% | [6 empty] | 0% | 0% |  | 0.4 | 0.4 | 0 | 0 | 0 | 0 | 0 | 0 | 0 | 0 | 0 | 2016 Qtr 1: 0.1; 2016 Qtr 2: 0.1; 2016 Qtr 3: 0.1; 2016 Qtr 4: 0.1; 2017 Qtr 1: 0.1; 2017 Qtr 2: 0.1; 2017 Qtr 3: 0.1; 2017 Qtr 4: 0.1 | 0.8 | OfS; (borrowed screw chiller cost from Itron WO017 10-12 cost study)
MCE Commercial | Air cooled package reciprocating chiller (1.008 kW/ton) | NE-HVAC-Chlr-AirPkgRecip-AllSizes-1p008kwpton | 12 | COMMERCIAL | 3 = Commercial HVAC | TRUE | 6.6667 | NonRes-sAll-mHVAC-Chiller | Cap-Tons | ROB | 805.59 | 684.7515 |  |  |  | 120.8385 | 190 | Small Commercial | kW | 0.176 |  | Commercial | Small Commercial | Summer Only | 20 | 274.01 | 3% | 167 | 0.155 |  | Small Boilers (<100 MMBtu/hr Heat Input):Controlled Low NOx Burner | 6.6667 | 58% | NA |  |  |  | 90% | 90% | [6 empty] | 0% | 0% |  | 0.4 | 0.4 | 0 | 0 | 0 | 0 | 0 | 0 | 0 | 0 | 0 | 2016 Qtr 1: 0.1; 2016 Qtr 2: 0.1; 2016 Qtr 3: 0.1; 2016 Qtr 4: 0.1; 2017 Qtr 1: 0.1; 2017 Qtr 2: 0.1; 2017 Qtr 3: 0.1; 2017 Qtr 4: 0.1 | 0.8 | OfS; (borrowed screw chiller cost from Itron WO017 10-12 cost study)
MCE Commercial | Air cooled package reciprocating chiller (1.008 kW/ton) | NE-HVAC-Chlr-AirPkgRecip-AllSizes-1p008kwpton | 2 | COMMERCIAL | 3 = Commercial HVAC | TRUE | 6.6667 | NonRes-sAll-mHVAC-Chiller | Cap-Tons | ROB | 805.59 | 684.7515 |  |  |  | 120.8385 | 183 | Small Commercial | kW | 0.0807 |  | Commercial | Small Commercial | Summer Only | 20 | 274.01 | 3% | 160 | 0.0706 |  | Small Boilers (<100 MMBtu/hr Heat Input):Controlled Low NOx Burner | 6.6667 | 58% | NA |  |  |  | 90% | 90% | [6 empty] | 0% | 0% |  | 0.4 | 0.4 | 0 | 0 | 0 | 0 | 0 | 0 | 0 | 0 | 0 | 2016 Qtr 1: 0.1; 2016 Qtr 2: 0.1; 2016 Qtr 3: 0.1; 2016 Qtr 4: 0.1; 2017 Qtr 1: 0.1; 2017 Qtr 2: 0.1; 2017 Qtr 3: 0.1; 2017 Qtr 4: 0.1 | 0.8 | Rt3; (borrowed screw chiller cost from Itron WO017 10-12 cost study)
MCE Commercial | Air cooled package reciprocating chiller (1.008 kW/ton) | NE-HVAC-Chlr-AirPkgRecip-AllSizes-1p008kwpton | 3A | COMMERCIAL | 3 = Commercial HVAC | TRUE | 6.6667 | NonRes-sAll-mHVAC-Chiller | Cap-Tons | ROB | 805.59 | 684.7515 |  |  |  | 120.8385 | 154 | Small Commercial | kW | 0.0702 |  | Commercial | Small Commercial | Summer Only | 20 | 274.01 | 3% | 135 | 0.0613 |  | Small Boilers (<100 MMBtu/hr Heat Input):Controlled Low NOx Burner | 6.6667 | 58% | NA |  |  |  | 90% | 90% | [6 empty] | 0% | 0% |  | 0.4 | 0.4 | 0 | 0 | 0 | 0 | 0 | 0 | 0 | 0 | 0 | 2016 Qtr 1: 0.1; 2016 Qtr 2: 0.1; 2016 Qtr 3: 0.1; 2016 Qtr 4: 0.1; 2017 Qtr 1: 0.1; 2017 Qtr 2: 0.1; 2017 Qtr 3: 0.1; 2017 Qtr 4: 0.1 | 0.8 | Rt3; (borrowed screw chiller cost from Itron WO017 10-12 cost study)
MCE Commercial | Air cooled package reciprocating chiller (1.008 kW/ton) | NE-HVAC-Chlr-AirPkgRecip-AllSizes-1p008kwpton | 3B | COMMERCIAL | 3 = Commercial HVAC | TRUE | 6.6667 | NonRes-sAll-mHVAC-Chiller | Cap-Tons | ROB | 805.59 | 684.7515 |  |  |  | 120.8385 | 154 | Small Commercial | kW | 0.0702 |  | Commercial | Small Commercial | Summer Only | 20 | 274.01 | 3% | 135 | 0.0613 |  | Small Boilers (<100 MMBtu/hr Heat Input):Controlled Low NOx Burner | 6.6667 | 58% | NA |  |  |  | 90% | 90% | [6 empty] | 0% | 0% |  | 0.4 | 0.4 | 0 | 0 | 0 | 0 | 0 | 0 | 0 | 0 | 0 | 2016 Qtr 1: 0.1; 2016 Qtr 2: 0.1; 2016 Qtr 3: 0.1; 2016 Qtr 4: 0.1; 2017 Qtr 1: 0.1; 2017 Qtr 2: 0.1; 2017 Qtr 3: 0.1; 2017 Qtr 4: 0.1 | 0.8 | Rt3; (borrowed screw chiller cost from Itron WO017 10-12 cost study)
MCE Commercial | Air cooled package reciprocating chiller (1.008 kW/ton) | NE-HVAC-Chlr-AirPkgRecip-AllSizes-1p008kwpton | 12 | COMMERCIAL | 3 = Commercial HVAC | TRUE | 6.6667 | NonRes-sAll-mHVAC-Chiller | Cap-Tons | ROB | 805.59 | 684.7515 |  |  |  | 120.8385 | 226 | Small Commercial | kW | 0.144 |  | Commercial | Small Commercial | Summer Only | 20 | 274.01 | 3% | 199 | 0.127 |  | Small Boilers (<100 MMBtu/hr Heat Input):Controlled Low NOx Burner | 6.6667 | 58% | NA |  |  |  | 90% | 90% | [6 empty] | 0% | 0% |  | 0.4 | 0.4 | 0 | 0 | 0 | 0 | 0 | 0 | 0 | 0 | 0 | 2016 Qtr 1: 0.1; 2016 Qtr 2: 0.1; 2016 Qtr 3: 0.1; 2016 Qtr 4: 0.1; 2017 Qtr 1: 0.1; 2017 Qtr 2: 0.1; 2017 Qtr 3: 0.1; 2017 Qtr 4: 0.1 | 0.8 | Rt3; (borrowed screw chiller cost from Itron WO017 10-12 cost study)
MCE Commercial | Air cooled screw chiller (1.008 kW/ton) | NE-HVAC-Chlr-AirScrew-AllSizes-1p008kwpton | 2 | COMMERCIAL | 3 = Commercial HVAC | TRUE | 6.6667 | NonRes-sAll-mHVAC-Chiller | Cap-Tons | ROB | 805.59 | 684.7515 |  |  |  | 120.8385 | 319 | Small Commercial | kW | 0.121 |  | Commercial | Small Commercial | Summer Only | 20 | 274.01 | 3% | 280 | 0.107 |  | Small Boilers (<100 MMBtu/hr Heat Input):Controlled Low NOx Burner | 6.6667 | 58% | NA |  |  |  | 90% | 90% | [6 empty] | 0% | 0% |  | 0.4 | 0.4 | 0 | 0 | 0 | 0 | 0 | 0 | 0 | 0 | 0 | 2016 Qtr 1: 0.1; 2016 Qtr 2: 0.1; 2016 Qtr 3: 0.1; 2016 Qtr 4: 0.1; 2017 Qtr 1: 0.1; 2017 Qtr 2: 0.1; 2017 Qtr 3: 0.1; 2017 Qtr 4: 0.1 | 0.8 | Hsp; (assumed 130 ton, per Itron WO017 10-12 cost study)
MCE Commercial | Air cooled screw chiller (1.008 kW/ton) | NE-HVAC-Chlr-AirScrew-AllSizes-1p008kwpton | 3A | COMMERCIAL | 3 = Commercial HVAC | TRUE | 6.6667 | NonRes-sAll-mHVAC-Chiller | Cap-Tons | ROB | 805.59 | 684.7515 |  |  |  | 120.8385 | 316 | Small Commercial | kW | 0.0952 |  | Commercial | Small Commercial | Summer Only | 20 | 274.01 | 3% | 275 | 0.0832 |  | Small Boilers (<100 MMBtu/hr Heat Input):Controlled Low NOx Burner | 6.6667 | 58% | NA |  |  |  | 90% | 90% | [6 empty] | 0% | 0% |  | 0.4 | 0.4 | 0 | 0 | 0 | 0 | 0 | 0 | 0 | 0 | 0 | 2016 Qtr 1: 0.1; 2016 Qtr 2: 0.1; 2016 Qtr 3: 0.1; 2016 Qtr 4: 0.1; 2017 Qtr 1: 0.1; 2017 Qtr 2: 0.1; 2017 Qtr 3: 0.1; 2017 Qtr 4: 0.1 | 0.8 | Hsp; (assumed 130 ton, per Itron WO017 10-12 cost study)
MCE Commercial | Air cooled screw chiller (1.008 kW/ton) | NE-HVAC-Chlr-AirScrew-AllSizes-1p008kwpton | 3B | COMMERCIAL | 3 = Commercial HVAC | TRUE | 6.6667 | NonRes-sAll-mHVAC-Chiller | Cap-Tons | ROB | 805.59 | 684.7515 |  |  |  | 120.8385 | 316 | Small Commercial | kW | 0.0952 |  | Commercial | Small Commercial | Summer Only | 20 | 274.01 | 3% | 275 | 0.0832 |  | Small Boilers (<100 MMBtu/hr Heat Input):Controlled Low NOx Burner | 6.6667 | 58% | NA |  |  |  | 90% | 90% | [6 empty] | 0% | 0% |  | 0.4 | 0.4 | 0 | 0 | 0 | 0 | 0 | 0 | 0 | 0 | 0 | 2016 Qtr 1: 0.1; 2016 Qtr 2: 0.1; 2016 Qtr 3: 0.1; 2016 Qtr 4: 0.1; 2017 Qtr 1: 0.1; 2017 Qtr 2: 0.1; 2017 Qtr 3: 0.1; 2017 Qtr 4: 0.1 | 0.8 | Hsp; (assumed 130 ton, per Itron WO017 10-12 cost study)
MCE Commercial | Air cooled screw chiller (1.008 kW/ton) | NE-HVAC-Chlr-AirScrew-AllSizes-1p008kwpton | 12 | COMMERCIAL | 3 = Commercial HVAC | TRUE | 6.6667 | NonRes-sAll-mHVAC-Chiller | Cap-Tons | ROB | 805.59 | 684.7515 |  |  |  | 120.8385 | 427 | Small Commercial | kW | 0.186 |  | Commercial | Small Commercial | Summer Only | 20 | 274.01 | 3% | 376 | 0.164 |  | Small Boilers (<100 MMBtu/hr Heat Input):Controlled Low NOx Burner | 6.6667 | 58% | NA |  |  |  | 90% | 90% | [6 empty] | 0% | 0% |  | 0.4 | 0.4 | 0 | 0 | 0 | 0 | 0 | 0 | 0 | 0 | 0 | 2016 Qtr 1: 0.1; 2016 Qtr 2: 0.1; 2016 Qtr 3: 0.1; 2016 Qtr 4: 0.1; 2017 Qtr 1: 0.1; 2017 Qtr 2: 0.1; 2017 Qtr 3: 0.1; 2017 Qtr 4: 0.1 | 0.8 | Hsp; (assumed 130 ton, per Itron WO017 10-12 cost study)
MCE Commercial | Air cooled screw chiller (1.008 kW/ton) | NE-HVAC-Chlr-AirScrew-AllSizes-1p008kwpton | 2 | COMMERCIAL | 3 = Commercial HVAC | TRUE | 6.6667 | NonRes-sAll-mHVAC-Chiller | Cap-Tons | ROB | 805.59 | 684.7515 |  |  |  | 120.8385 | 371 | Small Commercial | kW | 0.116 |  | Commercial | Small Commercial | Summer Only | 20 | 274.01 | 3% | 326 | 0.102 |  | Small Boilers (<100 MMBtu/hr Heat Input):Controlled Low NOx Burner | 6.6667 | 58% | NA |  |  |  | 90% | 90% | [6 empty] | 0% | 0% |  | 0.4 | 0.4 | 0 | 0 | 0 | 0 | 0 | 0 | 0 | 0 | 0 | 2016 Qtr 1: 0.1; 2016 Qtr 2: 0.1; 2016 Qtr 3: 0.1; 2016 Qtr 4: 0.1; 2017 Qtr 1: 0.1; 2017 Qtr 2: 0.1; 2017 Qtr 3: 0.1; 2017 Qtr 4: 0.1 | 0.8 | Htl; (assumed 130 ton, per Itron WO017 10-12 cost study)
MCE Commercial | Air cooled screw chiller (1.008 kW/ton) | NE-HVAC-Chlr-AirScrew-AllSizes-1p008kwpton | 3A | COMMERCIAL | 3 = Commercial HVAC | TRUE | 6.6667 | NonRes-sAll-mHVAC-Chiller | Cap-Tons | ROB | 805.59 | 684.7515 |  |  |  | 120.8385 | 350 | Small Commercial | kW | 0.0942 |  | Commercial | Small Commercial | Summer Only | 20 | 274.01 | 3% | 306 | 0.0824 |  | Small Boilers (<100 MMBtu/hr Heat Input):Controlled Low NOx Burner | 6.6667 | 58% | NA |  |  |  | 90% | 90% | [6 empty] | 0% | 0% |  | 0.4 | 0.4 | 0 | 0 | 0 | 0 | 0 | 0 | 0 | 0 | 0 | 2016 Qtr 1: 0.1; 2016 Qtr 2: 0.1; 2016 Qtr 3: 0.1; 2016 Qtr 4: 0.1; 2017 Qtr 1: 0.1; 2017 Qtr 2: 0.1; 2017 Qtr 3: 0.1; 2017 Qtr 4: 0.1 | 0.8 | Htl; (assumed 130 ton, per Itron WO017 10-12 cost study)
MCE Commercial | Air cooled screw chiller (1.008 kW/ton) | NE-HVAC-Chlr-AirScrew-AllSizes-1p008kwpton | 3B | COMMERCIAL | 3 = Commercial HVAC | TRUE | 6.6667 | NonRes-sAll-mHVAC-Chiller | Cap-Tons | ROB | 805.59 | 684.7515 |  |  |  | 120.8385 | 350 | Small Commercial | kW | 0.0942 |  | Commercial | Small Commercial | Summer Only | 20 | 274.01 | 3% | 306 | 0.0824 |  | Small Boilers (<100 MMBtu/hr Heat Input):Controlled Low NOx Burner | 6.6667 | 58% | NA |  |  |  | 90% | 90% | [6 empty] | 0% | 0% |  | 0.4 | 0.4 | 0 | 0 | 0 | 0 | 0 | 0 | 0 | 0 | 0 | 2016 Qtr 1: 0.1; 2016 Qtr 2: 0.1; 2016 Qtr 3: 0.1; 2016 Qtr 4: 0.1; 2017 Qtr 1: 0.1; 2017 Qtr 2: 0.1; 2017 Qtr 3: 0.1; 2017 Qtr 4: 0.1 | 0.8 | Htl; (assumed 130 ton, per Itron WO017 10-12 cost study)
MCE Commercial | Air cooled screw chiller (1.008 kW/ton) | NE-HVAC-Chlr-AirScrew-AllSizes-1p008kwpton | 12 | COMMERCIAL | 3 = Commercial HVAC | TRUE | 6.6667 | NonRes-sAll-mHVAC-Chiller | Cap-Tons | ROB | 805.59 | 684.7515 |  |  |  | 120.8385 | 397 | Small Commercial | kW | 0.189 |  | Commercial | Small Commercial | Summer Only | 20 | 274.01 | 3% | 351 | 0.167 |  | Small Boilers (<100 MMBtu/hr Heat Input):Controlled Low NOx Burner | 6.6667 | 58% | NA |  |  |  | 90% | 90% | [6 empty] | 0% | 0% |  | 0.4 | 0.4 | 0 | 0 | 0 | 0 | 0 | 0 | 0 | 0 | 0 | 2016 Qtr 1: 0.1; 2016 Qtr 2: 0.1; 2016 Qtr 3: 0.1; 2016 Qtr 4: 0.1; 2017 Qtr 1: 0.1; 2017 Qtr 2: 0.1; 2017 Qtr 3: 0.1; 2017 Qtr 4: 0.1 | 0.8 | Htl; (assumed 130 ton, per Itron WO017 10-12 cost study)
MCE Commercial | Air cooled screw chiller (1.008 kW/ton) | NE-HVAC-Chlr-AirScrew-AllSizes-1p008kwpton | 2 | COMMERCIAL | 3 = Commercial HVAC | TRUE | 6.6667 | NonRes-sAll-mHVAC-Chiller | Cap-Tons | ROB | 805.59 | 684.7515 |  |  |  | 120.8385 | 169 | Small Commercial | kW | 0.128 |  | Commercial | Small Commercial | Summer Only | 20 | 274.01 | 3% | 148 | 0.112 |  | Small Boilers (<100 MMBtu/hr Heat Input):Controlled Low NOx Burner | 6.6667 | 58% | NA |  |  |  | 90% | 90% | [6 empty] | 0% | 0% |  | 0.4 | 0.4 | 0 | 0 | 0 | 0 | 0 | 0 | 0 | 0 | 0 | 2016 Qtr 1: 0.1; 2016 Qtr 2: 0.1; 2016 Qtr 3: 0.1; 2016 Qtr 4: 0.1; 2017 Qtr 1: 0.1; 2017 Qtr 2: 0.1; 2017 Qtr 3: 0.1; 2017 Qtr 4: 0.1 | 0.8 | MBT; (assumed 130 ton, per Itron WO017 10-12 cost study)
MCE Commercial | Air cooled screw chiller (1.008 kW/ton) | NE-HVAC-Chlr-AirScrew-AllSizes-1p008kwpton | 3A | COMMERCIAL | 3 = Commercial HVAC | TRUE | 6.6667 | NonRes-sAll-mHVAC-Chiller | Cap-Tons | ROB | 805.59 | 684.7515 |  |  |  | 120.8385 | 132 | Small Commercial | kW | 0.0206 |  | Commercial | Small Commercial | Summer Only | 20 | 274.01 | 3% | 115 | 0.018 |  | Small Boilers (<100 MMBtu/hr Heat Input):Controlled Low NOx Burner | 6.6667 | 58% | NA |  |  |  | 90% | 90% | [6 empty] | 0% | 0% |  | 0.4 | 0.4 | 0 | 0 | 0 | 0 | 0 | 0 | 0 | 0 | 0 | 2016 Qtr 1: 0.1; 2016 Qtr 2: 0.1; 2016 Qtr 3: 0.1; 2016 Qtr 4: 0.1; 2017 Qtr 1: 0.1; 2017 Qtr 2: 0.1; 2017 Qtr 3: 0.1; 2017 Qtr 4: 0.1 | 0.8 | MBT; (assumed 130 ton, per Itron WO017 10-12 cost study)
MCE Commercial | Air cooled screw chiller (1.008 kW/ton) | NE-HVAC-Chlr-AirScrew-AllSizes-1p008kwpton | 3B | COMMERCIAL | 3 = Commercial HVAC | TRUE | 6.6667 | NonRes-sAll-mHVAC-Chiller | Cap-Tons | ROB | 805.59 | 684.7515 |  |  |  | 120.8385 | 132 | Small Commercial | kW | 0.0206 |  | Commercial | Small Commercial | Summer Only | 20 | 274.01 | 3% | 115 | 0.018 |  | Small Boilers (<100 MMBtu/hr Heat Input):Controlled Low NOx Burner | 6.6667 | 58% | NA |  |  |  | 90% | 90% | [6 empty] | 0% | 0% |  | 0.4 | 0.4 | 0 | 0 | 0 | 0 | 0 | 0 | 0 | 0 | 0 | 2016 Qtr 1: 0.1; 2016 Qtr 2: 0.1; 2016 Qtr 3: 0.1; 2016 Qtr 4: 0.1; 2017 Qtr 1: 0.1; 2017 Qtr 2: 0.1; 2017 Qtr 3: 0.1; 2017 Qtr 4: 0.1 | 0.8 | MBT; (assumed 130 ton, per Itron WO017 10-12 cost study)
MCE Commercial | Air cooled screw chiller (1.008 kW/ton) | NE-HVAC-Chlr-AirScrew-AllSizes-1p008kwpton | 12 | COMMERCIAL | 3 = Commercial HVAC | TRUE | 6.6667 | NonRes-sAll-mHVAC-Chiller | Cap-Tons | ROB | 805.59 | 684.7515 |  |  |  | 120.8385 | 211 | Small Commercial | kW | 0.197 |  | Commercial | Small Commercial | Summer Only | 20 | 274.01 | 3% | 186 | 0.173 |  | Small Boilers (<100 MMBtu/hr Heat Input):Controlled Low NOx Burner | 6.6667 | 58% | NA |  |  |  | 90% | 90% | [6 empty] | 0% | 0% |  | 0.4 | 0.4 | 0 | 0 | 0 | 0 | 0 | 0 | 0 | 0 | 0 | 2016 Qtr 1: 0.1; 2016 Qtr 2: 0.1; 2016 Qtr 3: 0.1; 2016 Qtr 4: 0.1; 2017 Qtr 1: 0.1; 2017 Qtr 2: 0.1; 2017 Qtr 3: 0.1; 2017 Qtr 4: 0.1 | 0.8 | MBT; (assumed 130 ton, per Itron WO017 10-12 cost study)
MCE Commercial | Air cooled screw chiller (1.008 kW/ton) | NE-HVAC-Chlr-AirScrew-AllSizes-1p008kwpton | 2 | COMMERCIAL | 3 = Commercial HVAC | TRUE | 6.6667 | NonRes-sAll-mHVAC-Chiller | Cap-Tons | ROB | 805.59 | 684.7515 |  |  |  | 120.8385 | 221 | Small Commercial | kW | 0.0826 |  | Commercial | Small Commercial | Summer Only | 20 | 274.01 | 3% | 194 | 0.0725 |  | Small Boilers (<100 MMBtu/hr Heat Input):Controlled Low NOx Burner | 6.6667 | 58% | NA |  |  |  | 90% | 90% | [6 empty] | 0% | 0% |  | 0.4 | 0.4 | 0 | 0 | 0 | 0 | 0 | 0 | 0 | 0 | 0 | 2016 Qtr 1: 0.1; 2016 Qtr 2: 0.1; 2016 Qtr 3: 0.1; 2016 Qtr 4: 0.1; 2017 Qtr 1: 0.1; 2017 Qtr 2: 0.1; 2017 Qtr 3: 0.1; 2017 Qtr 4: 0.1 | 0.8 | Nrs; (assumed 130 ton, per Itron WO017 10-12 cost study)
MCE Commercial | Air cooled screw chiller (1.008 kW/ton) | NE-HVAC-Chlr-AirScrew-AllSizes-1p008kwpton | 3A | COMMERCIAL | 3 = Commercial HVAC | TRUE | 6.6667 | NonRes-sAll-mHVAC-Chiller | Cap-Tons | ROB | 805.59 | 684.7515 |  |  |  | 120.8385 | 210 | Small Commercial | kW | 0.0689 |  | Commercial | Small Commercial | Summer Only | 20 | 274.01 | 3% | 183 | 0.0601 |  | Small Boilers (<100 MMBtu/hr Heat Input):Controlled Low NOx Burner | 6.6667 | 58% | NA |  |  |  | 90% | 90% | [6 empty] | 0% | 0% |  | 0.4 | 0.4 | 0 | 0 | 0 | 0 | 0 | 0 | 0 | 0 | 0 | 2016 Qtr 1: 0.1; 2016 Qtr 2: 0.1; 2016 Qtr 3: 0.1; 2016 Qtr 4: 0.1; 2017 Qtr 1: 0.1; 2017 Qtr 2: 0.1; 2017 Qtr 3: 0.1; 2017 Qtr 4: 0.1 | 0.8 | Nrs; (assumed 130 ton, per Itron WO017 10-12 cost study)
MCE Commercial | Air cooled screw chiller (1.008 kW/ton) | NE-HVAC-Chlr-AirScrew-AllSizes-1p008kwpton | 3B | COMMERCIAL | 3 = Commercial HVAC | TRUE | 6.6667 | NonRes-sAll-mHVAC-Chiller | Cap-Tons | ROB | 805.59 | 684.7515 |  |  |  | 120.8385 | 210 | Small Commercial | kW | 0.0689 |  | Commercial | Small Commercial | Summer Only | 20 | 274.01 | 3% | 183 | 0.0601 |  | Small Boilers (<100 MMBtu/hr Heat Input):Controlled Low NOx Burner | 6.6667 | 58% | NA |  |  |  | 90% | 90% | [6 empty] | 0% | 0% |  | 0.4 | 0.4 | 0 | 0 | 0 | 0 | 0 | 0 | 0 | 0 | 0 | 2016 Qtr 1: 0.1; 2016 Qtr 2: 0.1; 2016 Qtr 3: 0.1; 2016 Qtr 4: 0.1; 2017 Qtr 1: 0.1; 2017 Qtr 2: 0.1; 2017 Qtr 3: 0.1; 2017 Qtr 4: 0.1 | 0.8 | Nrs; (assumed 130 ton, per Itron WO017 10-12 cost study)
MCE Commercial | Air cooled screw chiller (1.008 kW/ton) | NE-HVAC-Chlr-AirScrew-AllSizes-1p008kwpton | 12 | COMMERCIAL | 3 = Commercial HVAC | TRUE | 6.6667 | NonRes-sAll-mHVAC-Chiller | Cap-Tons | ROB | 805.59 | 684.7515 |  |  |  | 120.8385 | 272 | Small Commercial | kW | 0.164 |  | Commercial | Small Commercial | Summer Only | 20 | 274.01 | 3% | 239 | 0.144 |  | Small Boilers (<100 MMBtu/hr Heat Input):Controlled Low NOx Burner | 6.6667 | 58% | NA |  |  |  | 90% | 90% | [6 empty] | 0% | 0% |  | 0.4 | 0.4 | 0 | 0 | 0 | 0 | 0 | 0 | 0 | 0 | 0 | 2016 Qtr 1: 0.1; 2016 Qtr 2: 0.1; 2016 Qtr 3: 0.1; 2016 Qtr 4: 0.1; 2017 Qtr 1: 0.1; 2017 Qtr 2: 0.1; 2017 Qtr 3: 0.1; 2017 Qtr 4: 0.1 | 0.8 | Nrs; (assumed 130 ton, per Itron WO017 10-12 cost study)
MCE Commercial | Air cooled screw chiller (1.008 kW/ton) | NE-HVAC-Chlr-AirScrew-AllSizes-1p008kwpton | 2 | COMMERCIAL | 3 = Commercial HVAC | TRUE | 6.6667 | NonRes-sAll-mHVAC-Chiller | Cap-Tons | ROB | 805.59 | 684.7515 |  |  |  | 120.8385 | 193 | Small Commercial | kW | 0.116 |  | Commercial | Small Commercial | Summer Only | 20 | 274.01 | 3% | 169 | 0.102 |  | Small Boilers (<100 MMBtu/hr Heat Input):Controlled Low NOx Burner | 6.6667 | 58% | NA |  |  |  | 90% | 90% | [6 empty] | 0% | 0% |  | 0.4 | 0.4 | 0 | 0 | 0 | 0 | 0 | 0 | 0 | 0 | 0 | 2016 Qtr 1: 0.1; 2016 Qtr 2: 0.1; 2016 Qtr 3: 0.1; 2016 Qtr 4: 0.1; 2017 Qtr 1: 0.1; 2017 Qtr 2: 0.1; 2017 Qtr 3: 0.1; 2017 Qtr 4: 0.1 | 0.8 | OfL; (assumed 130 ton, per Itron WO017 10-12 cost study)
MCE Commercial | Air cooled screw chiller (1.008 kW/ton) | NE-HVAC-Chlr-AirScrew-AllSizes-1p008kwpton | 3A | COMMERCIAL | 3 = Commercial HVAC | TRUE | 6.6667 | NonRes-sAll-mHVAC-Chiller | Cap-Tons | ROB | 805.59 | 684.7515 |  |  |  | 120.8385 | 152 | Small Commercial | kW | 0.0617 |  | Commercial | Small Commercial | Summer Only | 20 | 274.01 | 3% | 133 | 0.054 |  | Small Boilers (<100 MMBtu/hr Heat Input):Controlled Low NOx Burner | 6.6667 | 58% | NA |  |  |  | 90% | 90% | [6 empty] | 0% | 0% |  | 0.4 | 0.4 | 0 | 0 | 0 | 0 | 0 | 0 | 0 | 0 | 0 | 2016 Qtr 1: 0.1; 2016 Qtr 2: 0.1; 2016 Qtr 3: 0.1; 2016 Qtr 4: 0.1; 2017 Qtr 1: 0.1; 2017 Qtr 2: 0.1; 2017 Qtr 3: 0.1; 2017 Qtr 4: 0.1 | 0.8 | OfL; (assumed 130 ton, per Itron WO017 10-12 cost study)
MCE Commercial | Air cooled screw chiller (1.008 kW/ton) | NE-HVAC-Chlr-AirScrew-AllSizes-1p008kwpton | 3B | COMMERCIAL | 3 = Commercial HVAC | TRUE | 6.6667 | NonRes-sAll-mHVAC-Chiller | Cap-Tons | ROB | 805.59 | 684.7515 |  |  |  | 120.8385 | 152 | Small Commercial | kW | 0.0617 |  | Commercial | Small Commercial | Summer Only | 20 | 274.01 | 3% | 133 | 0.054 |  | Small Boilers (<100 MMBtu/hr Heat Input):Controlled Low NOx Burner | 6.6667 | 58% | NA |  |  |  | 90% | 90% | [6 empty] | 0% | 0% |  | 0.4 | 0.4 | 0 | 0 | 0 | 0 | 0 | 0 | 0 | 0 | 0 | 2016 Qtr 1: 0.1; 2016 Qtr 2: 0.1; 2016 Qtr 3: 0.1; 2016 Qtr 4: 0.1; 2017 Qtr 1: 0.1; 2017 Qtr 2: 0.1; 2017 Qtr 3: 0.1; 2017 Qtr 4: 0.1 | 0.8 | OfL; (assumed 130 ton, per Itron WO017 10-12 cost study)
MCE Commercial | Air cooled screw chiller (1.008 kW/ton) | NE-HVAC-Chlr-AirScrew-AllSizes-1p008kwpton | 12 | COMMERCIAL | 3 = Commercial HVAC | TRUE | 6.6667 | NonRes-sAll-mHVAC-Chiller | Cap-Tons | ROB | 805.59 | 684.7515 |  |  |  | 120.8385 | 238 | Small Commercial | kW | 0.197 |  | Commercial | Small Commercial | Summer Only | 20 | 274.01 | 3% | 211 | 0.175 |  | Small Boilers (<100 MMBtu/hr Heat Input):Controlled Low NOx Burner | 6.6667 | 58% | NA |  |  |  | 90% | 90% | [6 empty] | 0% | 0% |  | 0.4 | 0.4 | 0 | 0 | 0 | 0 | 0 | 0 | 0 | 0 | 0 | 2016 Qtr 1: 0.1; 2016 Qtr 2: 0.1; 2016 Qtr 3: 0.1; 2016 Qtr 4: 0.1; 2017 Qtr 1: 0.1; 2017 Qtr 2: 0.1; 2017 Qtr 3: 0.1; 2017 Qtr 4: 0.1 | 0.8 | OfL; (assumed 130 ton, per Itron WO017 10-12 cost study)
MCE Commercial | Air cooled screw chiller (1.008 kW/ton) | NE-HVAC-Chlr-AirScrew-AllSizes-1p008kwpton | 2 | COMMERCIAL | 3 = Commercial HVAC | TRUE | 6.6667 | NonRes-sAll-mHVAC-Chiller | Cap-Tons | ROB | 805.59 | 684.7515 |  |  |  | 120.8385 | 171 | Small Commercial | kW | 0.126 |  | Commercial | Small Commercial | Summer Only | 20 | 274.01 | 3% | 150 | 0.111 |  | Small Boilers (<100 MMBtu/hr Heat Input):Controlled Low NOx Burner | 6.6667 | 58% | NA |  |  |  | 90% | 90% | [6 empty] | 0% | 0% |  | 0.4 | 0.4 | 0 | 0 | 0 | 0 | 0 | 0 | 0 | 0 | 0 | 2016 Qtr 1: 0.1; 2016 Qtr 2: 0.1; 2016 Qtr 3: 0.1; 2016 Qtr 4: 0.1; 2017 Qtr 1: 0.1; 2017 Qtr 2: 0.1; 2017 Qtr 3: 0.1; 2017 Qtr 4: 0.1 | 0.8 | OfS; (assumed 130 ton, per Itron WO017 10-12 cost study)
MCE Commercial | Air cooled screw chiller (1.008 kW/ton) | NE-HVAC-Chlr-AirScrew-AllSizes-1p008kwpton | 3A | COMMERCIAL | 3 = Commercial HVAC | TRUE | 6.6667 | NonRes-sAll-mHVAC-Chiller | Cap-Tons | ROB | 805.59 | 684.7515 |  |  |  | 120.8385 | 129 | Small Commercial | kW | 0.0397 |  | Commercial | Small Commercial | Summer Only | 20 | 274.01 | 3% | 113 | 0.0346 |  | Small Boilers (<100 MMBtu/hr Heat Input):Controlled Low NOx Burner | 6.6667 | 58% | NA |  |  |  | 90% | 90% | [6 empty] | 0% | 0% |  | 0.4 | 0.4 | 0 | 0 | 0 | 0 | 0 | 0 | 0 | 0 | 0 | 2016 Qtr 1: 0.1; 2016 Qtr 2: 0.1; 2016 Qtr 3: 0.1; 2016 Qtr 4: 0.1; 2017 Qtr 1: 0.1; 2017 Qtr 2: 0.1; 2017 Qtr 3: 0.1; 2017 Qtr 4: 0.1 | 0.8 | OfS; (assumed 130 ton, per Itron WO017 10-12 cost study)
MCE Commercial | Air cooled screw chiller (1.008 kW/ton) | NE-HVAC-Chlr-AirScrew-AllSizes-1p008kwpton | 3B | COMMERCIAL | 3 = Commercial HVAC | TRUE | 6.6667 | NonRes-sAll-mHVAC-Chiller | Cap-Tons | ROB | 805.59 | 684.7515 |  |  |  | 120.8385 | 129 | Small Commercial | kW | 0.0397 |  | Commercial | Small Commercial | Summer Only | 20 | 274.01 | 3% | 113 | 0.0346 |  | Small Boilers (<100 MMBtu/hr Heat Input):Controlled Low NOx Burner | 6.6667 | 58% | NA |  |  |  | 90% | 90% | [6 empty] | 0% | 0% |  | 0.4 | 0.4 | 0 | 0 | 0 | 0 | 0 | 0 | 0 | 0 | 0 | 2016 Qtr 1: 0.1; 2016 Qtr 2: 0.1; 2016 Qtr 3: 0.1; 2016 Qtr 4: 0.1; 2017 Qtr 1: 0.1; 2017 Qtr 2: 0.1; 2017 Qtr 3: 0.1; 2017 Qtr 4: 0.1 | 0.8 | OfS; (assumed 130 ton, per Itron WO017 10-12 cost study)
MCE Commercial | Air cooled screw chiller (1.008 kW/ton) | NE-HVAC-Chlr-AirScrew-AllSizes-1p008kwpton | 12 | COMMERCIAL | 3 = Commercial HVAC | TRUE | 6.6667 | NonRes-sAll-mHVAC-Chiller | Cap-Tons | ROB | 805.59 | 684.7515 |  |  |  | 120.8385 | 211 | Small Commercial | kW | 0.196 |  | Commercial | Small Commercial | Summer Only | 20 | 274.01 | 3% | 185 | 0.173 |  | Small Boilers (<100 MMBtu/hr Heat Input):Controlled Low NOx Burner | 6.6667 | 58% | NA |  |  |  | 90% | 90% | [6 empty] | 0% | 0% |  | 0.4 | 0.4 | 0 | 0 | 0 | 0 | 0 | 0 | 0 | 0 | 0 | 2016 Qtr 1: 0.1; 2016 Qtr 2: 0.1; 2016 Qtr 3: 0.1; 2016 Qtr 4: 0.1; 2017 Qtr 1: 0.1; 2017 Qtr 2: 0.1; 2017 Qtr 3: 0.1; 2017 Qtr 4: 0.1 | 0.8 | OfS; (assumed 130 ton, per Itron WO017 10-12 cost study)
MCE Commercial | Air cooled screw chiller (1.008 kW/ton) | NE-HVAC-Chlr-AirScrew-AllSizes-1p008kwpton | 2 | COMMERCIAL | 3 = Commercial HVAC | TRUE | 6.6667 | NonRes-sAll-mHVAC-Chiller | Cap-Tons | ROB | 805.59 | 684.7515 |  |  |  | 120.8385 | 204 | Small Commercial | kW | 0.0877 |  | Commercial | Small Commercial | Summer Only | 20 | 274.01 | 3% | 179 | 0.0768 |  | Small Boilers (<100 MMBtu/hr Heat Input):Controlled Low NOx Burner | 6.6667 | 58% | NA |  |  |  | 90% | 90% | [6 empty] | 0% | 0% |  | 0.4 | 0.4 | 0 | 0 | 0 | 0 | 0 | 0 | 0 | 0 | 0 | 2016 Qtr 1: 0.1; 2016 Qtr 2: 0.1; 2016 Qtr 3: 0.1; 2016 Qtr 4: 0.1; 2017 Qtr 1: 0.1; 2017 Qtr 2: 0.1; 2017 Qtr 3: 0.1; 2017 Qtr 4: 0.1 | 0.8 | Rt3; (assumed 130 ton, per Itron WO017 10-12 cost study)
MCE Commercial | Air cooled screw chiller (1.008 kW/ton) | NE-HVAC-Chlr-AirScrew-AllSizes-1p008kwpton | 3A | COMMERCIAL | 3 = Commercial HVAC | TRUE | 6.6667 | NonRes-sAll-mHVAC-Chiller | Cap-Tons | ROB | 805.59 | 684.7515 |  |  |  | 120.8385 | 176 | Small Commercial | kW | 0.0787 |  | Commercial | Small Commercial | Summer Only | 20 | 274.01 | 3% | 153 | 0.0687 |  | Small Boilers (<100 MMBtu/hr Heat Input):Controlled Low NOx Burner | 6.6667 | 58% | NA |  |  |  | 90% | 90% | [6 empty] | 0% | 0% |  | 0.4 | 0.4 | 0 | 0 | 0 | 0 | 0 | 0 | 0 | 0 | 0 | 2016 Qtr 1: 0.1; 2016 Qtr 2: 0.1; 2016 Qtr 3: 0.1; 2016 Qtr 4: 0.1; 2017 Qtr 1: 0.1; 2017 Qtr 2: 0.1; 2017 Qtr 3: 0.1; 2017 Qtr 4: 0.1 | 0.8 | Rt3; (assumed 130 ton, per Itron WO017 10-12 cost study)
MCE Commercial | Air cooled screw chiller (1.008 kW/ton) | NE-HVAC-Chlr-AirScrew-AllSizes-1p008kwpton | 3B | COMMERCIAL | 3 = Commercial HVAC | TRUE | 6.6667 | NonRes-sAll-mHVAC-Chiller | Cap-Tons | ROB | 805.59 | 684.7515 |  |  |  | 120.8385 | 176 | Small Commercial | kW | 0.0787 |  | Commercial | Small Commercial | Summer Only | 20 | 274.01 | 3% | 153 | 0.0687 |  | Small Boilers (<100 MMBtu/hr Heat Input):Controlled Low NOx Burner | 6.6667 | 58% | NA |  |  |  | 90% | 90% | [6 empty] | 0% | 0% |  | 0.4 | 0.4 | 0 | 0 | 0 | 0 | 0 | 0 | 0 | 0 | 0 | 2016 Qtr 1: 0.1; 2016 Qtr 2: 0.1; 2016 Qtr 3: 0.1; 2016 Qtr 4: 0.1; 2017 Qtr 1: 0.1; 2017 Qtr 2: 0.1; 2017 Qtr 3: 0.1; 2017 Qtr 4: 0.1 | 0.8 | Rt3; (assumed 130 ton, per Itron WO017 10-12 cost study)
MCE Commercial | Air cooled screw chiller (1.008 kW/ton) | NE-HVAC-Chlr-AirScrew-AllSizes-1p008kwpton | 12 | COMMERCIAL | 3 = Commercial HVAC | TRUE | 6.6667 | NonRes-sAll-mHVAC-Chiller | Cap-Tons | ROB | 805.59 | 684.7515 |  |  |  | 120.8385 | 250 | Small Commercial | kW | 0.161 |  | Commercial | Small Commercial | Summer Only | 20 | 274.01 | 3% | 221 | 0.142 |  | Small Boilers (<100 MMBtu/hr Heat Input):Controlled Low NOx Burner | 6.6667 | 58% | NA |  |  |  | 90% | 90% | [6 empty] | 0% | 0% |  | 0.4 | 0.4 | 0 | 0 | 0 | 0 | 0 | 0 | 0 | 0 | 0 | 2016 Qtr 1: 0.1; 2016 Qtr 2: 0.1; 2016 Qtr 3: 0.1; 2016 Qtr 4: 0.1; 2017 Qtr 1: 0.1; 2017 Qtr 2: 0.1; 2017 Qtr 3: 0.1; 2017 Qtr 4: 0.1 | 0.8 | Rt3; (assumed 130 ton, per Itron WO017 10-12 cost study)
MCE Commercial | [6 empty] | 0 |  |  |  |  | 0 |  |  |  | 0 |  |  | #N/A | [5 empty] | 0 | 0 | 3% |  |  |  |  | 0 | [13 empty] | 0% | 0% |  | 0 | 0 | 0 | 0 | 0 | 0 | 0 | 0 | 0 | 0 | 0 | 2016 Qtr 1: 0; 2016 Qtr 2: 0; 2016 Qtr 3: 0; 2016 Qtr 4: 0; 2017 Qtr 1: 0; 2017 Qtr 2: 0; 2017 Qtr 3: 0; 2017 Qtr 4: 0 | 0
MCE Commercial | Hsp--Efficient HVAC Motors - Supply Fans, NumUnit: 282hp | D03-086 | 2 | COMMERCIAL | 3 = Commercial HVAC | TRUE | 4.6667 | NonRes-sAll-mHVAC-RCA | Rated-HP | ROB | 55 | 46.75 |  |  |  | 8.25 | 104 | Small Commercial | kW | 0.0165 | -0.212 | Commercial | Small Commercial | Winter Only | 14 | 55 | 3% | 104 | 0.0165 | -0.212 | Small Boilers (<100 MMBtu/hr Heat Input):Controlled Low NOx Burner | 4.6667 | 73% | NA |  |  |  | 90% | 90% | [6 empty] | 0% | 0% |  | 7.497 | 14.9573 | 0 | 0 | 0 | 0 | 0 | 0 | 0 | 0 | 0 | 2016 Qtr 1: 1.8742; 2016 Qtr 2: 1.323; 2016 Qtr 3: 2.0947; 2016 Qtr 4: 2.205; 2017 Qtr 1: 3.087; 2017 Qtr 2: 3.234; 2017 Qtr 3: 4.2263; 2017 Qtr 4: 4.41 | 22.4542 | assumed price based on (Itron WO017 10-12 cost study), ranging from $55-110/hp, and HP of DEER NumUnit
MCE Commercial | Hsp--Efficient HVAC Motors - Supply Fans, NumUnit: 282hp | D03-086 | 3A | COMMERCIAL | 3 = Commercial HVAC | TRUE | 4.6667 | NonRes-sAll-mHVAC-RCA | Rated-HP | ROB | 55 | 46.75 |  |  |  | 8.25 | 106 | Small Commercial | kW | 0.0171 | -0.179 | Commercial | Small Commercial | Winter Only | 14 | 55 | 3% | 106 | 0.0171 | -0.179 | Small Boilers (<100 MMBtu/hr Heat Input):Controlled Low NOx Burner | 4.6667 | 73% | NA |  |  |  | 90% | 90% | [6 empty] | 0% | 0% |  | 7.497 | 14.9573 | 0 | 0 | 0 | 0 | 0 | 0 | 0 | 0 | 0 | 2016 Qtr 1: 1.8742; 2016 Qtr 2: 1.323; 2016 Qtr 3: 2.0947; 2016 Qtr 4: 2.205; 2017 Qtr 1: 3.087; 2017 Qtr 2: 3.234; 2017 Qtr 3: 4.2263; 2017 Qtr 4: 4.41 | 22.4542 | assumed price based on (Itron WO017 10-12 cost study), ranging from $55-110/hp, and HP of DEER NumUnit
MCE Commercial | Hsp--Efficient HVAC Motors - Supply Fans, NumUnit: 282hp | D03-086 | 3B | COMMERCIAL | 3 = Commercial HVAC | TRUE | 4.6667 | NonRes-sAll-mHVAC-RCA | Rated-HP | ROB | 55 | 46.75 |  |  |  | 8.25 | 106 | Small Commercial | kW | 0.0171 | -0.179 | Commercial | Small Commercial | Winter Only | 14 | 55 | 3% | 106 | 0.0171 | -0.179 | Small Boilers (<100 MMBtu/hr Heat Input):Controlled Low NOx Burner | 4.6667 | 73% | NA |  |  |  | 90% | 90% | [6 empty] | 0% | 0% |  | 7.497 | 14.9573 | 0 | 0 | 0 | 0 | 0 | 0 | 0 | 0 | 0 | 2016 Qtr 1: 1.8742; 2016 Qtr 2: 1.323; 2016 Qtr 3: 2.0947; 2016 Qtr 4: 2.205; 2017 Qtr 1: 3.087; 2017 Qtr 2: 3.234; 2017 Qtr 3: 4.2263; 2017 Qtr 4: 4.41 | 22.4542 | assumed price based on (Itron WO017 10-12 cost study), ranging from $55-110/hp, and HP of DEER NumUnit
MCE Commercial | Hsp--Efficient HVAC Motors - Supply Fans, NumUnit: 283hp | D03-086 | 12 | COMMERCIAL | 3 = Commercial HVAC | TRUE | 4.6667 | NonRes-sAll-mHVAC-RCA | Rated-HP | ROB | 55 | 46.75 |  |  |  | 8.25 | 102 | Small Commercial | kW | 0.0165 | -0.277 | Commercial | Small Commercial | Winter Only | 14 | 55 | 3% | 102 | 0.0165 | -0.277 | Small Boilers (<100 MMBtu/hr Heat Input):Controlled Low NOx Burner | 4.6667 | 73% | NA |  |  |  | 90% | 90% | [6 empty] | 0% | 0% |  | 7.497 | 14.9573 | 0 | 0 | 0 | 0 | 0 | 0 | 0 | 0 | 0 | 2016 Qtr 1: 1.8742; 2016 Qtr 2: 1.323; 2016 Qtr 3: 2.0947; 2016 Qtr 4: 2.205; 2017 Qtr 1: 3.087; 2017 Qtr 2: 3.234; 2017 Qtr 3: 4.2263; 2017 Qtr 4: 4.41 | 22.4542 | assumed price based on (Itron WO017 10-12 cost study), ranging from $55-110/hp, and HP of DEER NumUnit
MCE Commercial | Htl--Efficient HVAC Motors - Supply Fans, NumUnit: 27.5hp | D03-086 | 2 | COMMERCIAL | 3 = Commercial HVAC | TRUE | 4.6667 | NonRes-sAll-mHVAC-RCA | Rated-HP | ROB | 85 | 72.25 |  |  |  | 12.75 | 564 | Small Commercial | kW | 0.0736 | -2.27 | Commercial | Small Commercial | Winter Only | 14 | 85 | 3% | 564 | 0.0736 | -2.27 | Small Boilers (<100 MMBtu/hr Heat Input):Controlled Low NOx Burner | 4.6667 | 73% | NA |  |  |  | 90% | 90% | [6 empty] | 0% | 0% |  | 10.2 | 20.35 | 0 | 0 | 0 | 0 | 0 | 0 | 0 | 0 | 0 | 2016 Qtr 1: 2.55; 2016 Qtr 2: 1.8; 2016 Qtr 3: 2.85; 2016 Qtr 4: 3; 2017 Qtr 1: 4.2; 2017 Qtr 2: 4.4; 2017 Qtr 3: 5.75; 2017 Qtr 4: 6 | 30.55 | assumed price based on (Itron WO017 10-12 cost study), ranging from $55-110/hp, and HP of DEER NumUnit
MCE Commercial | Htl--Efficient HVAC Motors - Supply Fans, NumUnit: 27.2hp | D03-086 | 3A | COMMERCIAL | 3 = Commercial HVAC | TRUE | 4.6667 | NonRes-sAll-mHVAC-RCA | Rated-HP | ROB | 85 | 72.25 |  |  |  | 12.75 | 524 | Small Commercial | kW | 0.0661 | -2.6 | Commercial | Small Commercial | Winter Only | 14 | 85 | 3% | 524 | 0.0661 | -2.6 | Small Boilers (<100 MMBtu/hr Heat Input):Controlled Low NOx Burner | 4.6667 | 73% | NA |  |  |  | 90% | 90% | [6 empty] | 0% | 0% |  | 10.2 | 20.35 | 0 | 0 | 0 | 0 | 0 | 0 | 0 | 0 | 0 | 2016 Qtr 1: 2.55; 2016 Qtr 2: 1.8; 2016 Qtr 3: 2.85; 2016 Qtr 4: 3; 2017 Qtr 1: 4.2; 2017 Qtr 2: 4.4; 2017 Qtr 3: 5.75; 2017 Qtr 4: 6 | 30.55 | assumed price based on (Itron WO017 10-12 cost study), ranging from $55-110/hp, and HP of DEER NumUnit
MCE Commercial | Htl--Efficient HVAC Motors - Supply Fans, NumUnit: 27.2hp | D03-086 | 3B | COMMERCIAL | 3 = Commercial HVAC | TRUE | 4.6667 | NonRes-sAll-mHVAC-RCA | Rated-HP | ROB | 85 | 72.25 |  |  |  | 12.75 | 524 | Small Commercial | kW | 0.0661 | -2.6 | Commercial | Small Commercial | Winter Only | 14 | 85 | 3% | 524 | 0.0661 | -2.6 | Small Boilers (<100 MMBtu/hr Heat Input):Controlled Low NOx Burner | 4.6667 | 73% | NA |  |  |  | 90% | 90% | [6 empty] | 0% | 0% |  | 10.2 | 20.35 | 0 | 0 | 0 | 0 | 0 | 0 | 0 | 0 | 0 | 2016 Qtr 1: 2.55; 2016 Qtr 2: 1.8; 2016 Qtr 3: 2.85; 2016 Qtr 4: 3; 2017 Qtr 1: 4.2; 2017 Qtr 2: 4.4; 2017 Qtr 3: 5.75; 2017 Qtr 4: 6 | 30.55 | assumed price based on (Itron WO017 10-12 cost study), ranging from $55-110/hp, and HP of DEER NumUnit
MCE Commercial | Htl--Efficient HVAC Motors - Supply Fans, NumUnit: 27.8hp | D03-086 | 12 | COMMERCIAL | 3 = Commercial HVAC | TRUE | 4.6667 | NonRes-sAll-mHVAC-RCA | Rated-HP | ROB | 85 | 72.25 |  |  |  | 12.75 | 530 | Small Commercial | kW | 0.103 | -1.59 | Commercial | Small Commercial | Winter Only | 14 | 85 | 3% | 530 | 0.103 | -1.59 | Small Boilers (<100 MMBtu/hr Heat Input):Controlled Low NOx Burner | 4.6667 | 73% | NA |  |  |  | 90% | 90% | [6 empty] | 0% | 0% |  | 10.2 | 20.35 | 0 | 0 | 0 | 0 | 0 | 0 | 0 | 0 | 0 | 2016 Qtr 1: 2.55; 2016 Qtr 2: 1.8; 2016 Qtr 3: 2.85; 2016 Qtr 4: 3; 2017 Qtr 1: 4.2; 2017 Qtr 2: 4.4; 2017 Qtr 3: 5.75; 2017 Qtr 4: 6 | 30.55 | assumed price based on (Itron WO017 10-12 cost study), ranging from $55-110/hp, and HP of DEER NumUnit
MCE Commercial | Nrs--Efficient HVAC Motors - Supply Fans, NumUnit: 2.61hp | D03-086 | 2 | COMMERCIAL | 3 = Commercial HVAC | TRUE | 4.6667 | NonRes-sAll-mHVAC-RCA | Rated-HP | ROB | 110 | 93.5 |  |  |  | 16.5 | 1800 | Small Commercial | kW | 0.304 | -32.2 | Commercial | Small Commercial | Winter Only | 14 | 110 | 3% | 1800 | 0.304 | -32.2 | Small Boilers (<100 MMBtu/hr Heat Input):Controlled Low NOx Burner | 4.6667 | 73% | NA |  |  |  | 90% | 90% | [6 empty] | 0% | 0% |  | 10.2 | 20.35 | 0 | 0 | 0 | 0 | 0 | 0 | 0 | 0 | 0 | 2016 Qtr 1: 2.55; 2016 Qtr 2: 1.8; 2016 Qtr 3: 2.85; 2016 Qtr 4: 3; 2017 Qtr 1: 4.2; 2017 Qtr 2: 4.4; 2017 Qtr 3: 5.75; 2017 Qtr 4: 6 | 30.55 | assumed price based on (Itron WO017 10-12 cost study), ranging from $55-110/hp, and HP of DEER NumUnit
MCE Commercial | Nrs--Efficient HVAC Motors - Supply Fans, NumUnit: 2.61hp | D03-086 | 3A | COMMERCIAL | 3 = Commercial HVAC | TRUE | 4.6667 | NonRes-sAll-mHVAC-RCA | Rated-HP | ROB | 110 | 93.5 |  |  |  | 16.5 | 1770 | Small Commercial | kW | 0.252 | -30.6 | Commercial | Small Commercial | Winter Only | 14 | 110 | 3% | 1770 | 0.252 | -30.6 | Small Boilers (<100 MMBtu/hr Heat Input):Controlled Low NOx Burner | 4.6667 | 73% | NA |  |  |  | 90% | 90% | [6 empty] | 0% | 0% |  | 10.2 | 20.35 | 0 | 0 | 0 | 0 | 0 | 0 | 0 | 0 | 0 | 2016 Qtr 1: 2.55; 2016 Qtr 2: 1.8; 2016 Qtr 3: 2.85; 2016 Qtr 4: 3; 2017 Qtr 1: 4.2; 2017 Qtr 2: 4.4; 2017 Qtr 3: 5.75; 2017 Qtr 4: 6 | 30.55 | assumed price based on (Itron WO017 10-12 cost study), ranging from $55-110/hp, and HP of DEER NumUnit
MCE Commercial | Nrs--Efficient HVAC Motors - Supply Fans, NumUnit: 2.61hp | D03-086 | 3B | COMMERCIAL | 3 = Commercial HVAC | TRUE | 4.6667 | NonRes-sAll-mHVAC-RCA | Rated-HP | ROB | 110 | 93.5 |  |  |  | 16.5 | 1770 | Small Commercial | kW | 0.252 | -30.6 | Commercial | Small Commercial | Winter Only | 14 | 110 | 3% | 1770 | 0.252 | -30.6 | Small Boilers (<100 MMBtu/hr Heat Input):Controlled Low NOx Burner | 4.6667 | 73% | NA |  |  |  | 90% | 90% | [6 empty] | 0% | 0% |  | 10.2 | 20.35 | 0 | 0 | 0 | 0 | 0 | 0 | 0 | 0 | 0 | 2016 Qtr 1: 2.55; 2016 Qtr 2: 1.8; 2016 Qtr 3: 2.85; 2016 Qtr 4: 3; 2017 Qtr 1: 4.2; 2017 Qtr 2: 4.4; 2017 Qtr 3: 5.75; 2017 Qtr 4: 6 | 30.55 | assumed price based on (Itron WO017 10-12 cost study), ranging from $55-110/hp, and HP of DEER NumUnit
MCE Commercial | Nrs--Efficient HVAC Motors - Supply Fans, NumUnit: 2.61hp | D03-086 | 12 | COMMERCIAL | 3 = Commercial HVAC | TRUE | 4.6667 | NonRes-sAll-mHVAC-RCA | Rated-HP | ROB | 110 | 93.5 |  |  |  | 16.5 | 1800 | Small Commercial | kW | 0.268 | -35.9 | Commercial | Small Commercial | Winter Only | 14 | 110 | 3% | 1800 | 0.268 | -35.9 | Small Boilers (<100 MMBtu/hr Heat Input):Controlled Low NOx Burner | 4.6667 | 73% | NA |  |  |  | 90% | 90% | [6 empty] | 0% | 0% |  | 10.2 | 20.35 | 0 | 0 | 0 | 0 | 0 | 0 | 0 | 0 | 0 | 2016 Qtr 1: 2.55; 2016 Qtr 2: 1.8; 2016 Qtr 3: 2.85; 2016 Qtr 4: 3; 2017 Qtr 1: 4.2; 2017 Qtr 2: 4.4; 2017 Qtr 3: 5.75; 2017 Qtr 4: 6 | 30.55 | assumed price based on (Itron WO017 10-12 cost study), ranging from $55-110/hp, and HP of DEER NumUnit
MCE Commercial | [6 empty] | 0 |  |  |  | 0 | 0 |  |  |  | 0 |  |  | #N/A | [5 empty] | 0 |  | 3% |  |  |  |  | 0 | [13 empty] | 0% | 0% |  | 0 | 0 | 0 | 0 | 0 | 0 | 0 | 0 | 0 | 0 | 0 | [44 empty] | 0 | BldgType
MCE Commercial | Add econo with Econo-Lockout=NO, DB limit = 68, Max OSA = 100% | D03-058 | 2 | COMMERCIAL | 3 = Commercial HVAC | TRUE | 4.6667 | NonRes-sAll-mHVAC-RCA | Cap-Tons | ROB | 135.1548 | 114.8816 |  |  |  | 20.2732 | 960 | Small Commercial | kW | 0 | -0.0104 | Commercial | Small Commercial | Winter Only | 14 | 135.1548 | 3% | 960 | 0 | -0.0104 | Small Boilers (<100 MMBtu/hr Heat Input):Controlled Low NOx Burner | 4.6667 | 73% | NA |  |  |  | 90% | 90% | [6 empty] | 0% | 0% |  | 4.6625 | 9.075 | 0 | 0 | 0 | 0 | 0 | 0 | 0 | 0 | 0 | 2016 Qtr 1: 0.85; 2016 Qtr 2: 1.125; 2016 Qtr 3: 1.1875; 2016 Qtr 4: 1.5; 2017 Qtr 1: 1.575; 2017 Qtr 2: 2.2; 2017 Qtr 3: 2.3; 2017 Qtr 4: 3 | 13.7375 | ECC; (assumed 200 ton, per Itron WO017 10-12 cost study)
MCE Commercial | Add econo with Econo-Lockout=NO, DB limit = 68, Max OSA = 100% | D03-058 | 3A | COMMERCIAL | 3 = Commercial HVAC | TRUE | 4.6667 | NonRes-sAll-mHVAC-RCA | Cap-Tons | ROB | 135.1548 | 114.8816 |  |  |  | 20.2732 | 1300 | Small Commercial | kW | 0 | -0.0302 | Commercial | Small Commercial | Winter Only | 14 | 135.1548 | 3% | 1300 | 0 | -0.0302 | Small Boilers (<100 MMBtu/hr Heat Input):Controlled Low NOx Burner | 4.6667 | 73% | NA |  |  |  | 90% | 90% | [6 empty] | 0% | 0% |  | 4.6625 | 9.075 | 0 | 0 | 0 | 0 | 0 | 0 | 0 | 0 | 0 | 2016 Qtr 1: 0.85; 2016 Qtr 2: 1.125; 2016 Qtr 3: 1.1875; 2016 Qtr 4: 1.5; 2017 Qtr 1: 1.575; 2017 Qtr 2: 2.2; 2017 Qtr 3: 2.3; 2017 Qtr 4: 3 | 13.7375 | ECC; (assumed 200 ton, per Itron WO017 10-12 cost study)
MCE Commercial | Add econo with Econo-Lockout=NO, DB limit = 68, Max OSA = 100% | D03-058 | 3B | COMMERCIAL | 3 = Commercial HVAC | TRUE | 4.6667 | NonRes-sAll-mHVAC-RCA | Cap-Tons | ROB | 135.1548 | 114.8816 |  |  |  | 20.2732 | 1300 | Small Commercial | kW | 0 | -0.0302 | Commercial | Small Commercial | Winter Only | 14 | 135.1548 | 3% | 1300 | 0 | -0.0302 | Small Boilers (<100 MMBtu/hr Heat Input):Controlled Low NOx Burner | 4.6667 | 73% | NA |  |  |  | 90% | 90% | [6 empty] | 0% | 0% |  | 4.6625 | 9.075 | 0 | 0 | 0 | 0 | 0 | 0 | 0 | 0 | 0 | 2016 Qtr 1: 0.85; 2016 Qtr 2: 1.125; 2016 Qtr 3: 1.1875; 2016 Qtr 4: 1.5; 2017 Qtr 1: 1.575; 2017 Qtr 2: 2.2; 2017 Qtr 3: 2.3; 2017 Qtr 4: 3 | 13.7375 | ECC; (assumed 200 ton, per Itron WO017 10-12 cost study)
MCE Commercial | Add econo with Econo-Lockout=NO, DB limit = 68, Max OSA = 100% | D03-058 | 12 | COMMERCIAL | 3 = Commercial HVAC | TRUE | 4.6667 | NonRes-sAll-mHVAC-RCA | Cap-Tons | ROB | 135.1548 | 114.8816 |  |  |  | 20.2732 | 854 | Small Commercial | kW | 0 | -0.00775 | Commercial | Small Commercial | Winter Only | 14 | 135.1548 | 3% | 854 | 0 | -0.00775 | Small Boilers (<100 MMBtu/hr Heat Input):Controlled Low NOx Burner | 4.6667 | 73% | NA |  |  |  | 90% | 90% | [6 empty] | 0% | 0% |  | 4.6625 | 9.075 | 0 | 0 | 0 | 0 | 0 | 0 | 0 | 0 | 0 | 2016 Qtr 1: 0.85; 2016 Qtr 2: 1.125; 2016 Qtr 3: 1.1875; 2016 Qtr 4: 1.5; 2017 Qtr 1: 1.575; 2017 Qtr 2: 2.2; 2017 Qtr 3: 2.3; 2017 Qtr 4: 3 | 13.7375 | ECC; (assumed 200 ton, per Itron WO017 10-12 cost study)
MCE Commercial | Add econo with Econo-Lockout=NO, DB limit = 68, Max OSA = 100% | D03-058 | 2 | COMMERCIAL | 3 = Commercial HVAC | TRUE | 4.6667 | NonRes-sAll-mHVAC-RCA | Cap-Tons | ROB | 135.1548 | 114.8816 |  |  |  | 20.2732 | 179 | Small Commercial | kW | 0 | -0.0128 | Commercial | Small Commercial | Winter Only | 14 | 135.1548 | 3% | 179 | 0 | -0.0128 | Small Boilers (<100 MMBtu/hr Heat Input):Controlled Low NOx Burner | 4.6667 | 73% | NA |  |  |  | 90% | 90% | [6 empty] | 0% | 0% |  | 4.6625 | 9.075 | 0 | 0 | 0 | 0 | 0 | 0 | 0 | 0 | 0 | 2016 Qtr 1: 0.85; 2016 Qtr 2: 1.125; 2016 Qtr 3: 1.1875; 2016 Qtr 4: 1.5; 2017 Qtr 1: 1.575; 2017 Qtr 2: 2.2; 2017 Qtr 3: 2.3; 2017 Qtr 4: 3 | 13.7375 | Hsp; (assumed 200 ton, per Itron WO017 10-12 cost study)
MCE Commercial | Add econo with Econo-Lockout=NO, DB limit = 68, Max OSA = 100% | D03-058 | 3A | COMMERCIAL | 3 = Commercial HVAC | TRUE | 4.6667 | NonRes-sAll-mHVAC-RCA | Cap-Tons | ROB | 135.1548 | 114.8816 |  |  |  | 20.2732 | 391 | Small Commercial | kW | 0 | 0 | Commercial | Small Commercial | Winter Only | 14 | 135.1548 | 3% | 391 | 0 | 0 | Small Boilers (<100 MMBtu/hr Heat Input):Controlled Low NOx Burner | 4.6667 | 73% | NA |  |  |  | 90% | 90% | [6 empty] | 0% | 0% |  | 4.6625 | 9.075 | 0 | 0 | 0 | 0 | 0 | 0 | 0 | 0 | 0 | 2016 Qtr 1: 0.85; 2016 Qtr 2: 1.125; 2016 Qtr 3: 1.1875; 2016 Qtr 4: 1.5; 2017 Qtr 1: 1.575; 2017 Qtr 2: 2.2; 2017 Qtr 3: 2.3; 2017 Qtr 4: 3 | 13.7375 | Hsp; (assumed 200 ton, per Itron WO017 10-12 cost study)
MCE Commercial | Add econo with Econo-Lockout=NO, DB limit = 68, Max OSA = 100% | D03-058 | 3B | COMMERCIAL | 3 = Commercial HVAC | TRUE | 4.6667 | NonRes-sAll-mHVAC-RCA | Cap-Tons | ROB | 135.1548 | 114.8816 |  |  |  | 20.2732 | 391 | Small Commercial | kW | 0 | 0 | Commercial | Small Commercial | Winter Only | 14 | 135.1548 | 3% | 391 | 0 | 0 | Small Boilers (<100 MMBtu/hr Heat Input):Controlled Low NOx Burner | 4.6667 | 73% | NA |  |  |  | 90% | 90% | [6 empty] | 0% | 0% |  | 4.6625 | 9.075 | 0 | 0 | 0 | 0 | 0 | 0 | 0 | 0 | 0 | 2016 Qtr 1: 0.85; 2016 Qtr 2: 1.125; 2016 Qtr 3: 1.1875; 2016 Qtr 4: 1.5; 2017 Qtr 1: 1.575; 2017 Qtr 2: 2.2; 2017 Qtr 3: 2.3; 2017 Qtr 4: 3 | 13.7375 | Hsp; (assumed 200 ton, per Itron WO017 10-12 cost study)
MCE Commercial | Add econo with Econo-Lockout=NO, DB limit = 68, Max OSA = 100% | D03-058 | 12 | COMMERCIAL | 3 = Commercial HVAC | TRUE | 4.6667 | NonRes-sAll-mHVAC-RCA | Cap-Tons | ROB | 135.1548 | 114.8816 |  |  |  | 20.2732 | 137 | Small Commercial | kW | 0 | -0.00955 | Commercial | Small Commercial | Winter Only | 14 | 135.1548 | 3% | 137 | 0 | -0.00955 | Small Boilers (<100 MMBtu/hr Heat Input):Controlled Low NOx Burner | 4.6667 | 73% | NA |  |  |  | 90% | 90% | [6 empty] | 0% | 0% |  | 4.6625 | 9.075 | 0 | 0 | 0 | 0 | 0 | 0 | 0 | 0 | 0 | 2016 Qtr 1: 0.85; 2016 Qtr 2: 1.125; 2016 Qtr 3: 1.1875; 2016 Qtr 4: 1.5; 2017 Qtr 1: 1.575; 2017 Qtr 2: 2.2; 2017 Qtr 3: 2.3; 2017 Qtr 4: 3 | 13.7375 | Hsp; (assumed 200 ton, per Itron WO017 10-12 cost study)
MCE Commercial | Add econo with Econo-Lockout=NO, DB limit = 68, Max OSA = 100% | D03-058 | 2 | COMMERCIAL | 3 = Commercial HVAC | TRUE | 4.6667 | NonRes-sAll-mHVAC-RCA | Cap-Tons | ROB | 135.1548 | 114.8816 |  |  |  | 20.2732 | 1130 | Small Commercial | kW | 0 | -0.0203 | Commercial | Small Commercial | Winter Only | 14 | 135.1548 | 3% | 1130 | 0 | -0.0203 | Small Boilers (<100 MMBtu/hr Heat Input):Controlled Low NOx Burner | 4.6667 | 73% | NA |  |  |  | 90% | 90% | [6 empty] | 0% | 0% |  | 4.6625 | 9.075 | 0 | 0 | 0 | 0 | 0 | 0 | 0 | 0 | 0 | 2016 Qtr 1: 0.85; 2016 Qtr 2: 1.125; 2016 Qtr 3: 1.1875; 2016 Qtr 4: 1.5; 2017 Qtr 1: 1.575; 2017 Qtr 2: 2.2; 2017 Qtr 3: 2.3; 2017 Qtr 4: 3 | 13.7375 | Htl; (assumed 200 ton, per Itron WO017 10-12 cost study)
MCE Commercial | Add econo with Econo-Lockout=NO, DB limit = 68, Max OSA = 100% | D03-058 | 3A | COMMERCIAL | 3 = Commercial HVAC | TRUE | 4.6667 | NonRes-sAll-mHVAC-RCA | Cap-Tons | ROB | 135.1548 | 114.8816 |  |  |  | 20.2732 | 1680 | Small Commercial | kW | 0 | -0.0202 | Commercial | Small Commercial | Winter Only | 14 | 135.1548 | 3% | 1680 | 0 | -0.0202 | Small Boilers (<100 MMBtu/hr Heat Input):Controlled Low NOx Burner | 4.6667 | 73% | NA |  |  |  | 90% | 90% | [6 empty] | 0% | 0% |  | 4.6625 | 9.075 | 0 | 0 | 0 | 0 | 0 | 0 | 0 | 0 | 0 | 2016 Qtr 1: 0.85; 2016 Qtr 2: 1.125; 2016 Qtr 3: 1.1875; 2016 Qtr 4: 1.5; 2017 Qtr 1: 1.575; 2017 Qtr 2: 2.2; 2017 Qtr 3: 2.3; 2017 Qtr 4: 3 | 13.7375 | Htl; (assumed 200 ton, per Itron WO017 10-12 cost study)
MCE Commercial | Add econo with Econo-Lockout=NO, DB limit = 68, Max OSA = 100% | D03-058 | 3B | COMMERCIAL | 3 = Commercial HVAC | TRUE | 4.6667 | NonRes-sAll-mHVAC-RCA | Cap-Tons | ROB | 135.1548 | 114.8816 |  |  |  | 20.2732 | 1680 | Small Commercial | kW | 0 | -0.0202 | Commercial | Small Commercial | Winter Only | 14 | 135.1548 | 3% | 1680 | 0 | -0.0202 | Small Boilers (<100 MMBtu/hr Heat Input):Controlled Low NOx Burner | 4.6667 | 73% | NA |  |  |  | 90% | 90% | [6 empty] | 0% | 0% |  | 4.6625 | 9.075 | 0 | 0 | 0 | 0 | 0 | 0 | 0 | 0 | 0 | 2016 Qtr 1: 0.85; 2016 Qtr 2: 1.125; 2016 Qtr 3: 1.1875; 2016 Qtr 4: 1.5; 2017 Qtr 1: 1.575; 2017 Qtr 2: 2.2; 2017 Qtr 3: 2.3; 2017 Qtr 4: 3 | 13.7375 | Htl; (assumed 200 ton, per Itron WO017 10-12 cost study)
MCE Commercial | Add econo with Econo-Lockout=NO, DB limit = 68, Max OSA = 100% | D03-058 | 12 | COMMERCIAL | 3 = Commercial HVAC | TRUE | 4.6667 | NonRes-sAll-mHVAC-RCA | Cap-Tons | ROB | 135.1548 | 114.8816 |  |  |  | 20.2732 | 889 | Small Commercial | kW | 0 | -0.0184 | Commercial | Small Commercial | Winter Only | 14 | 135.1548 | 3% | 889 | 0 | -0.0184 | Small Boilers (<100 MMBtu/hr Heat Input):Controlled Low NOx Burner | 4.6667 | 73% | NA |  |  |  | 90% | 90% | [6 empty] | 0% | 0% |  | 4.6625 | 9.075 | 0 | 0 | 0 | 0 | 0 | 0 | 0 | 0 | 0 | 2016 Qtr 1: 0.85; 2016 Qtr 2: 1.125; 2016 Qtr 3: 1.1875; 2016 Qtr 4: 1.5; 2017 Qtr 1: 1.575; 2017 Qtr 2: 2.2; 2017 Qtr 3: 2.3; 2017 Qtr 4: 3 | 13.7375 | Htl; (assumed 200 ton, per Itron WO017 10-12 cost study)
MCE Commercial | Add econo with Econo-Lockout=NO, DB limit = 68, Max OSA = 100% | D03-058 | 2 | COMMERCIAL | 3 = Commercial HVAC | TRUE | 4.6667 | NonRes-sAll-mHVAC-RCA | Cap-Tons | ROB | 135.1548 | 114.8816 |  |  |  | 20.2732 | 756 | Small Commercial | kW | -0.000196 | -0.00287 | Commercial | Small Commercial | Winter Only | 14 | 135.1548 | 3% | 756 | -0.000196 | -0.00287 | Small Boilers (<100 MMBtu/hr Heat Input):Controlled Low NOx Burner | 4.6667 | 73% | NA |  |  |  | 90% | 90% | [6 empty] | 0% | 0% |  | 4.6625 | 9.075 | 0 | 0 | 0 | 0 | 0 | 0 | 0 | 0 | 0 | 2016 Qtr 1: 0.85; 2016 Qtr 2: 1.125; 2016 Qtr 3: 1.1875; 2016 Qtr 4: 1.5; 2017 Qtr 1: 1.575; 2017 Qtr 2: 2.2; 2017 Qtr 3: 2.3; 2017 Qtr 4: 3 | 13.7375 | MBT; (assumed 200 ton, per Itron WO017 10-12 cost study)
MCE Commercial | Add econo with Econo-Lockout=NO, DB limit = 68, Max OSA = 100% | D03-058 | 3A | COMMERCIAL | 3 = Commercial HVAC | TRUE | 4.6667 | NonRes-sAll-mHVAC-RCA | Cap-Tons | ROB | 135.1548 | 114.8816 |  |  |  | 20.2732 | 1080 | Small Commercial | kW | 0.00108 | -0.00759 | Commercial | Small Commercial | Winter Only | 14 | 135.1548 | 3% | 1080 | 0.00108 | -0.00759 | Small Boilers (<100 MMBtu/hr Heat Input):Controlled Low NOx Burner | 4.6667 | 73% | NA |  |  |  | 90% | 90% | [6 empty] | 0% | 0% |  | 4.6625 | 9.075 | 0 | 0 | 0 | 0 | 0 | 0 | 0 | 0 | 0 | 2016 Qtr 1: 0.85; 2016 Qtr 2: 1.125; 2016 Qtr 3: 1.1875; 2016 Qtr 4: 1.5; 2017 Qtr 1: 1.575; 2017 Qtr 2: 2.2; 2017 Qtr 3: 2.3; 2017 Qtr 4: 3 | 13.7375 | MBT; (assumed 200 ton, per Itron WO017 10-12 cost study)
MCE Commercial | Add econo with Econo-Lockout=NO, DB limit = 68, Max OSA = 100% | D03-058 | 3B | COMMERCIAL | 3 = Commercial HVAC | TRUE | 4.6667 | NonRes-sAll-mHVAC-RCA | Cap-Tons | ROB | 135.1548 | 114.8816 |  |  |  | 20.2732 | 1080 | Small Commercial | kW | 0.00108 | -0.00759 | Commercial | Small Commercial | Winter Only | 14 | 135.1548 | 3% | 1080 | 0.00108 | -0.00759 | Small Boilers (<100 MMBtu/hr Heat Input):Controlled Low NOx Burner | 4.6667 | 73% | NA |  |  |  | 90% | 90% | [6 empty] | 0% | 0% |  | 4.6625 | 9.075 | 0 | 0 | 0 | 0 | 0 | 0 | 0 | 0 | 0 | 2016 Qtr 1: 0.85; 2016 Qtr 2: 1.125; 2016 Qtr 3: 1.1875; 2016 Qtr 4: 1.5; 2017 Qtr 1: 1.575; 2017 Qtr 2: 2.2; 2017 Qtr 3: 2.3; 2017 Qtr 4: 3 | 13.7375 | MBT; (assumed 200 ton, per Itron WO017 10-12 cost study)
MCE Commercial | Add econo with Econo-Lockout=NO, DB limit = 68, Max OSA = 100% | D03-058 | 12 | COMMERCIAL | 3 = Commercial HVAC | TRUE | 4.6667 | NonRes-sAll-mHVAC-RCA | Cap-Tons | ROB | 135.1548 | 114.8816 |  |  |  | 20.2732 | 611 | Small Commercial | kW | 0.00182 | -0.00261 | Commercial | Small Commercial | Winter Only | 14 | 135.1548 | 3% | 611 | 0.00182 | -0.00261 | Small Boilers (<100 MMBtu/hr Heat Input):Controlled Low NOx Burner | 4.6667 | 73% | NA |  |  |  | 90% | 90% | [6 empty] | 0% | 0% |  | 4.6625 | 9.075 | 0 | 0 | 0 | 0 | 0 | 0 | 0 | 0 | 0 | 2016 Qtr 1: 0.85; 2016 Qtr 2: 1.125; 2016 Qtr 3: 1.1875; 2016 Qtr 4: 1.5; 2017 Qtr 1: 1.575; 2017 Qtr 2: 2.2; 2017 Qtr 3: 2.3; 2017 Qtr 4: 3 | 13.7375 | MBT; (assumed 200 ton, per Itron WO017 10-12 cost study)
MCE Commercial | Add econo with Econo-Lockout=NO, DB limit = 68, Max OSA = 100% | D03-058 | 2 | COMMERCIAL | 3 = Commercial HVAC | TRUE | 4.6667 | NonRes-sAll-mHVAC-RCA | Cap-Tons | ROB | 135.1548 | 114.8816 |  |  |  | 20.2732 | 358 | Small Commercial | kW | 0 | -0.00344 | Commercial | Small Commercial | Winter Only | 14 | 135.1548 | 3% | 358 | 0 | -0.00344 | Small Boilers (<100 MMBtu/hr Heat Input):Controlled Low NOx Burner | 4.6667 | 73% | NA |  |  |  | 90% | 90% | [6 empty] | 0% | 0% |  | 4.6625 | 9.075 | 0 | 0 | 0 | 0 | 0 | 0 | 0 | 0 | 0 | 2016 Qtr 1: 0.85; 2016 Qtr 2: 1.125; 2016 Qtr 3: 1.1875; 2016 Qtr 4: 1.5; 2017 Qtr 1: 1.575; 2017 Qtr 2: 2.2; 2017 Qtr 3: 2.3; 2017 Qtr 4: 3 | 13.7375 | OfS; (assumed 200 ton, per Itron WO017 10-12 cost study)
MCE Commercial | Add econo with Econo-Lockout=NO, DB limit = 68, Max OSA = 100% | D03-058 | 3A | COMMERCIAL | 3 = Commercial HVAC | TRUE | 4.6667 | NonRes-sAll-mHVAC-RCA | Cap-Tons | ROB | 135.1548 | 114.8816 |  |  |  | 20.2732 | 592 | Small Commercial | kW | 0 | -0.00582 | Commercial | Small Commercial | Winter Only | 14 | 135.1548 | 3% | 592 | 0 | -0.00582 | Small Boilers (<100 MMBtu/hr Heat Input):Controlled Low NOx Burner | 4.6667 | 73% | NA |  |  |  | 90% | 90% | [6 empty] | 0% | 0% |  | 4.6625 | 9.075 | 0 | 0 | 0 | 0 | 0 | 0 | 0 | 0 | 0 | 2016 Qtr 1: 0.85; 2016 Qtr 2: 1.125; 2016 Qtr 3: 1.1875; 2016 Qtr 4: 1.5; 2017 Qtr 1: 1.575; 2017 Qtr 2: 2.2; 2017 Qtr 3: 2.3; 2017 Qtr 4: 3 | 13.7375 | OfS; (assumed 200 ton, per Itron WO017 10-12 cost study)
MCE Commercial | Add econo with Econo-Lockout=NO, DB limit = 68, Max OSA = 100% | D03-058 | 3B | COMMERCIAL | 3 = Commercial HVAC | TRUE | 4.6667 | NonRes-sAll-mHVAC-RCA | Cap-Tons | ROB | 135.1548 | 114.8816 |  |  |  | 20.2732 | 592 | Small Commercial | kW | 0 | -0.00582 | Commercial | Small Commercial | Winter Only | 14 | 135.1548 | 3% | 592 | 0 | -0.00582 | Small Boilers (<100 MMBtu/hr Heat Input):Controlled Low NOx Burner | 4.6667 | 73% | NA |  |  |  | 90% | 90% | [6 empty] | 0% | 0% |  | 4.6625 | 9.075 | 0 | 0 | 0 | 0 | 0 | 0 | 0 | 0 | 0 | 2016 Qtr 1: 0.85; 2016 Qtr 2: 1.125; 2016 Qtr 3: 1.1875; 2016 Qtr 4: 1.5; 2017 Qtr 1: 1.575; 2017 Qtr 2: 2.2; 2017 Qtr 3: 2.3; 2017 Qtr 4: 3 | 13.7375 | OfS; (assumed 200 ton, per Itron WO017 10-12 cost study)
MCE Commercial | Add econo with Econo-Lockout=NO, DB limit = 68, Max OSA = 100% | D03-058 | 12 | COMMERCIAL | 3 = Commercial HVAC | TRUE | 4.6667 | NonRes-sAll-mHVAC-RCA | Cap-Tons | ROB | 135.1548 | 114.8816 |  |  |  | 20.2732 | 294 | Small Commercial | kW | 0.00249 | -0.00163 | Commercial | Small Commercial | Winter Only | 14 | 135.1548 | 3% | 294 | 0.00249 | -0.00163 | Small Boilers (<100 MMBtu/hr Heat Input):Controlled Low NOx Burner | 4.6667 | 73% | NA |  |  |  | 90% | 90% | [6 empty] | 0% | 0% |  | 4.6625 | 9.075 | 0 | 0 | 0 | 0 | 0 | 0 | 0 | 0 | 0 | 2016 Qtr 1: 0.85; 2016 Qtr 2: 1.125; 2016 Qtr 3: 1.1875; 2016 Qtr 4: 1.5; 2017 Qtr 1: 1.575; 2017 Qtr 2: 2.2; 2017 Qtr 3: 2.3; 2017 Qtr 4: 3 | 13.7375 | OfS; (assumed 200 ton, per Itron WO017 10-12 cost study)
MCE Commercial | Add econo with Econo-Lockout=NO, DB limit = 68, Max OSA = 100% | D03-058 | 2 | COMMERCIAL | 3 = Commercial HVAC | TRUE | 4.6667 | NonRes-sAll-mHVAC-RCA | Cap-Tons | ROB | 135.1548 | 114.8816 |  |  |  | 20.2732 | 129 | Small Commercial | kW | 0 | -0.00547 | Commercial | Small Commercial | Winter Only | 14 | 135.1548 | 3% | 129 | 0 | -0.00547 | Small Boilers (<100 MMBtu/hr Heat Input):Controlled Low NOx Burner | 4.6667 | 73% | NA |  |  |  | 90% | 90% | [6 empty] | 0% | 0% |  | 2.2846 | 4.4467 | 0 | 0 | 0 | 0 | 0 | 0 | 0 | 0 | 0 | 2016 Qtr 1: 0.4165; 2016 Qtr 2: 0.55125; 2016 Qtr 3: 0.58188; 2016 Qtr 4: 0.735; 2017 Qtr 1: 0.77175; 2017 Qtr 2: 1.078; 2017 Qtr 3: 1.127; 2017 Qtr 4: 1.47 | 6.7314 | RFF; (assumed 200 ton, per Itron WO017 10-12 cost study)
MCE Commercial | Add econo with Econo-Lockout=NO, DB limit = 68, Max OSA = 100% | D03-058 | 3A | COMMERCIAL | 3 = Commercial HVAC | TRUE | 4.6667 | NonRes-sAll-mHVAC-RCA | Cap-Tons | ROB | 135.1548 | 114.8816 |  |  |  | 20.2732 | 245 | Small Commercial | kW | 0 | 0.000313 | Commercial | Small Commercial | Winter Only | 14 | 135.1548 | 3% | 245 | 0 | 0.000313 | Small Boilers (<100 MMBtu/hr Heat Input):Controlled Low NOx Burner | 4.6667 | 73% | NA |  |  |  | 90% | 90% | [6 empty] | 0% | 0% |  | 2.2846 | 4.4467 | 0 | 0 | 0 | 0 | 0 | 0 | 0 | 0 | 0 | 2016 Qtr 1: 0.4165; 2016 Qtr 2: 0.55125; 2016 Qtr 3: 0.58188; 2016 Qtr 4: 0.735; 2017 Qtr 1: 0.77175; 2017 Qtr 2: 1.078; 2017 Qtr 3: 1.127; 2017 Qtr 4: 1.47 | 6.7314 | RFF; (assumed 200 ton, per Itron WO017 10-12 cost study)
MCE Commercial | Add econo with Econo-Lockout=NO, DB limit = 68, Max OSA = 100% | D03-058 | 3B | COMMERCIAL | 3 = Commercial HVAC | TRUE | 4.6667 | NonRes-sAll-mHVAC-RCA | Cap-Tons | ROB | 135.1548 | 114.8816 |  |  |  | 20.2732 | 245 | Small Commercial | kW | 0 | 0.000313 | Commercial | Small Commercial | Winter Only | 14 | 135.1548 | 3% | 245 | 0 | 0.000313 | Small Boilers (<100 MMBtu/hr Heat Input):Controlled Low NOx Burner | 4.6667 | 73% | NA |  |  |  | 90% | 90% | [6 empty] | 0% | 0% |  | 2.2846 | 4.4467 | 0 | 0 | 0 | 0 | 0 | 0 | 0 | 0 | 0 | 2016 Qtr 1: 0.4165; 2016 Qtr 2: 0.55125; 2016 Qtr 3: 0.58188; 2016 Qtr 4: 0.735; 2017 Qtr 1: 0.77175; 2017 Qtr 2: 1.078; 2017 Qtr 3: 1.127; 2017 Qtr 4: 1.47 | 6.7314 | RFF; (assumed 200 ton, per Itron WO017 10-12 cost study)
MCE Commercial | Add econo with Econo-Lockout=NO, DB limit = 68, Max OSA = 100% | D03-058 | 12 | COMMERCIAL | 3 = Commercial HVAC | TRUE | 4.6667 | NonRes-sAll-mHVAC-RCA | Cap-Tons | ROB | 135.1548 | 114.8816 |  |  |  | 20.2732 | 109 | Small Commercial | kW | 0 | -0.00318 | Commercial | Small Commercial | Winter Only | 14 | 135.1548 | 3% | 109 | 0 | -0.00318 | Small Boilers (<100 MMBtu/hr Heat Input):Controlled Low NOx Burner | 4.6667 | 73% | NA |  |  |  | 90% | 90% | [6 empty] | 0% | 0% |  | 2.2846 | 4.4467 | 0 | 0 | 0 | 0 | 0 | 0 | 0 | 0 | 0 | 2016 Qtr 1: 0.4165; 2016 Qtr 2: 0.55125; 2016 Qtr 3: 0.58188; 2016 Qtr 4: 0.735; 2017 Qtr 1: 0.77175; 2017 Qtr 2: 1.078; 2017 Qtr 3: 1.127; 2017 Qtr 4: 1.47 | 6.7314 | RFF; (assumed 200 ton, per Itron WO017 10-12 cost study)
MCE Commercial | Add econo with Econo-Lockout=NO, DB limit = 68, Max OSA = 100% | D03-058 | 2 | COMMERCIAL | 3 = Commercial HVAC | TRUE | 4.6667 | NonRes-sAll-mHVAC-RCA | Cap-Tons | ROB | 135.1548 | 114.8816 |  |  |  | 20.2732 | 406 | Small Commercial | kW | 0 | -0.0155 | Commercial | Small Commercial | Winter Only | 14 | 135.1548 | 3% | 406 | 0 | -0.0155 | Small Boilers (<100 MMBtu/hr Heat Input):Controlled Low NOx Burner | 4.6667 | 73% | NA |  |  |  | 90% | 90% | [6 empty] | 0% | 0% |  | 4.6625 | 9.075 | 0 | 0 | 0 | 0 | 0 | 0 | 0 | 0 | 0 | 2016 Qtr 1: 0.85; 2016 Qtr 2: 1.125; 2016 Qtr 3: 1.1875; 2016 Qtr 4: 1.5; 2017 Qtr 1: 1.575; 2017 Qtr 2: 2.2; 2017 Qtr 3: 2.3; 2017 Qtr 4: 3 | 13.7375 | RtL; (assumed 200 ton, per Itron WO017 10-12 cost study)
MCE Commercial | Add econo with Econo-Lockout=NO, DB limit = 68, Max OSA = 100% | D03-058 | 3A | COMMERCIAL | 3 = Commercial HVAC | TRUE | 4.6667 | NonRes-sAll-mHVAC-RCA | Cap-Tons | ROB | 135.1548 | 114.8816 |  |  |  | 20.2732 | 769 | Small Commercial | kW | 0.000402 | -0.0205 | Commercial | Small Commercial | Winter Only | 14 | 135.1548 | 3% | 769 | 0.000402 | -0.0205 | Small Boilers (<100 MMBtu/hr Heat Input):Controlled Low NOx Burner | 4.6667 | 73% | NA |  |  |  | 90% | 90% | [6 empty] | 0% | 0% |  | 4.6625 | 9.075 | 0 | 0 | 0 | 0 | 0 | 0 | 0 | 0 | 0 | 2016 Qtr 1: 0.85; 2016 Qtr 2: 1.125; 2016 Qtr 3: 1.1875; 2016 Qtr 4: 1.5; 2017 Qtr 1: 1.575; 2017 Qtr 2: 2.2; 2017 Qtr 3: 2.3; 2017 Qtr 4: 3 | 13.7375 | RtL; (assumed 200 ton, per Itron WO017 10-12 cost study)
MCE Commercial | Add econo with Econo-Lockout=NO, DB limit = 68, Max OSA = 100% | D03-058 | 3B | COMMERCIAL | 3 = Commercial HVAC | TRUE | 4.6667 | NonRes-sAll-mHVAC-RCA | Cap-Tons | ROB | 135.1548 | 114.8816 |  |  |  | 20.2732 | 769 | Small Commercial | kW | 0.000402 | -0.0205 | Commercial | Small Commercial | Winter Only | 14 | 135.1548 | 3% | 769 | 0.000402 | -0.0205 | Small Boilers (<100 MMBtu/hr Heat Input):Controlled Low NOx Burner | 4.6667 | 73% | NA |  |  |  | 90% | 90% | [6 empty] | 0% | 0% |  | 4.6625 | 9.075 | 0 | 0 | 0 | 0 | 0 | 0 | 0 | 0 | 0 | 2016 Qtr 1: 0.85; 2016 Qtr 2: 1.125; 2016 Qtr 3: 1.1875; 2016 Qtr 4: 1.5; 2017 Qtr 1: 1.575; 2017 Qtr 2: 2.2; 2017 Qtr 3: 2.3; 2017 Qtr 4: 3 | 13.7375 | RtL; (assumed 200 ton, per Itron WO017 10-12 cost study)
MCE Commercial | Add econo with Econo-Lockout=NO, DB limit = 68, Max OSA = 100% | D03-058 | 12 | COMMERCIAL | 3 = Commercial HVAC | TRUE | 4.6667 | NonRes-sAll-mHVAC-RCA | Cap-Tons | ROB | 135.1548 | 114.8816 |  |  |  | 20.2732 | 313 | Small Commercial | kW | 0 | -0.00534 | Commercial | Small Commercial | Winter Only | 14 | 135.1548 | 3% | 313 | 0 | -0.00534 | Small Boilers (<100 MMBtu/hr Heat Input):Controlled Low NOx Burner | 4.6667 | 73% | NA |  |  |  | 90% | 90% | [6 empty] | 0% | 0% |  | 4.6625 | 9.075 | 0 | 0 | 0 | 0 | 0 | 0 | 0 | 0 | 0 | 2016 Qtr 1: 0.85; 2016 Qtr 2: 1.125; 2016 Qtr 3: 1.1875; 2016 Qtr 4: 1.5; 2017 Qtr 1: 1.575; 2017 Qtr 2: 2.2; 2017 Qtr 3: 2.3; 2017 Qtr 4: 3 | 13.7375 | RtL; (assumed 200 ton, per Itron WO017 10-12 cost study)
MCE Commercial | Add econo with Econo-Lockout=NO, DB limit = 68, Max OSA = 100% | D03-058 | 2 | COMMERCIAL | 3 = Commercial HVAC | TRUE | 4.6667 | NonRes-sAll-mHVAC-RCA | Cap-Tons | ROB | 135.1548 | 114.8816 |  |  |  | 20.2732 | 279 | Small Commercial | kW | 0 | -0.00537 | Commercial | Small Commercial | Winter Only | 14 | 135.1548 | 3% | 279 | 0 | -0.00537 | Small Boilers (<100 MMBtu/hr Heat Input):Controlled Low NOx Burner | 4.6667 | 73% | NA |  |  |  | 90% | 90% | [6 empty] | 0% | 0% |  | 4.6625 | 9.075 | 0 | 0 | 0 | 0 | 0 | 0 | 0 | 0 | 0 | 2016 Qtr 1: 0.85; 2016 Qtr 2: 1.125; 2016 Qtr 3: 1.1875; 2016 Qtr 4: 1.5; 2017 Qtr 1: 1.575; 2017 Qtr 2: 2.2; 2017 Qtr 3: 2.3; 2017 Qtr 4: 3 | 13.7375 | RtS; (assumed 200 ton, per Itron WO017 10-12 cost study)
MCE Commercial | Add econo with Econo-Lockout=NO, DB limit = 68, Max OSA = 100% | D03-058 | 3A | COMMERCIAL | 3 = Commercial HVAC | TRUE | 4.6667 | NonRes-sAll-mHVAC-RCA | Cap-Tons | ROB | 135.1548 | 114.8816 |  |  |  | 20.2732 | 523 | Small Commercial | kW | 0 | -0.0104 | Commercial | Small Commercial | Winter Only | 14 | 135.1548 | 3% | 523 | 0 | -0.0104 | Small Boilers (<100 MMBtu/hr Heat Input):Controlled Low NOx Burner | 4.6667 | 73% | NA |  |  |  | 90% | 90% | [6 empty] | 0% | 0% |  | 4.6625 | 9.075 | 0 | 0 | 0 | 0 | 0 | 0 | 0 | 0 | 0 | 2016 Qtr 1: 0.85; 2016 Qtr 2: 1.125; 2016 Qtr 3: 1.1875; 2016 Qtr 4: 1.5; 2017 Qtr 1: 1.575; 2017 Qtr 2: 2.2; 2017 Qtr 3: 2.3; 2017 Qtr 4: 3 | 13.7375 | RtS; (assumed 200 ton, per Itron WO017 10-12 cost study)
MCE Commercial | Add econo with Econo-Lockout=NO, DB limit = 68, Max OSA = 100% | D03-058 | 3B | COMMERCIAL | 3 = Commercial HVAC | TRUE | 4.6667 | NonRes-sAll-mHVAC-RCA | Cap-Tons | ROB | 135.1548 | 114.8816 |  |  |  | 20.2732 | 523 | Small Commercial | kW | 0 | -0.0104 | Commercial | Small Commercial | Winter Only | 14 | 135.1548 | 3% | 523 | 0 | -0.0104 | Small Boilers (<100 MMBtu/hr Heat Input):Controlled Low NOx Burner | 4.6667 | 73% | NA |  |  |  | 90% | 90% | [6 empty] | 0% | 0% |  | 4.6625 | 9.075 | 0 | 0 | 0 | 0 | 0 | 0 | 0 | 0 | 0 | 2016 Qtr 1: 0.85; 2016 Qtr 2: 1.125; 2016 Qtr 3: 1.1875; 2016 Qtr 4: 1.5; 2017 Qtr 1: 1.575; 2017 Qtr 2: 2.2; 2017 Qtr 3: 2.3; 2017 Qtr 4: 3 | 13.7375 | RtS; (assumed 200 ton, per Itron WO017 10-12 cost study)
MCE Commercial | Add econo with Econo-Lockout=NO, DB limit = 68, Max OSA = 100% | D03-058 | 12 | COMMERCIAL | 3 = Commercial HVAC | TRUE | 4.6667 | NonRes-sAll-mHVAC-RCA | Cap-Tons | ROB | 135.1548 | 114.8816 |  |  |  | 20.2732 | 228 | Small Commercial | kW | 0 | -0.00659 | Commercial | Small Commercial | Winter Only | 14 | 135.1548 | 3% | 228 | 0 | -0.00659 | Small Boilers (<100 MMBtu/hr Heat Input):Controlled Low NOx Burner | 4.6667 | 73% | NA |  |  |  | 90% | 90% | [6 empty] | 0% | 0% |  | 4.6625 | 9.075 | 0 | 0 | 0 | 0 | 0 | 0 | 0 | 0 | 0 | 2016 Qtr 1: 0.85; 2016 Qtr 2: 1.125; 2016 Qtr 3: 1.1875; 2016 Qtr 4: 1.5; 2017 Qtr 1: 1.575; 2017 Qtr 2: 2.2; 2017 Qtr 3: 2.3; 2017 Qtr 4: 3 | 13.7375 | RtS; (assumed 200 ton, per Itron WO017 10-12 cost study)
MCE Commercial | Add econo with Econo-Lockout=NO, DB limit = 68, Max OSA = 100% | D03-058 | 2 | COMMERCIAL | 3 = Commercial HVAC | TRUE | 4.6667 | NonRes-sAll-mHVAC-RCA | Cap-Tons | ROB | 135.1548 | 114.8816 |  |  |  | 20.2732 | 329 | Small Commercial | kW | 0 | 0.00326 | Commercial | Small Commercial | Winter Only | 14 | 135.1548 | 3% | 329 | 0 | 0.00326 | Small Boilers (<100 MMBtu/hr Heat Input):Controlled Low NOx Burner | 4.6667 | 73% | NA |  |  |  | 90% | 90% | [6 empty] | 0% | 0% |  | 4.6625 | 9.075 | 0 | 0 | 0 | 0 | 0 | 0 | 0 | 0 | 0 | 2016 Qtr 1: 0.85; 2016 Qtr 2: 1.125; 2016 Qtr 3: 1.1875; 2016 Qtr 4: 1.5; 2017 Qtr 1: 1.575; 2017 Qtr 2: 2.2; 2017 Qtr 3: 2.3; 2017 Qtr 4: 3 | 13.7375 | WRf; (assumed 200 ton, per Itron WO017 10-12 cost study)
MCE Commercial | Add econo with Econo-Lockout=NO, DB limit = 68, Max OSA = 100% | D03-058 | 3A | COMMERCIAL | 3 = Commercial HVAC | TRUE | 4.6667 | NonRes-sAll-mHVAC-RCA | Cap-Tons | ROB | 135.1548 | 114.8816 |  |  |  | 20.2732 | 522 | Small Commercial | kW | 0 | 0.00424 | Commercial | Small Commercial | Winter Only | 14 | 135.1548 | 3% | 522 | 0 | 0.00424 | Small Boilers (<100 MMBtu/hr Heat Input):Controlled Low NOx Burner | 4.6667 | 73% | NA |  |  |  | 90% | 90% | [6 empty] | 0% | 0% |  | 4.6625 | 9.075 | 0 | 0 | 0 | 0 | 0 | 0 | 0 | 0 | 0 | 2016 Qtr 1: 0.85; 2016 Qtr 2: 1.125; 2016 Qtr 3: 1.1875; 2016 Qtr 4: 1.5; 2017 Qtr 1: 1.575; 2017 Qtr 2: 2.2; 2017 Qtr 3: 2.3; 2017 Qtr 4: 3 | 13.7375 | WRf; (assumed 200 ton, per Itron WO017 10-12 cost study)
MCE Commercial | Add econo with Econo-Lockout=NO, DB limit = 68, Max OSA = 100% | D03-058 | 3B | COMMERCIAL | 3 = Commercial HVAC | TRUE | 4.6667 | NonRes-sAll-mHVAC-RCA | Cap-Tons | ROB | 135.1548 | 114.8816 |  |  |  | 20.2732 | 522 | Small Commercial | kW | 0 | 0.00424 | Commercial | Small Commercial | Winter Only | 14 | 135.1548 | 3% | 522 | 0 | 0.00424 | Small Boilers (<100 MMBtu/hr Heat Input):Controlled Low NOx Burner | 4.6667 | 73% | NA |  |  |  | 90% | 90% | [6 empty] | 0% | 0% |  | 4.6625 | 9.075 | 0 | 0 | 0 | 0 | 0 | 0 | 0 | 0 | 0 | 2016 Qtr 1: 0.85; 2016 Qtr 2: 1.125; 2016 Qtr 3: 1.1875; 2016 Qtr 4: 1.5; 2017 Qtr 1: 1.575; 2017 Qtr 2: 2.2; 2017 Qtr 3: 2.3; 2017 Qtr 4: 3 | 13.7375 | WRf; (assumed 200 ton, per Itron WO017 10-12 cost study)
MCE Commercial | Add econo with Econo-Lockout=NO, DB limit = 68, Max OSA = 100% | D03-058 | 12 | COMMERCIAL | 3 = Commercial HVAC | TRUE | 4.6667 | NonRes-sAll-mHVAC-RCA | Cap-Tons | ROB | 135.1548 | 114.8816 |  |  |  | 20.2732 | 223 | Small Commercial | kW | 0 | -0.000581 | Commercial | Small Commercial | Winter Only | 14 | 135.1548 | 3% | 223 | 0 | -0.000581 | Small Boilers (<100 MMBtu/hr Heat Input):Controlled Low NOx Burner | 4.6667 | 73% | NA |  |  |  | 90% | 90% | [6 empty] | 0% | 0% |  | 4.6625 | 9.075 | 0 | 0 | 0 | 0 | 0 | 0 | 0 | 0 | 0 | 2016 Qtr 1: 0.85; 2016 Qtr 2: 1.125; 2016 Qtr 3: 1.1875; 2016 Qtr 4: 1.5; 2017 Qtr 1: 1.575; 2017 Qtr 2: 2.2; 2017 Qtr 3: 2.3; 2017 Qtr 4: 3 | 13.7375 | WRf; (assumed 200 ton, per Itron WO017 10-12 cost study)
MCE Commercial | Add ecomizer with Econo-Lockout=NO, DB limit = 68, Max OSA = 100% | D03-059 | 2 | COMMERCIAL | 3 = Commercial HVAC | TRUE | 4.6667 | NonRes-sAll-mHVAC-RCA | Cap-Tons | ROB | 135.1548 | 114.8816 |  |  |  | 20.2732 | 449 | Small Commercial | kW | 0.000465 | -12.4 | Commercial | Small Commercial | Winter Only | 14 | 135.1548 | 3% | 449 | 0.000465 | -12.4 | Small Boilers (<100 MMBtu/hr Heat Input):Controlled Low NOx Burner | 4.6667 | 73% | NA |  |  |  | 90% | 90% | [6 empty] | 0% | 0% |  | 4.6625 | 9.075 | 0 | 0 | 0 | 0 | 0 | 0 | 0 | 0 | 0 | 2016 Qtr 1: 0.85; 2016 Qtr 2: 1.125; 2016 Qtr 3: 1.1875; 2016 Qtr 4: 1.5; 2017 Qtr 1: 1.575; 2017 Qtr 2: 2.2; 2017 Qtr 3: 2.3; 2017 Qtr 4: 3 | 13.7375 | (assumed 200 ton, per Itron WO017 10-12 cost study)
MCE Commercial | Add ecomizer with Econo-Lockout=NO, DB limit = 68, Max OSA = 100% | D03-059 | 3A | COMMERCIAL | 3 = Commercial HVAC | TRUE | 4.6667 | NonRes-sAll-mHVAC-RCA | Cap-Tons | ROB | 135.1548 | 114.8816 |  |  |  | 20.2732 | 458 | Small Commercial | kW | 0.00105 | -16.6 | Commercial | Small Commercial | Winter Only | 14 | 135.1548 | 3% | 458 | 0.00105 | -16.6 | Small Boilers (<100 MMBtu/hr Heat Input):Controlled Low NOx Burner | 4.6667 | 73% | NA |  |  |  | 90% | 90% | [6 empty] | 0% | 0% |  | 4.6625 | 9.075 | 0 | 0 | 0 | 0 | 0 | 0 | 0 | 0 | 0 | 2016 Qtr 1: 0.85; 2016 Qtr 2: 1.125; 2016 Qtr 3: 1.1875; 2016 Qtr 4: 1.5; 2017 Qtr 1: 1.575; 2017 Qtr 2: 2.2; 2017 Qtr 3: 2.3; 2017 Qtr 4: 3 | 13.7375 | (assumed 200 ton, per Itron WO017 10-12 cost study)
MCE Commercial | Add ecomizer with Econo-Lockout=NO, DB limit = 68, Max OSA = 100% | D03-059 | 3B | COMMERCIAL | 3 = Commercial HVAC | TRUE | 4.6667 | NonRes-sAll-mHVAC-RCA | Cap-Tons | ROB | 135.1548 | 114.8816 |  |  |  | 20.2732 | 458 | Small Commercial | kW | 0.00105 | -16.6 | Commercial | Small Commercial | Winter Only | 14 | 135.1548 | 3% | 458 | 0.00105 | -16.6 | Small Boilers (<100 MMBtu/hr Heat Input):Controlled Low NOx Burner | 4.6667 | 73% | NA |  |  |  | 90% | 90% | [6 empty] | 0% | 0% |  | 4.6625 | 9.075 | 0 | 0 | 0 | 0 | 0 | 0 | 0 | 0 | 0 | 2016 Qtr 1: 0.85; 2016 Qtr 2: 1.125; 2016 Qtr 3: 1.1875; 2016 Qtr 4: 1.5; 2017 Qtr 1: 1.575; 2017 Qtr 2: 2.2; 2017 Qtr 3: 2.3; 2017 Qtr 4: 3 | 13.7375 | (assumed 200 ton, per Itron WO017 10-12 cost study)
MCE Commercial | Add ecomizer with Econo-Lockout=NO, DB limit = 68, Max OSA = 100% | D03-059 | 12 | COMMERCIAL | 3 = Commercial HVAC | TRUE | 4.6667 | NonRes-sAll-mHVAC-RCA | Cap-Tons | ROB | 135.1548 | 114.8816 |  |  |  | 20.2732 | 396 | Small Commercial | kW | 0.000439 | -10.8 | Commercial | Small Commercial | Winter Only | 14 | 135.1548 | 3% | 396 | 0.000439 | -10.8 | Small Boilers (<100 MMBtu/hr Heat Input):Controlled Low NOx Burner | 4.6667 | 73% | NA |  |  |  | 90% | 90% | [6 empty] | 0% | 0% |  | 4.6625 | 9.075 | 0 | 0 | 0 | 0 | 0 | 0 | 0 | 0 | 0 | 2016 Qtr 1: 0.85; 2016 Qtr 2: 1.125; 2016 Qtr 3: 1.1875; 2016 Qtr 4: 1.5; 2017 Qtr 1: 1.575; 2017 Qtr 2: 2.2; 2017 Qtr 3: 2.3; 2017 Qtr 4: 3 | 13.7375 | (assumed 200 ton, per Itron WO017 10-12 cost study)
MCE Commercial | Add ecomizer with Econo-Lockout=NO, DB limit = 68, Max OSA = 100% | D03-059 | 2 | COMMERCIAL | 3 = Commercial HVAC | TRUE | 4.6667 | NonRes-sAll-mHVAC-RCA | Cap-Tons | ROB | 135.1548 | 114.8816 |  |  |  | 20.2732 | 559 | Small Commercial | kW | 0.000944 | -15.9 | Commercial | Small Commercial | Winter Only | 14 | 135.1548 | 3% | 559 | 0.000944 | -15.9 | Small Boilers (<100 MMBtu/hr Heat Input):Controlled Low NOx Burner | 4.6667 | 73% | NA |  |  |  | 90% | 90% | [6 empty] | 0% | 0% |  | 4.6625 | 9.075 | 0 | 0 | 0 | 0 | 0 | 0 | 0 | 0 | 0 | 2016 Qtr 1: 0.85; 2016 Qtr 2: 1.125; 2016 Qtr 3: 1.1875; 2016 Qtr 4: 1.5; 2017 Qtr 1: 1.575; 2017 Qtr 2: 2.2; 2017 Qtr 3: 2.3; 2017 Qtr 4: 3 | 13.7375 | (assumed 200 ton, per Itron WO017 10-12 cost study)
MCE Commercial | Add ecomizer with Econo-Lockout=NO, DB limit = 68, Max OSA = 100% | D03-059 | 3A | COMMERCIAL | 3 = Commercial HVAC | TRUE | 4.6667 | NonRes-sAll-mHVAC-RCA | Cap-Tons | ROB | 135.1548 | 114.8816 |  |  |  | 20.2732 | 578 | Small Commercial | kW | 0.00157 | -20.8 | Commercial | Small Commercial | Winter Only | 14 | 135.1548 | 3% | 578 | 0.00157 | -20.8 | Small Boilers (<100 MMBtu/hr Heat Input):Controlled Low NOx Burner | 4.6667 | 73% | NA |  |  |  | 90% | 90% | [6 empty] | 0% | 0% |  | 4.6625 | 9.075 | 0 | 0 | 0 | 0 | 0 | 0 | 0 | 0 | 0 | 2016 Qtr 1: 0.85; 2016 Qtr 2: 1.125; 2016 Qtr 3: 1.1875; 2016 Qtr 4: 1.5; 2017 Qtr 1: 1.575; 2017 Qtr 2: 2.2; 2017 Qtr 3: 2.3; 2017 Qtr 4: 3 | 13.7375 | (assumed 200 ton, per Itron WO017 10-12 cost study)
MCE Commercial | Add ecomizer with Econo-Lockout=NO, DB limit = 68, Max OSA = 100% | D03-059 | 3B | COMMERCIAL | 3 = Commercial HVAC | TRUE | 4.6667 | NonRes-sAll-mHVAC-RCA | Cap-Tons | ROB | 135.1548 | 114.8816 |  |  |  | 20.2732 | 578 | Small Commercial | kW | 0.00157 | -20.8 | Commercial | Small Commercial | Winter Only | 14 | 135.1548 | 3% | 578 | 0.00157 | -20.8 | Small Boilers (<100 MMBtu/hr Heat Input):Controlled Low NOx Burner | 4.6667 | 73% | NA |  |  |  | 90% | 90% | [6 empty] | 0% | 0% |  | 4.6625 | 9.075 | 0 | 0 | 0 | 0 | 0 | 0 | 0 | 0 | 0 | 2016 Qtr 1: 0.85; 2016 Qtr 2: 1.125; 2016 Qtr 3: 1.1875; 2016 Qtr 4: 1.5; 2017 Qtr 1: 1.575; 2017 Qtr 2: 2.2; 2017 Qtr 3: 2.3; 2017 Qtr 4: 3 | 13.7375 | (assumed 200 ton, per Itron WO017 10-12 cost study)
MCE Commercial | Add ecomizer with Econo-Lockout=NO, DB limit = 68, Max OSA = 100% | D03-059 | 12 | COMMERCIAL | 3 = Commercial HVAC | TRUE | 4.6667 | NonRes-sAll-mHVAC-RCA | Cap-Tons | ROB | 135.1548 | 114.8816 |  |  |  | 20.2732 | 491 | Small Commercial | kW | 0.000174 | -14 | Commercial | Small Commercial | Winter Only | 14 | 135.1548 | 3% | 491 | 0.000174 | -14 | Small Boilers (<100 MMBtu/hr Heat Input):Controlled Low NOx Burner | 4.6667 | 73% | NA |  |  |  | 90% | 90% | [6 empty] | 0% | 0% |  | 4.6625 | 9.075 | 0 | 0 | 0 | 0 | 0 | 0 | 0 | 0 | 0 | 2016 Qtr 1: 0.85; 2016 Qtr 2: 1.125; 2016 Qtr 3: 1.1875; 2016 Qtr 4: 1.5; 2017 Qtr 1: 1.575; 2017 Qtr 2: 2.2; 2017 Qtr 3: 2.3; 2017 Qtr 4: 3 | 13.7375 | (assumed 200 ton, per Itron WO017 10-12 cost study)
MCE Commercial | Add ecomizer with Econo-Lockout=NO, DB limit = 68, Max OSA = 100% | D03-059 | 2 | COMMERCIAL | 3 = Commercial HVAC | TRUE | 4.6667 | NonRes-sAll-mHVAC-RCA | Cap-Tons | ROB | 135.1548 | 114.8816 |  |  |  | 20.2732 | 1790 | Small Commercial | kW | 0.000254 | -43.5 | Commercial | Small Commercial | Winter Only | 14 | 135.1548 | 3% | 1790 | 0.000254 | -43.5 | Small Boilers (<100 MMBtu/hr Heat Input):Controlled Low NOx Burner | 4.6667 | 73% | NA |  |  |  | 90% | 90% | [6 empty] | 0% | 0% |  | 4.6625 | 9.075 | 0 | 0 | 0 | 0 | 0 | 0 | 0 | 0 | 0 | 2016 Qtr 1: 0.85; 2016 Qtr 2: 1.125; 2016 Qtr 3: 1.1875; 2016 Qtr 4: 1.5; 2017 Qtr 1: 1.575; 2017 Qtr 2: 2.2; 2017 Qtr 3: 2.3; 2017 Qtr 4: 3 | 13.7375 | (assumed 200 ton, per Itron WO017 10-12 cost study)
MCE Commercial | Add ecomizer with Econo-Lockout=NO, DB limit = 68, Max OSA = 100% | D03-059 | 3A | COMMERCIAL | 3 = Commercial HVAC | TRUE | 4.6667 | NonRes-sAll-mHVAC-RCA | Cap-Tons | ROB | 135.1548 | 114.8816 |  |  |  | 20.2732 | 1900 | Small Commercial | kW | 0.000905 | -47.8 | Commercial | Small Commercial | Winter Only | 14 | 135.1548 | 3% | 1900 | 0.000905 | -47.8 | Small Boilers (<100 MMBtu/hr Heat Input):Controlled Low NOx Burner | 4.6667 | 73% | NA |  |  |  | 90% | 90% | [6 empty] | 0% | 0% |  | 4.6625 | 9.075 | 0 | 0 | 0 | 0 | 0 | 0 | 0 | 0 | 0 | 2016 Qtr 1: 0.85; 2016 Qtr 2: 1.125; 2016 Qtr 3: 1.1875; 2016 Qtr 4: 1.5; 2017 Qtr 1: 1.575; 2017 Qtr 2: 2.2; 2017 Qtr 3: 2.3; 2017 Qtr 4: 3 | 13.7375 | (assumed 200 ton, per Itron WO017 10-12 cost study)
MCE Commercial | Add ecomizer with Econo-Lockout=NO, DB limit = 68, Max OSA = 100% | D03-059 | 3B | COMMERCIAL | 3 = Commercial HVAC | TRUE | 4.6667 | NonRes-sAll-mHVAC-RCA | Cap-Tons | ROB | 135.1548 | 114.8816 |  |  |  | 20.2732 | 1900 | Small Commercial | kW | 0.000905 | -47.8 | Commercial | Small Commercial | Winter Only | 14 | 135.1548 | 3% | 1900 | 0.000905 | -47.8 | Small Boilers (<100 MMBtu/hr Heat Input):Controlled Low NOx Burner | 4.6667 | 73% | NA |  |  |  | 90% | 90% | [6 empty] | 0% | 0% |  | 4.6625 | 9.075 | 0 | 0 | 0 | 0 | 0 | 0 | 0 | 0 | 0 | 2016 Qtr 1: 0.85; 2016 Qtr 2: 1.125; 2016 Qtr 3: 1.1875; 2016 Qtr 4: 1.5; 2017 Qtr 1: 1.575; 2017 Qtr 2: 2.2; 2017 Qtr 3: 2.3; 2017 Qtr 4: 3 | 13.7375 | (assumed 200 ton, per Itron WO017 10-12 cost study)
MCE Commercial | Add ecomizer with Econo-Lockout=NO, DB limit = 68, Max OSA = 100% | D03-059 | 12 | COMMERCIAL | 3 = Commercial HVAC | TRUE | 4.6667 | NonRes-sAll-mHVAC-RCA | Cap-Tons | ROB | 135.1548 | 114.8816 |  |  |  | 20.2732 | 1640 | Small Commercial | kW | 0.000985 | -37.9 | Commercial | Small Commercial | Winter Only | 14 | 135.1548 | 3% | 1640 | 0.000985 | -37.9 | Small Boilers (<100 MMBtu/hr Heat Input):Controlled Low NOx Burner | 4.6667 | 73% | NA |  |  |  | 90% | 90% | [6 empty] | 0% | 0% |  | 4.6625 | 9.075 | 0 | 0 | 0 | 0 | 0 | 0 | 0 | 0 | 0 | 2016 Qtr 1: 0.85; 2016 Qtr 2: 1.125; 2016 Qtr 3: 1.1875; 2016 Qtr 4: 1.5; 2017 Qtr 1: 1.575; 2017 Qtr 2: 2.2; 2017 Qtr 3: 2.3; 2017 Qtr 4: 3 | 13.7375 | (assumed 200 ton, per Itron WO017 10-12 cost study)
MCE Commercial | Add ecomizer with Econo-Lockout=NO, DB limit = 68, Max OSA = 100% | D03-059 | 2 | COMMERCIAL | 3 = Commercial HVAC | TRUE | 4.6667 | NonRes-sAll-mHVAC-RCA | Cap-Tons | ROB | 135.1548 | 114.8816 |  |  |  | 20.2732 | 5920 | Small Commercial | kW | 0.0127 | -59.9 | Commercial | Small Commercial | Winter Only | 14 | 135.1548 | 3% | 5920 | 0.0127 | -59.9 | Small Boilers (<100 MMBtu/hr Heat Input):Controlled Low NOx Burner | 4.6667 | 73% | NA |  |  |  | 90% | 90% | [6 empty] | 0% | 0% |  | 4.6625 | 9.075 | 0 | 0 | 0 | 0 | 0 | 0 | 0 | 0 | 0 | 2016 Qtr 1: 0.85; 2016 Qtr 2: 1.125; 2016 Qtr 3: 1.1875; 2016 Qtr 4: 1.5; 2017 Qtr 1: 1.575; 2017 Qtr 2: 2.2; 2017 Qtr 3: 2.3; 2017 Qtr 4: 3 | 13.7375 | (assumed 200 ton, per Itron WO017 10-12 cost study)
MCE Commercial | Add ecomizer with Econo-Lockout=NO, DB limit = 68, Max OSA = 100% | D03-059 | 3A | COMMERCIAL | 3 = Commercial HVAC | TRUE | 4.6667 | NonRes-sAll-mHVAC-RCA | Cap-Tons | ROB | 135.1548 | 114.8816 |  |  |  | 20.2732 | 5720 | Small Commercial | kW | 0.136 | -64.8 | Commercial | Small Commercial | Winter Only | 14 | 135.1548 | 3% | 5720 | 0.136 | -64.8 | Small Boilers (<100 MMBtu/hr Heat Input):Controlled Low NOx Burner | 4.6667 | 73% | NA |  |  |  | 90% | 90% | [6 empty] | 0% | 0% |  | 4.6625 | 9.075 | 0 | 0 | 0 | 0 | 0 | 0 | 0 | 0 | 0 | 2016 Qtr 1: 0.85; 2016 Qtr 2: 1.125; 2016 Qtr 3: 1.1875; 2016 Qtr 4: 1.5; 2017 Qtr 1: 1.575; 2017 Qtr 2: 2.2; 2017 Qtr 3: 2.3; 2017 Qtr 4: 3 | 13.7375 | (assumed 200 ton, per Itron WO017 10-12 cost study)
MCE Commercial | Add ecomizer with Econo-Lockout=NO, DB limit = 68, Max OSA = 100% | D03-059 | 3B | COMMERCIAL | 3 = Commercial HVAC | TRUE | 4.6667 | NonRes-sAll-mHVAC-RCA | Cap-Tons | ROB | 135.1548 | 114.8816 |  |  |  | 20.2732 | 5720 | Small Commercial | kW | 0.136 | -64.8 | Commercial | Small Commercial | Winter Only | 14 | 135.1548 | 3% | 5720 | 0.136 | -64.8 | Small Boilers (<100 MMBtu/hr Heat Input):Controlled Low NOx Burner | 4.6667 | 73% | NA |  |  |  | 90% | 90% | [6 empty] | 0% | 0% |  | 4.6625 | 9.075 | 0 | 0 | 0 | 0 | 0 | 0 | 0 | 0 | 0 | 2016 Qtr 1: 0.85; 2016 Qtr 2: 1.125; 2016 Qtr 3: 1.1875; 2016 Qtr 4: 1.5; 2017 Qtr 1: 1.575; 2017 Qtr 2: 2.2; 2017 Qtr 3: 2.3; 2017 Qtr 4: 3 | 13.7375 | (assumed 200 ton, per Itron WO017 10-12 cost study)
MCE Commercial | Add ecomizer with Econo-Lockout=NO, DB limit = 68, Max OSA = 100% | D03-059 | 12 | COMMERCIAL | 3 = Commercial HVAC | TRUE | 4.6667 | NonRes-sAll-mHVAC-RCA | Cap-Tons | ROB | 135.1548 | 114.8816 |  |  |  | 20.2732 | 5440 | Small Commercial | kW | 0.0503 | -51.3 | Commercial | Small Commercial | Winter Only | 14 | 135.1548 | 3% | 5440 | 0.0503 | -51.3 | Small Boilers (<100 MMBtu/hr Heat Input):Controlled Low NOx Burner | 4.6667 | 73% | NA |  |  |  | 90% | 90% | [6 empty] | 0% | 0% |  | 4.6625 | 9.075 | 0 | 0 | 0 | 0 | 0 | 0 | 0 | 0 | 0 | 2016 Qtr 1: 0.85; 2016 Qtr 2: 1.125; 2016 Qtr 3: 1.1875; 2016 Qtr 4: 1.5; 2017 Qtr 1: 1.575; 2017 Qtr 2: 2.2; 2017 Qtr 3: 2.3; 2017 Qtr 4: 3 | 13.7375 | (assumed 200 ton, per Itron WO017 10-12 cost study)
MCE Commercial | Add ecomizer with Econo-Lockout=NO, DB limit = 68, Max OSA = 100% | D03-059 | 2 | COMMERCIAL | 3 = Commercial HVAC | TRUE | 4.6667 | NonRes-sAll-mHVAC-RCA | Cap-Tons | ROB | 135.1548 | 114.8816 |  |  |  | 20.2732 | 1390 | Small Commercial | kW | 0.000418 | -33.9 | Commercial | Small Commercial | Winter Only | 14 | 135.1548 | 3% | 1390 | 0.000418 | -33.9 | Small Boilers (<100 MMBtu/hr Heat Input):Controlled Low NOx Burner | 4.6667 | 73% | NA |  |  |  | 90% | 90% | [6 empty] | 0% | 0% |  | 4.6625 | 9.075 | 0 | 0 | 0 | 0 | 0 | 0 | 0 | 0 | 0 | 2016 Qtr 1: 0.85; 2016 Qtr 2: 1.125; 2016 Qtr 3: 1.1875; 2016 Qtr 4: 1.5; 2017 Qtr 1: 1.575; 2017 Qtr 2: 2.2; 2017 Qtr 3: 2.3; 2017 Qtr 4: 3 | 13.7375 | (assumed 200 ton, per Itron WO017 10-12 cost study)
MCE Commercial | Add ecomizer with Econo-Lockout=NO, DB limit = 68, Max OSA = 100% | D03-059 | 3A | COMMERCIAL | 3 = Commercial HVAC | TRUE | 4.6667 | NonRes-sAll-mHVAC-RCA | Cap-Tons | ROB | 135.1548 | 114.8816 |  |  |  | 20.2732 | 1550 | Small Commercial | kW | 0.00043 | -43.6 | Commercial | Small Commercial | Winter Only | 14 | 135.1548 | 3% | 1550 | 0.00043 | -43.6 | Small Boilers (<100 MMBtu/hr Heat Input):Controlled Low NOx Burner | 4.6667 | 73% | NA |  |  |  | 90% | 90% | [6 empty] | 0% | 0% |  | 4.6625 | 9.075 | 0 | 0 | 0 | 0 | 0 | 0 | 0 | 0 | 0 | 2016 Qtr 1: 0.85; 2016 Qtr 2: 1.125; 2016 Qtr 3: 1.1875; 2016 Qtr 4: 1.5; 2017 Qtr 1: 1.575; 2017 Qtr 2: 2.2; 2017 Qtr 3: 2.3; 2017 Qtr 4: 3 | 13.7375 | (assumed 200 ton, per Itron WO017 10-12 cost study)
MCE Commercial | Add ecomizer with Econo-Lockout=NO, DB limit = 68, Max OSA = 100% | D03-059 | 3B | COMMERCIAL | 3 = Commercial HVAC | TRUE | 4.6667 | NonRes-sAll-mHVAC-RCA | Cap-Tons | ROB | 135.1548 | 114.8816 |  |  |  | 20.2732 | 1550 | Small Commercial | kW | 0.00043 | -43.6 | Commercial | Small Commercial | Winter Only | 14 | 135.1548 | 3% | 1550 | 0.00043 | -43.6 | Small Boilers (<100 MMBtu/hr Heat Input):Controlled Low NOx Burner | 4.6667 | 73% | NA |  |  |  | 90% | 90% | [6 empty] | 0% | 0% |  | 4.6625 | 9.075 | 0 | 0 | 0 | 0 | 0 | 0 | 0 | 0 | 0 | 2016 Qtr 1: 0.85; 2016 Qtr 2: 1.125; 2016 Qtr 3: 1.1875; 2016 Qtr 4: 1.5; 2017 Qtr 1: 1.575; 2017 Qtr 2: 2.2; 2017 Qtr 3: 2.3; 2017 Qtr 4: 3 | 13.7375 | (assumed 200 ton, per Itron WO017 10-12 cost study)
MCE Commercial | Add ecomizer with Econo-Lockout=NO, DB limit = 68, Max OSA = 100% | D03-059 | 12 | COMMERCIAL | 3 = Commercial HVAC | TRUE | 4.6667 | NonRes-sAll-mHVAC-RCA | Cap-Tons | ROB | 135.1548 | 114.8816 |  |  |  | 20.2732 | 1260 | Small Commercial | kW | 0.000402 | -31.3 | Commercial | Small Commercial | Winter Only | 14 | 135.1548 | 3% | 1260 | 0.000402 | -31.3 | Small Boilers (<100 MMBtu/hr Heat Input):Controlled Low NOx Burner | 4.6667 | 73% | NA |  |  |  | 90% | 90% | [6 empty] | 0% | 0% |  | 4.6625 | 9.075 | 0 | 0 | 0 | 0 | 0 | 0 | 0 | 0 | 0 | 2016 Qtr 1: 0.85; 2016 Qtr 2: 1.125; 2016 Qtr 3: 1.1875; 2016 Qtr 4: 1.5; 2017 Qtr 1: 1.575; 2017 Qtr 2: 2.2; 2017 Qtr 3: 2.3; 2017 Qtr 4: 3 | 13.7375 | (assumed 200 ton, per Itron WO017 10-12 cost study)
MCE Commercial | Add ecomizer with Econo-Lockout=NO, DB limit = 68, Max OSA = 100% | D03-059 | 2 | COMMERCIAL | 3 = Commercial HVAC | TRUE | 4.6667 | NonRes-sAll-mHVAC-RCA | Cap-Tons | ROB | 135.1548 | 114.8816 |  |  |  | 20.2732 | 722 | Small Commercial | kW | 0 | -21.7 | Commercial | Small Commercial | Winter Only | 14 | 135.1548 | 3% | 722 | 0 | -21.7 | Small Boilers (<100 MMBtu/hr Heat Input):Controlled Low NOx Burner | 4.6667 | 73% | NA |  |  |  | 90% | 90% | [6 empty] | 0% | 0% |  | 3.2637 | 6.3525 | 0 | 0 | 0 | 0 | 0 | 0 | 0 | 0 | 0 | 2016 Qtr 1: 0.595; 2016 Qtr 2: 0.7875; 2016 Qtr 3: 0.83125; 2016 Qtr 4: 1.05; 2017 Qtr 1: 1.1025; 2017 Qtr 2: 1.54; 2017 Qtr 3: 1.61; 2017 Qtr 4: 2.1 | 9.6163 | (assumed 200 ton, per Itron WO017 10-12 cost study)
MCE Commercial | Add ecomizer with Econo-Lockout=NO, DB limit = 68, Max OSA = 100% | D03-059 | 3A | COMMERCIAL | 3 = Commercial HVAC | TRUE | 4.6667 | NonRes-sAll-mHVAC-RCA | Cap-Tons | ROB | 135.1548 | 114.8816 |  |  |  | 20.2732 | 803 | Small Commercial | kW | 0.00118 | -26.4 | Commercial | Small Commercial | Winter Only | 14 | 135.1548 | 3% | 803 | 0.00118 | -26.4 | Small Boilers (<100 MMBtu/hr Heat Input):Controlled Low NOx Burner | 4.6667 | 73% | NA |  |  |  | 90% | 90% | [6 empty] | 0% | 0% |  | 3.2637 | 6.3525 | 0 | 0 | 0 | 0 | 0 | 0 | 0 | 0 | 0 | 2016 Qtr 1: 0.595; 2016 Qtr 2: 0.7875; 2016 Qtr 3: 0.83125; 2016 Qtr 4: 1.05; 2017 Qtr 1: 1.1025; 2017 Qtr 2: 1.54; 2017 Qtr 3: 1.61; 2017 Qtr 4: 2.1 | 9.6163 | (assumed 200 ton, per Itron WO017 10-12 cost study)
MCE Commercial | Add ecomizer with Econo-Lockout=NO, DB limit = 68, Max OSA = 100% | D03-059 | 3B | COMMERCIAL | 3 = Commercial HVAC | TRUE | 4.6667 | NonRes-sAll-mHVAC-RCA | Cap-Tons | ROB | 135.1548 | 114.8816 |  |  |  | 20.2732 | 803 | Small Commercial | kW | 0.00118 | -26.4 | Commercial | Small Commercial | Winter Only | 14 | 135.1548 | 3% | 803 | 0.00118 | -26.4 | Small Boilers (<100 MMBtu/hr Heat Input):Controlled Low NOx Burner | 4.6667 | 73% | NA |  |  |  | 90% | 90% | [6 empty] | 0% | 0% |  | 3.2637 | 6.3525 | 0 | 0 | 0 | 0 | 0 | 0 | 0 | 0 | 0 | 2016 Qtr 1: 0.595; 2016 Qtr 2: 0.7875; 2016 Qtr 3: 0.83125; 2016 Qtr 4: 1.05; 2017 Qtr 1: 1.1025; 2017 Qtr 2: 1.54; 2017 Qtr 3: 1.61; 2017 Qtr 4: 2.1 | 9.6163 | (assumed 200 ton, per Itron WO017 10-12 cost study)
MCE Commercial | Add ecomizer with Econo-Lockout=NO, DB limit = 68, Max OSA = 100% | D03-059 | 12 | COMMERCIAL | 3 = Commercial HVAC | TRUE | 4.6667 | NonRes-sAll-mHVAC-RCA | Cap-Tons | ROB | 135.1548 | 114.8816 |  |  |  | 20.2732 | 655 | Small Commercial | kW | -0.000109 | -19.7 | Commercial | Small Commercial | Winter Only | 14 | 135.1548 | 3% | 655 | -0.000109 | -19.7 | Small Boilers (<100 MMBtu/hr Heat Input):Controlled Low NOx Burner | 4.6667 | 73% | NA |  |  |  | 90% | 90% | [6 empty] | 0% | 0% |  | 3.2637 | 6.3525 | 0 | 0 | 0 | 0 | 0 | 0 | 0 | 0 | 0 | 2016 Qtr 1: 0.595; 2016 Qtr 2: 0.7875; 2016 Qtr 3: 0.83125; 2016 Qtr 4: 1.05; 2017 Qtr 1: 1.1025; 2017 Qtr 2: 1.54; 2017 Qtr 3: 1.61; 2017 Qtr 4: 2.1 | 9.6163 | (assumed 200 ton, per Itron WO017 10-12 cost study)
MCE Commercial | Add ecomizer with Econo-Lockout=NO, DB limit = 68, Max OSA = 100% | D03-059 | 2 | COMMERCIAL | 3 = Commercial HVAC | TRUE | 4.6667 | NonRes-sAll-mHVAC-RCA | Cap-Tons | ROB | 135.1548 | 114.8816 |  |  |  | 20.2732 | 651 | Small Commercial | kW | 0 | -18.9 | Commercial | Small Commercial | Winter Only | 14 | 135.1548 | 3% | 651 | 0 | -18.9 | Small Boilers (<100 MMBtu/hr Heat Input):Controlled Low NOx Burner | 4.6667 | 73% | NA |  |  |  | 90% | 90% | [6 empty] | 0% | 0% |  | 3.2637 | 6.3525 | 0 | 0 | 0 | 0 | 0 | 0 | 0 | 0 | 0 | 2016 Qtr 1: 0.595; 2016 Qtr 2: 0.7875; 2016 Qtr 3: 0.83125; 2016 Qtr 4: 1.05; 2017 Qtr 1: 1.1025; 2017 Qtr 2: 1.54; 2017 Qtr 3: 1.61; 2017 Qtr 4: 2.1 | 9.6163 | (assumed 200 ton, per Itron WO017 10-12 cost study)
MCE Commercial | Add ecomizer with Econo-Lockout=NO, DB limit = 68, Max OSA = 100% | D03-059 | 3A | COMMERCIAL | 3 = Commercial HVAC | TRUE | 4.6667 | NonRes-sAll-mHVAC-RCA | Cap-Tons | ROB | 135.1548 | 114.8816 |  |  |  | 20.2732 | 697 | Small Commercial | kW | 0.00092 | -23.2 | Commercial | Small Commercial | Winter Only | 14 | 135.1548 | 3% | 697 | 0.00092 | -23.2 | Small Boilers (<100 MMBtu/hr Heat Input):Controlled Low NOx Burner | 4.6667 | 73% | NA |  |  |  | 90% | 90% | [6 empty] | 0% | 0% |  | 3.2637 | 6.3525 | 0 | 0 | 0 | 0 | 0 | 0 | 0 | 0 | 0 | 2016 Qtr 1: 0.595; 2016 Qtr 2: 0.7875; 2016 Qtr 3: 0.83125; 2016 Qtr 4: 1.05; 2017 Qtr 1: 1.1025; 2017 Qtr 2: 1.54; 2017 Qtr 3: 1.61; 2017 Qtr 4: 2.1 | 9.6163 | (assumed 200 ton, per Itron WO017 10-12 cost study)
MCE Commercial | Add ecomizer with Econo-Lockout=NO, DB limit = 68, Max OSA = 100% | D03-059 | 3B | COMMERCIAL | 3 = Commercial HVAC | TRUE | 4.6667 | NonRes-sAll-mHVAC-RCA | Cap-Tons | ROB | 135.1548 | 114.8816 |  |  |  | 20.2732 | 697 | Small Commercial | kW | 0.00092 | -23.2 | Commercial | Small Commercial | Winter Only | 14 | 135.1548 | 3% | 697 | 0.00092 | -23.2 | Small Boilers (<100 MMBtu/hr Heat Input):Controlled Low NOx Burner | 4.6667 | 73% | NA |  |  |  | 90% | 90% | [6 empty] | 0% | 0% |  | 3.2637 | 6.3525 | 0 | 0 | 0 | 0 | 0 | 0 | 0 | 0 | 0 | 2016 Qtr 1: 0.595; 2016 Qtr 2: 0.7875; 2016 Qtr 3: 0.83125; 2016 Qtr 4: 1.05; 2017 Qtr 1: 1.1025; 2017 Qtr 2: 1.54; 2017 Qtr 3: 1.61; 2017 Qtr 4: 2.1 | 9.6163 | (assumed 200 ton, per Itron WO017 10-12 cost study)
MCE Commercial | Add ecomizer with Econo-Lockout=NO, DB limit = 68, Max OSA = 100% | D03-059 | 12 | COMMERCIAL | 3 = Commercial HVAC | TRUE | 4.6667 | NonRes-sAll-mHVAC-RCA | Cap-Tons | ROB | 135.1548 | 114.8816 |  |  |  | 20.2732 | 604 | Small Commercial | kW | -0.000567 | -16.7 | Commercial | Small Commercial | Winter Only | 14 | 135.1548 | 3% | 604 | -0.000567 | -16.7 | Small Boilers (<100 MMBtu/hr Heat Input):Controlled Low NOx Burner | 4.6667 | 73% | NA |  |  |  | 90% | 90% | [6 empty] | 0% | 0% |  | 3.2637 | 6.3525 | 0 | 0 | 0 | 0 | 0 | 0 | 0 | 0 | 0 | 2016 Qtr 1: 0.595; 2016 Qtr 2: 0.7875; 2016 Qtr 3: 0.83125; 2016 Qtr 4: 1.05; 2017 Qtr 1: 1.1025; 2017 Qtr 2: 1.54; 2017 Qtr 3: 1.61; 2017 Qtr 4: 2.1 | 9.6163 | (assumed 200 ton, per Itron WO017 10-12 cost study)
MCE Commercial | ecomizer with Econo-Lockout=NO, DB limit = 68, Max OSA = 100% | D03-060 | 2 | COMMERCIAL | 3 = Commercial HVAC | TRUE | 4.6667 | NonRes-sAll-mHVAC-RCA | Cap-Tons | ROB | 135.1548 | 114.8816 |  |  |  | 20.2732 | 310 | Small Commercial | kW | 0.000917 | -6.54 | Commercial | Small Commercial | Winter Only | 14 | 135.1548 | 3% | 310 | 0.000917 | -6.54 | Small Boilers (<100 MMBtu/hr Heat Input):Controlled Low NOx Burner | 4.6667 | 73% | NA |  |  |  | 90% | 90% | [6 empty] | 0% | 0% |  | 2.2846 | 4.4467 | 0 | 0 | 0 | 0 | 0 | 0 | 0 | 0 | 0 | 2016 Qtr 1: 0.4165; 2016 Qtr 2: 0.55125; 2016 Qtr 3: 0.58188; 2016 Qtr 4: 0.735; 2017 Qtr 1: 0.77175; 2017 Qtr 2: 1.078; 2017 Qtr 3: 1.127; 2017 Qtr 4: 1.47 | 6.7314 | (assumed 200 ton, per Itron WO017 10-12 cost study)
MCE Commercial | ecomizer with Econo-Lockout=NO, DB limit = 68, Max OSA = 100% | D03-060 | 3A | COMMERCIAL | 3 = Commercial HVAC | TRUE | 4.6667 | NonRes-sAll-mHVAC-RCA | Cap-Tons | ROB | 135.1548 | 114.8816 |  |  |  | 20.2732 | 422 | Small Commercial | kW | 0.0011 | -12 | Commercial | Small Commercial | Winter Only | 14 | 135.1548 | 3% | 422 | 0.0011 | -12 | Small Boilers (<100 MMBtu/hr Heat Input):Controlled Low NOx Burner | 4.6667 | 73% | NA |  |  |  | 90% | 90% | [6 empty] | 0% | 0% |  | 2.2846 | 4.4467 | 0 | 0 | 0 | 0 | 0 | 0 | 0 | 0 | 0 | 2016 Qtr 1: 0.4165; 2016 Qtr 2: 0.55125; 2016 Qtr 3: 0.58188; 2016 Qtr 4: 0.735; 2017 Qtr 1: 0.77175; 2017 Qtr 2: 1.078; 2017 Qtr 3: 1.127; 2017 Qtr 4: 1.47 | 6.7314 | (assumed 200 ton, per Itron WO017 10-12 cost study)
MCE Commercial | ecomizer with Econo-Lockout=NO, DB limit = 68, Max OSA = 100% | D03-060 | 3B | COMMERCIAL | 3 = Commercial HVAC | TRUE | 4.6667 | NonRes-sAll-mHVAC-RCA | Cap-Tons | ROB | 135.1548 | 114.8816 |  |  |  | 20.2732 | 422 | Small Commercial | kW | 0.0011 | -12 | Commercial | Small Commercial | Winter Only | 14 | 135.1548 | 3% | 422 | 0.0011 | -12 | Small Boilers (<100 MMBtu/hr Heat Input):Controlled Low NOx Burner | 4.6667 | 73% | NA |  |  |  | 90% | 90% | [6 empty] | 0% | 0% |  | 2.2846 | 4.4467 | 0 | 0 | 0 | 0 | 0 | 0 | 0 | 0 | 0 | 2016 Qtr 1: 0.4165; 2016 Qtr 2: 0.55125; 2016 Qtr 3: 0.58188; 2016 Qtr 4: 0.735; 2017 Qtr 1: 0.77175; 2017 Qtr 2: 1.078; 2017 Qtr 3: 1.127; 2017 Qtr 4: 1.47 | 6.7314 | (assumed 200 ton, per Itron WO017 10-12 cost study)
MCE Commercial | ecomizer with Econo-Lockout=NO, DB limit = 68, Max OSA = 100% | D03-060 | 12 | COMMERCIAL | 3 = Commercial HVAC | TRUE | 4.6667 | NonRes-sAll-mHVAC-RCA | Cap-Tons | ROB | 135.1548 | 114.8816 |  |  |  | 20.2732 | 277 | Small Commercial | kW | 0.00016 | -5.76 | Commercial | Small Commercial | Winter Only | 14 | 135.1548 | 3% | 277 | 0.00016 | -5.76 | Small Boilers (<100 MMBtu/hr Heat Input):Controlled Low NOx Burner | 4.6667 | 73% | NA |  |  |  | 90% | 90% | [6 empty] | 0% | 0% |  | 2.2846 | 4.4467 | 0 | 0 | 0 | 0 | 0 | 0 | 0 | 0 | 0 | 2016 Qtr 1: 0.4165; 2016 Qtr 2: 0.55125; 2016 Qtr 3: 0.58188; 2016 Qtr 4: 0.735; 2017 Qtr 1: 0.77175; 2017 Qtr 2: 1.078; 2017 Qtr 3: 1.127; 2017 Qtr 4: 1.47 | 6.7314 | (assumed 200 ton, per Itron WO017 10-12 cost study)
MCE Commercial | ecomizer with Econo-Lockout=NO, DB limit = 68, Max OSA = 100% | D03-060 | 2 | COMMERCIAL | 3 = Commercial HVAC | TRUE | 4.6667 | NonRes-sAll-mHVAC-RCA | Cap-Tons | ROB | 135.1548 | 114.8816 |  |  |  | 20.2732 | 971 | Small Commercial | kW | -1.24e-05 | -15.3 | Commercial | Small Commercial | Winter Only | 14 | 135.1548 | 3% | 971 | -1.24e-05 | -15.3 | Small Boilers (<100 MMBtu/hr Heat Input):Controlled Low NOx Burner | 4.6667 | 73% | NA |  |  |  | 90% | 90% | [6 empty] | 0% | 0% |  | 4.6625 | 9.075 | 0 | 0 | 0 | 0 | 0 | 0 | 0 | 0 | 0 | 2016 Qtr 1: 0.85; 2016 Qtr 2: 1.125; 2016 Qtr 3: 1.1875; 2016 Qtr 4: 1.5; 2017 Qtr 1: 1.575; 2017 Qtr 2: 2.2; 2017 Qtr 3: 2.3; 2017 Qtr 4: 3 | 13.7375 | (assumed 200 ton, per Itron WO017 10-12 cost study)
MCE Commercial | ecomizer with Econo-Lockout=NO, DB limit = 68, Max OSA = 100% | D03-060 | 3A | COMMERCIAL | 3 = Commercial HVAC | TRUE | 4.6667 | NonRes-sAll-mHVAC-RCA | Cap-Tons | ROB | 135.1548 | 114.8816 |  |  |  | 20.2732 | 1350 | Small Commercial | kW | 0.00247 | -27.9 | Commercial | Small Commercial | Winter Only | 14 | 135.1548 | 3% | 1350 | 0.00247 | -27.9 | Small Boilers (<100 MMBtu/hr Heat Input):Controlled Low NOx Burner | 4.6667 | 73% | NA |  |  |  | 90% | 90% | [6 empty] | 0% | 0% |  | 4.6625 | 9.075 | 0 | 0 | 0 | 0 | 0 | 0 | 0 | 0 | 0 | 2016 Qtr 1: 0.85; 2016 Qtr 2: 1.125; 2016 Qtr 3: 1.1875; 2016 Qtr 4: 1.5; 2017 Qtr 1: 1.575; 2017 Qtr 2: 2.2; 2017 Qtr 3: 2.3; 2017 Qtr 4: 3 | 13.7375 | (assumed 200 ton, per Itron WO017 10-12 cost study)
MCE Commercial | ecomizer with Econo-Lockout=NO, DB limit = 68, Max OSA = 100% | D03-060 | 3B | COMMERCIAL | 3 = Commercial HVAC | TRUE | 4.6667 | NonRes-sAll-mHVAC-RCA | Cap-Tons | ROB | 135.1548 | 114.8816 |  |  |  | 20.2732 | 1350 | Small Commercial | kW | 0.00247 | -27.9 | Commercial | Small Commercial | Winter Only | 14 | 135.1548 | 3% | 1350 | 0.00247 | -27.9 | Small Boilers (<100 MMBtu/hr Heat Input):Controlled Low NOx Burner | 4.6667 | 73% | NA |  |  |  | 90% | 90% | [6 empty] | 0% | 0% |  | 4.6625 | 9.075 | 0 | 0 | 0 | 0 | 0 | 0 | 0 | 0 | 0 | 2016 Qtr 1: 0.85; 2016 Qtr 2: 1.125; 2016 Qtr 3: 1.1875; 2016 Qtr 4: 1.5; 2017 Qtr 1: 1.575; 2017 Qtr 2: 2.2; 2017 Qtr 3: 2.3; 2017 Qtr 4: 3 | 13.7375 | (assumed 200 ton, per Itron WO017 10-12 cost study)
MCE Commercial | ecomizer with Econo-Lockout=NO, DB limit = 68, Max OSA = 100% | D03-060 | 12 | COMMERCIAL | 3 = Commercial HVAC | TRUE | 4.6667 | NonRes-sAll-mHVAC-RCA | Cap-Tons | ROB | 135.1548 | 114.8816 |  |  |  | 20.2732 | 858 | Small Commercial | kW | 0.000519 | -15.7 | Commercial | Small Commercial | Winter Only | 14 | 135.1548 | 3% | 858 | 0.000519 | -15.7 | Small Boilers (<100 MMBtu/hr Heat Input):Controlled Low NOx Burner | 4.6667 | 73% | NA |  |  |  | 90% | 90% | [6 empty] | 0% | 0% |  | 4.6625 | 9.075 | 0 | 0 | 0 | 0 | 0 | 0 | 0 | 0 | 0 | 2016 Qtr 1: 0.85; 2016 Qtr 2: 1.125; 2016 Qtr 3: 1.1875; 2016 Qtr 4: 1.5; 2017 Qtr 1: 1.575; 2017 Qtr 2: 2.2; 2017 Qtr 3: 2.3; 2017 Qtr 4: 3 | 13.7375 | (assumed 200 ton, per Itron WO017 10-12 cost study)
MCE Commercial | ecomizer with Econo-Lockout=NO, DB limit = 68, Max OSA = 100% | D03-060 | 2 | COMMERCIAL | 3 = Commercial HVAC | TRUE | 4.6667 | NonRes-sAll-mHVAC-RCA | Cap-Tons | ROB | 135.1548 | 114.8816 |  |  |  | 20.2732 | 2370 | Small Commercial | kW | 0.0223 | -40.5 | Commercial | Small Commercial | Winter Only | 14 | 135.1548 | 3% | 2370 | 0.0223 | -40.5 | Small Boilers (<100 MMBtu/hr Heat Input):Controlled Low NOx Burner | 4.6667 | 73% | NA |  |  |  | 90% | 90% | [6 empty] | 0% | 0% |  | 4.6625 | 9.075 | 0 | 0 | 0 | 0 | 0 | 0 | 0 | 0 | 0 | 2016 Qtr 1: 0.85; 2016 Qtr 2: 1.125; 2016 Qtr 3: 1.1875; 2016 Qtr 4: 1.5; 2017 Qtr 1: 1.575; 2017 Qtr 2: 2.2; 2017 Qtr 3: 2.3; 2017 Qtr 4: 3 | 13.7375 | (assumed 200 ton, per Itron WO017 10-12 cost study)
MCE Commercial | ecomizer with Econo-Lockout=NO, DB limit = 68, Max OSA = 100% | D03-060 | 3A | COMMERCIAL | 3 = Commercial HVAC | TRUE | 4.6667 | NonRes-sAll-mHVAC-RCA | Cap-Tons | ROB | 135.1548 | 114.8816 |  |  |  | 20.2732 | 3340 | Small Commercial | kW | 0.18 | -54.5 | Commercial | Small Commercial | Winter Only | 14 | 135.1548 | 3% | 3340 | 0.18 | -54.5 | Small Boilers (<100 MMBtu/hr Heat Input):Controlled Low NOx Burner | 4.6667 | 73% | NA |  |  |  | 90% | 90% | [6 empty] | 0% | 0% |  | 4.6625 | 9.075 | 0 | 0 | 0 | 0 | 0 | 0 | 0 | 0 | 0 | 2016 Qtr 1: 0.85; 2016 Qtr 2: 1.125; 2016 Qtr 3: 1.1875; 2016 Qtr 4: 1.5; 2017 Qtr 1: 1.575; 2017 Qtr 2: 2.2; 2017 Qtr 3: 2.3; 2017 Qtr 4: 3 | 13.7375 | (assumed 200 ton, per Itron WO017 10-12 cost study)
MCE Commercial | ecomizer with Econo-Lockout=NO, DB limit = 68, Max OSA = 100% | D03-060 | 3B | COMMERCIAL | 3 = Commercial HVAC | TRUE | 4.6667 | NonRes-sAll-mHVAC-RCA | Cap-Tons | ROB | 135.1548 | 114.8816 |  |  |  | 20.2732 | 3340 | Small Commercial | kW | 0.18 | -54.5 | Commercial | Small Commercial | Winter Only | 14 | 135.1548 | 3% | 3340 | 0.18 | -54.5 | Small Boilers (<100 MMBtu/hr Heat Input):Controlled Low NOx Burner | 4.6667 | 73% | NA |  |  |  | 90% | 90% | [6 empty] | 0% | 0% |  | 4.6625 | 9.075 | 0 | 0 | 0 | 0 | 0 | 0 | 0 | 0 | 0 | 2016 Qtr 1: 0.85; 2016 Qtr 2: 1.125; 2016 Qtr 3: 1.1875; 2016 Qtr 4: 1.5; 2017 Qtr 1: 1.575; 2017 Qtr 2: 2.2; 2017 Qtr 3: 2.3; 2017 Qtr 4: 3 | 13.7375 | (assumed 200 ton, per Itron WO017 10-12 cost study)
MCE Commercial | ecomizer with Econo-Lockout=NO, DB limit = 68, Max OSA = 100% | D03-060 | 12 | COMMERCIAL | 3 = Commercial HVAC | TRUE | 4.6667 | NonRes-sAll-mHVAC-RCA | Cap-Tons | ROB | 135.1548 | 114.8816 |  |  |  | 20.2732 | 2190 | Small Commercial | kW | 0.0635 | -31.9 | Commercial | Small Commercial | Winter Only | 14 | 135.1548 | 3% | 2190 | 0.0635 | -31.9 | Small Boilers (<100 MMBtu/hr Heat Input):Controlled Low NOx Burner | 4.6667 | 73% | NA |  |  |  | 90% | 90% | [6 empty] | 0% | 0% |  | 4.6625 | 9.075 | 0 | 0 | 0 | 0 | 0 | 0 | 0 | 0 | 0 | 2016 Qtr 1: 0.85; 2016 Qtr 2: 1.125; 2016 Qtr 3: 1.1875; 2016 Qtr 4: 1.5; 2017 Qtr 1: 1.575; 2017 Qtr 2: 2.2; 2017 Qtr 3: 2.3; 2017 Qtr 4: 3 | 13.7375 | (assumed 200 ton, per Itron WO017 10-12 cost study)
MCE Commercial | ecomizer with Econo-Lockout=NO, DB limit = 68, Max OSA = 100% | D03-060 | 2 | COMMERCIAL | 3 = Commercial HVAC | TRUE | 4.6667 | NonRes-sAll-mHVAC-RCA | Cap-Tons | ROB | 135.1548 | 114.8816 |  |  |  | 20.2732 | 395 | Small Commercial | kW | 0.000394 | -7.6 | Commercial | Small Commercial | Winter Only | 14 | 135.1548 | 3% | 395 | 0.000394 | -7.6 | Small Boilers (<100 MMBtu/hr Heat Input):Controlled Low NOx Burner | 4.6667 | 73% | NA |  |  |  | 90% | 90% | [6 empty] | 0% | 0% |  | 4.6625 | 9.075 | 0 | 0 | 0 | 0 | 0 | 0 | 0 | 0 | 0 | 2016 Qtr 1: 0.85; 2016 Qtr 2: 1.125; 2016 Qtr 3: 1.1875; 2016 Qtr 4: 1.5; 2017 Qtr 1: 1.575; 2017 Qtr 2: 2.2; 2017 Qtr 3: 2.3; 2017 Qtr 4: 3 | 13.7375 | (assumed 200 ton, per Itron WO017 10-12 cost study)
MCE Commercial | ecomizer with Econo-Lockout=NO, DB limit = 68, Max OSA = 100% | D03-060 | 3A | COMMERCIAL | 3 = Commercial HVAC | TRUE | 4.6667 | NonRes-sAll-mHVAC-RCA | Cap-Tons | ROB | 135.1548 | 114.8816 |  |  |  | 20.2732 | 650 | Small Commercial | kW | 0.000392 | -15.2 | Commercial | Small Commercial | Winter Only | 14 | 135.1548 | 3% | 650 | 0.000392 | -15.2 | Small Boilers (<100 MMBtu/hr Heat Input):Controlled Low NOx Burner | 4.6667 | 73% | NA |  |  |  | 90% | 90% | [6 empty] | 0% | 0% |  | 4.6625 | 9.075 | 0 | 0 | 0 | 0 | 0 | 0 | 0 | 0 | 0 | 2016 Qtr 1: 0.85; 2016 Qtr 2: 1.125; 2016 Qtr 3: 1.1875; 2016 Qtr 4: 1.5; 2017 Qtr 1: 1.575; 2017 Qtr 2: 2.2; 2017 Qtr 3: 2.3; 2017 Qtr 4: 3 | 13.7375 | (assumed 200 ton, per Itron WO017 10-12 cost study)
MCE Commercial | ecomizer with Econo-Lockout=NO, DB limit = 68, Max OSA = 100% | D03-060 | 3B | COMMERCIAL | 3 = Commercial HVAC | TRUE | 4.6667 | NonRes-sAll-mHVAC-RCA | Cap-Tons | ROB | 135.1548 | 114.8816 |  |  |  | 20.2732 | 650 | Small Commercial | kW | 0.000392 | -15.2 | Commercial | Small Commercial | Winter Only | 14 | 135.1548 | 3% | 650 | 0.000392 | -15.2 | Small Boilers (<100 MMBtu/hr Heat Input):Controlled Low NOx Burner | 4.6667 | 73% | NA |  |  |  | 90% | 90% | [6 empty] | 0% | 0% |  | 4.6625 | 9.075 | 0 | 0 | 0 | 0 | 0 | 0 | 0 | 0 | 0 | 2016 Qtr 1: 0.85; 2016 Qtr 2: 1.125; 2016 Qtr 3: 1.1875; 2016 Qtr 4: 1.5; 2017 Qtr 1: 1.575; 2017 Qtr 2: 2.2; 2017 Qtr 3: 2.3; 2017 Qtr 4: 3 | 13.7375 | (assumed 200 ton, per Itron WO017 10-12 cost study)
MCE Commercial | ecomizer with Econo-Lockout=NO, DB limit = 68, Max OSA = 100% | D03-060 | 12 | COMMERCIAL | 3 = Commercial HVAC | TRUE | 4.6667 | NonRes-sAll-mHVAC-RCA | Cap-Tons | ROB | 135.1548 | 114.8816 |  |  |  | 20.2732 | 334 | Small Commercial | kW | 0.000286 | -6.5 | Commercial | Small Commercial | Winter Only | 14 | 135.1548 | 3% | 334 | 0.000286 | -6.5 | Small Boilers (<100 MMBtu/hr Heat Input):Controlled Low NOx Burner | 4.6667 | 73% | NA |  |  |  | 90% | 90% | [6 empty] | 0% | 0% |  | 4.6625 | 9.075 | 0 | 0 | 0 | 0 | 0 | 0 | 0 | 0 | 0 | 2016 Qtr 1: 0.85; 2016 Qtr 2: 1.125; 2016 Qtr 3: 1.1875; 2016 Qtr 4: 1.5; 2017 Qtr 1: 1.575; 2017 Qtr 2: 2.2; 2017 Qtr 3: 2.3; 2017 Qtr 4: 3 | 13.7375 | (assumed 200 ton, per Itron WO017 10-12 cost study)
MCE Commercial | ecomizer with Econo-Lockout=NO, DB limit = 68, Max OSA = 100% | D03-060 | 2 | COMMERCIAL | 3 = Commercial HVAC | TRUE | 4.6667 | NonRes-sAll-mHVAC-RCA | Cap-Tons | ROB | 135.1548 | 114.8816 |  |  |  | 20.2732 | 279 | Small Commercial | kW | 0.000236 | -5 | Commercial | Small Commercial | Winter Only | 14 | 135.1548 | 3% | 279 | 0.000236 | -5 | Small Boilers (<100 MMBtu/hr Heat Input):Controlled Low NOx Burner | 4.6667 | 73% | NA |  |  |  | 90% | 90% | [6 empty] | 0% | 0% |  | 4.6625 | 9.075 | 0 | 0 | 0 | 0 | 0 | 0 | 0 | 0 | 0 | 2016 Qtr 1: 0.85; 2016 Qtr 2: 1.125; 2016 Qtr 3: 1.1875; 2016 Qtr 4: 1.5; 2017 Qtr 1: 1.575; 2017 Qtr 2: 2.2; 2017 Qtr 3: 2.3; 2017 Qtr 4: 3 | 13.7375 | (assumed 200 ton, per Itron WO017 10-12 cost study)
MCE Commercial | ecomizer with Econo-Lockout=NO, DB limit = 68, Max OSA = 100% | D03-060 | 3A | COMMERCIAL | 3 = Commercial HVAC | TRUE | 4.6667 | NonRes-sAll-mHVAC-RCA | Cap-Tons | ROB | 135.1548 | 114.8816 |  |  |  | 20.2732 | 423 | Small Commercial | kW | 0.00104 | -8.82 | Commercial | Small Commercial | Winter Only | 14 | 135.1548 | 3% | 423 | 0.00104 | -8.82 | Small Boilers (<100 MMBtu/hr Heat Input):Controlled Low NOx Burner | 4.6667 | 73% | NA |  |  |  | 90% | 90% | [6 empty] | 0% | 0% |  | 4.6625 | 9.075 | 0 | 0 | 0 | 0 | 0 | 0 | 0 | 0 | 0 | 2016 Qtr 1: 0.85; 2016 Qtr 2: 1.125; 2016 Qtr 3: 1.1875; 2016 Qtr 4: 1.5; 2017 Qtr 1: 1.575; 2017 Qtr 2: 2.2; 2017 Qtr 3: 2.3; 2017 Qtr 4: 3 | 13.7375 | (assumed 200 ton, per Itron WO017 10-12 cost study)
MCE Commercial | ecomizer with Econo-Lockout=NO, DB limit = 68, Max OSA = 100% | D03-060 | 3B | COMMERCIAL | 3 = Commercial HVAC | TRUE | 4.6667 | NonRes-sAll-mHVAC-RCA | Cap-Tons | ROB | 135.1548 | 114.8816 |  |  |  | 20.2732 | 423 | Small Commercial | kW | 0.00104 | -8.82 | Commercial | Small Commercial | Winter Only | 14 | 135.1548 | 3% | 423 | 0.00104 | -8.82 | Small Boilers (<100 MMBtu/hr Heat Input):Controlled Low NOx Burner | 4.6667 | 73% | NA |  |  |  | 90% | 90% | [6 empty] | 0% | 0% |  | 4.6625 | 9.075 | 0 | 0 | 0 | 0 | 0 | 0 | 0 | 0 | 0 | 2016 Qtr 1: 0.85; 2016 Qtr 2: 1.125; 2016 Qtr 3: 1.1875; 2016 Qtr 4: 1.5; 2017 Qtr 1: 1.575; 2017 Qtr 2: 2.2; 2017 Qtr 3: 2.3; 2017 Qtr 4: 3 | 13.7375 | (assumed 200 ton, per Itron WO017 10-12 cost study)
MCE Commercial | ecomizer with Econo-Lockout=NO, DB limit = 68, Max OSA = 100% | D03-060 | 12 | COMMERCIAL | 3 = Commercial HVAC | TRUE | 4.6667 | NonRes-sAll-mHVAC-RCA | Cap-Tons | ROB | 135.1548 | 114.8816 |  |  |  | 20.2732 | 232 | Small Commercial | kW | 0.000232 | -4.02 | Commercial | Small Commercial | Winter Only | 14 | 135.1548 | 3% | 232 | 0.000232 | -4.02 | Small Boilers (<100 MMBtu/hr Heat Input):Controlled Low NOx Burner | 4.6667 | 73% | NA |  |  |  | 90% | 90% | [6 empty] | 0% | 0% |  | 4.6625 | 9.075 | 0 | 0 | 0 | 0 | 0 | 0 | 0 | 0 | 0 | 2016 Qtr 1: 0.85; 2016 Qtr 2: 1.125; 2016 Qtr 3: 1.1875; 2016 Qtr 4: 1.5; 2017 Qtr 1: 1.575; 2017 Qtr 2: 2.2; 2017 Qtr 3: 2.3; 2017 Qtr 4: 3 | 13.7375 | (assumed 200 ton, per Itron WO017 10-12 cost study)
MCE Commercial | ecomizer with Econo-Lockout=NO, DB limit = 68, Max OSA = 100% | D03-060 | 2 | COMMERCIAL | 3 = Commercial HVAC | TRUE | 4.6667 | NonRes-sAll-mHVAC-RCA | Cap-Tons | ROB | 135.1548 | 114.8816 |  |  |  | 20.2732 | 314 | Small Commercial | kW | 9.06e-05 | -5.97 | Commercial | Small Commercial | Winter Only | 14 | 135.1548 | 3% | 314 | 9.06e-05 | -5.97 | Small Boilers (<100 MMBtu/hr Heat Input):Controlled Low NOx Burner | 4.6667 | 73% | NA |  |  |  | 90% | 90% | [6 empty] | 0% | 0% |  | 4.6625 | 9.075 | 0 | 0 | 0 | 0 | 0 | 0 | 0 | 0 | 0 | 2016 Qtr 1: 0.85; 2016 Qtr 2: 1.125; 2016 Qtr 3: 1.1875; 2016 Qtr 4: 1.5; 2017 Qtr 1: 1.575; 2017 Qtr 2: 2.2; 2017 Qtr 3: 2.3; 2017 Qtr 4: 3 | 13.7375 | (assumed 200 ton, per Itron WO017 10-12 cost study)
MCE Commercial | ecomizer with Econo-Lockout=NO, DB limit = 68, Max OSA = 100% | D03-060 | 3A | COMMERCIAL | 3 = Commercial HVAC | TRUE | 4.6667 | NonRes-sAll-mHVAC-RCA | Cap-Tons | ROB | 135.1548 | 114.8816 |  |  |  | 20.2732 | 455 | Small Commercial | kW | 0.00175 | -10.5 | Commercial | Small Commercial | Winter Only | 14 | 135.1548 | 3% | 455 | 0.00175 | -10.5 | Small Boilers (<100 MMBtu/hr Heat Input):Controlled Low NOx Burner | 4.6667 | 73% | NA |  |  |  | 90% | 90% | [6 empty] | 0% | 0% |  | 4.6625 | 9.075 | 0 | 0 | 0 | 0 | 0 | 0 | 0 | 0 | 0 | 2016 Qtr 1: 0.85; 2016 Qtr 2: 1.125; 2016 Qtr 3: 1.1875; 2016 Qtr 4: 1.5; 2017 Qtr 1: 1.575; 2017 Qtr 2: 2.2; 2017 Qtr 3: 2.3; 2017 Qtr 4: 3 | 13.7375 | (assumed 200 ton, per Itron WO017 10-12 cost study)
MCE Commercial | ecomizer with Econo-Lockout=NO, DB limit = 68, Max OSA = 100% | D03-060 | 3B | COMMERCIAL | 3 = Commercial HVAC | TRUE | 4.6667 | NonRes-sAll-mHVAC-RCA | Cap-Tons | ROB | 135.1548 | 114.8816 |  |  |  | 20.2732 | 455 | Small Commercial | kW | 0.00175 | -10.5 | Commercial | Small Commercial | Winter Only | 14 | 135.1548 | 3% | 455 | 0.00175 | -10.5 | Small Boilers (<100 MMBtu/hr Heat Input):Controlled Low NOx Burner | 4.6667 | 73% | NA |  |  |  | 90% | 90% | [6 empty] | 0% | 0% |  | 4.6625 | 9.075 | 0 | 0 | 0 | 0 | 0 | 0 | 0 | 0 | 0 | 2016 Qtr 1: 0.85; 2016 Qtr 2: 1.125; 2016 Qtr 3: 1.1875; 2016 Qtr 4: 1.5; 2017 Qtr 1: 1.575; 2017 Qtr 2: 2.2; 2017 Qtr 3: 2.3; 2017 Qtr 4: 3 | 13.7375 | (assumed 200 ton, per Itron WO017 10-12 cost study)
MCE Commercial | ecomizer with Econo-Lockout=NO, DB limit = 68, Max OSA = 100% | D03-060 | 12 | COMMERCIAL | 3 = Commercial HVAC | TRUE | 4.6667 | NonRes-sAll-mHVAC-RCA | Cap-Tons | ROB | 135.1548 | 114.8816 |  |  |  | 20.2732 | 250 | Small Commercial | kW | 0.000247 | -4.19 | Commercial | Small Commercial | Winter Only | 14 | 135.1548 | 3% | 250 | 0.000247 | -4.19 | Small Boilers (<100 MMBtu/hr Heat Input):Controlled Low NOx Burner | 4.6667 | 73% | NA |  |  |  | 90% | 90% | [6 empty] | 0% | 0% |  | 4.6625 | 9.075 | 0 | 0 | 0 | 0 | 0 | 0 | 0 | 0 | 0 | 2016 Qtr 1: 0.85; 2016 Qtr 2: 1.125; 2016 Qtr 3: 1.1875; 2016 Qtr 4: 1.5; 2017 Qtr 1: 1.575; 2017 Qtr 2: 2.2; 2017 Qtr 3: 2.3; 2017 Qtr 4: 3 | 13.7375 | (assumed 200 ton, per Itron WO017 10-12 cost study)
MCE Commercial | [6 empty] | 0 |  |  |  |  | 0 |  |  |  | 0 |  |  | #N/A | [5 empty] | 0 |  | 3% |  |  |  |  | 0 | [13 empty] | 0% | 0% |  | 0 | 0 | 0 | 0 | 0 | 0 | 0 | 0 | 0 | 0 | 0 | 2016 Qtr 1: 0; 2016 Qtr 2: 0; 2016 Qtr 3: 0; 2016 Qtr 4: 0; 2017 Qtr 1: 0; 2017 Qtr 2: 0; 2017 Qtr 3: 0; 2017 Qtr 4: 0 | 0
MCE Commercial | MCE Commercial Custom measure Program |  | System | COMMERCIAL | 3 = Commercial HVAC | TRUE | 5 | NonRes-sAll-mCust | Each | ROB | 35000 | 29750 |  |  |  | 5250 | 80000 | Small Commercial | kW | 2 | 5000 | Commercial | Small Commercial | Summer Only | 15 | 17500 | 3% | 60000 | 1 | 3750 | Small Boilers (<100 MMBtu/hr Heat Input):Controlled Low NOx Burner | 5 | 60% | 50% |  |  |  | 90% | 90% | [6 empty] | 0% | 0% |  | 9 | 12 | 0 | 0 | 0 | 0 | 0 | 0 | 0 | 0 | 0 | 2016 Qtr 1: 2; 2016 Qtr 2: 2; 2016 Qtr 3: 2; 2016 Qtr 4: 3; 2017 Qtr 1: 3; 2017 Qtr 2: 3; 2017 Qtr 3: 3; 2017 Qtr 4: 3 | 21
MCE Commercial | [11 empty] | 0 |  |  |  | 0 |  |  | #N/A | [12 empty] | 0 | [13 empty] | 0% | 0% |  | 0 | 0 | 0 | 0 | 0 | 0 | 0 | 0 | 0 | 0 | 0 | [44 empty] | 0
MCE Commercial | Water Heating Boiler/ Water Heating Storage Water Heater: PGECODHW103 - Large Gas Storage Water Heater>75 kBtuh, _90% TE, Rev # 5 | PGECODHW103 | System | COMMERCIAL | 4 = Commercial Refrigeration | TRUE | 15 | Com-Default>2yrs | kBtu/hr | ROB | 0.69 | 0.5865 |  |  |  | 0.1035 | 0 | Small Commercial | kW | 0 | 2.14 | Commercial | Small Commercial | Annual | [6 empty] | Small Boilers (<100 MMBtu/hr Heat Input):Controlled Low NOx Burner | 15 | 60% | 60% |  |  |  | 90% | 90% | [6 empty] | 0% | 0% |  | 1.25 | 1.5 | 0 | 0 | 0 | 0 | 0 | 0 | 0 | 0 | 0 | 2016 Qtr 4: 1.25; 2017 Qtr 4: 1.5 | 2.75 | cost and savings from workpaper PGECODHW103
MCE Commercial | Water Heating Boiler: High Efficiency DHW Boiler (>75 MBTU/h) PGECODHW124 | PGECODHW124 | System | COMMERCIAL | 4 = Commercial Refrigeration | TRUE | 15 | Com-Default>2yrs | Mbtu/hr | ROB | 2.02 | 1.717 |  |  |  | 0.303 |  | Small Commercial | kW |  |  | Commercial | Small Commercial | Annual | [6 empty] | Small Boilers (<100 MMBtu/hr Heat Input):Controlled Low NOx Burner | 15 | 60% | 60% |  |  |  | 90% | 90% | [6 empty] | 0% | 0% |  | 1.25 | 1.5 | 0 | 0 | 0 | 0 | 0 | 0 | 0 | 0 | 0 | 2016 Qtr 4: 1.25; 2017 Qtr 4: 1.5 | 2.75 | cost and savings from workpaper PGECODHW124
MCE Commercial | Agricultural/ Industrial - Refrigeration Ice machine: PGECOFST108 - Commercial Ice Machines, Rev # 4 - F200 - Commercial Ice Machines 101-300lbs/day | PGECOFST108 | System | COMMERCIAL | 5 = Commercial Food Service | TRUE | 10 | Com-Default>2yrs | EACH | ROB | 306 | 260.1 |  |  |  | 45.9 | 805 | Small Commercial | kW | 0.092 | 0 | Commercial | Small Commercial | Annual | [6 empty] | Small Boilers (<100 MMBtu/hr Heat Input):Controlled Low NOx Burner | 10 | 60% | 60% |  |  |  | 90% | 90% | [6 empty] | 0% | 0% |  | 1.25 | 1.5 | 0 | 0 | 0 | 0 | 0 | 0 | 0 | 0 | 0 | 2016 Qtr 4: 1.25; 2017 Qtr 4: 1.5 | 2.75 | cost and savings from workpaper PGECOFST108
MCE Commercial | Agricultural/ Industrial - Refrigeration Ice machine: PGECOFST108 - Commercial Ice Machines, Rev # 4 - F201 - Commercial Ice Machines 301-500lbs/day | PGECOFST108 | System | COMMERCIAL | 5 = Commercial Food Service | TRUE | 10 | Com-Default>2yrs | EACH | ROB | 266 | 226.1 |  |  |  | 39.9 | 1117 | Small Commercial | kW | 0.128 | 0 | Commercial | Small Commercial | Annual | [6 empty] | Small Boilers (<100 MMBtu/hr Heat Input):Controlled Low NOx Burner | 10 | 60% | 60% |  |  |  | 90% | 90% | [6 empty] | 0% | 0% |  | 1.25 | 1.5 | 0 | 0 | 0 | 0 | 0 | 0 | 0 | 0 | 0 | 2016 Qtr 4: 1.25; 2017 Qtr 4: 1.5 | 2.75 | cost and savings from workpaper PGECOFST108
MCE Commercial | Agricultural/ Industrial - Refrigeration Ice machine: PGECOFST108 - Commercial Ice Machines, Rev # 4 - F202 - Commercial Ice Machines 501-1000lbs/day | PGECOFST108 | System | COMMERCIAL | 5 = Commercial Food Service | TRUE | 10 | Com-Default>2yrs | EACH | ROB | 249 | 211.65 |  |  |  | 37.35 | 1807 | Small Commercial | kW | 0.206 | 0 | Commercial | Small Commercial | Annual | [6 empty] | Small Boilers (<100 MMBtu/hr Heat Input):Controlled Low NOx Burner | 10 | 60% | 60% |  |  |  | 90% | 90% | [6 empty] | 0% | 0% |  | 1.25 | 1.5 | 0 | 0 | 0 | 0 | 0 | 0 | 0 | 0 | 0 | 2016 Qtr 4: 1.25; 2017 Qtr 4: 1.5 | 2.75 | cost and savings from workpaper PGECOFST108
MCE Commercial | Agricultural/ Industrial - Refrigeration Ice machine: PGECOFST108 - Commercial Ice Machines, Rev # 4 - F203 - Commercial Ice Machines 1001-1500lbs/day | PGECOFST108 | System | COMMERCIAL | 5 = Commercial Food Service | TRUE | 10 | Com-Default>2yrs | EACH | ROB | 589 | 500.65 |  |  |  | 88.35 | 2601 | Small Commercial | kW | 0.297 | 0 | Commercial | Small Commercial | Annual | [6 empty] | Small Boilers (<100 MMBtu/hr Heat Input):Controlled Low NOx Burner | 10 | 60% | 60% |  |  |  | 90% | 90% | [6 empty] | 0% | 0% |  | 1.25 | 1.5 | 0 | 0 | 0 | 0 | 0 | 0 | 0 | 0 | 0 | 2016 Qtr 4: 1.25; 2017 Qtr 4: 1.5 | 2.75 | cost and savings from workpaper PGECOFST108
MCE Commercial | Agricultural/ Industrial - Refrigeration Ice machine: PGECOFST108 - Commercial Ice Machines, Rev # 4 - F204 - Commercial Ice Machines >1500lbs/day | PGECOFST108 | System | COMMERCIAL | 5 = Commercial Food Service | TRUE | 10 | Com-Default>2yrs | EACH | ROB | 939 | 798.15 |  |  |  | 140.85 | 3641 | Small Commercial | kW | 0.416 | 0 | Commercial | Small Commercial | Annual | [6 empty] | Small Boilers (<100 MMBtu/hr Heat Input):Controlled Low NOx Burner | 10 | 60% | 60% |  |  |  | 90% | 90% | [6 empty] | 0% | 0% |  | 1.25 | 1.5 | 0 | 0 | 0 | 0 | 0 | 0 | 0 | 0 | 0 | 2016 Qtr 4: 1.25; 2017 Qtr 4: 1.5 | 2.75 | cost and savings from workpaper PGECOFST108
MCE Commercial | Appliance Refrigerator: commercial reach-in refrigerators and freezers PGECOFST123, Rev # 1 - F171 - <15 cubic feet Glass-Door Reach-In Refrigerator | PGECOFST123 | System | COMMERCIAL | 4 = Commercial Refrigeration | TRUE | 12 | Com-Default>2yrs | EACH | ROB | 103.6 | 88.06 |  |  |  | 15.54 | 723 | Small Commercial | kW | 0.074 | 0 | Commercial | Small Commercial | Annual | [6 empty] | Small Boilers (<100 MMBtu/hr Heat Input):Controlled Low NOx Burner | 12 | 60% | 60% |  |  |  | 90% | 90% | [6 empty] | 0% | 0% |  | 1.25 | 1.5 | 0 | 0 | 0 | 0 | 0 | 0 | 0 | 0 | 0 | 2016 Qtr 4: 1.25; 2017 Qtr 4: 1.5 | 2.75 | cost and savings from workpaper PGECOFST123
MCE Commercial | Appliance Refrigerator: commercial reach-in refrigerators and freezers PGECOFST123, Rev # 1 - F172 - 15-29 cubic feet Glass-Door Reach-In Refrigerator | PGECOFST123 | System | COMMERCIAL | 4 = Commercial Refrigeration | TRUE | 12 | Com-Default>2yrs | EACH | ROB | 863.8 | 734.23 |  |  |  | 129.57 | 661 | Small Commercial | kW | 0.068 | 0 | Commercial | Small Commercial | Annual | [6 empty] | Small Boilers (<100 MMBtu/hr Heat Input):Controlled Low NOx Burner | 12 | 60% | 60% |  |  |  | 90% | 90% | [6 empty] | 0% | 0% |  | 1.25 | 1 | 0 | 0 | 0 | 0 | 0 | 0 | 0 | 0 | 0 | 2016 Qtr 4: 1.25; 2017 Qtr 4: 1 | 2.25 | cost and savings from workpaper PGECOFST123
MCE Commercial | Appliance Refrigerator: commercial reach-in refrigerators and freezers PGECOFST123, Rev # 1 - F173 - 30-49 cubic feet Glass-Door Reach-In Refrigerator | PGECOFST123 | System | COMMERCIAL | 4 = Commercial Refrigeration | TRUE | 12 | Com-Default>2yrs | EACH | ROB | 1076.11 | 914.6935 |  |  |  | 161.4165 | 775 | Small Commercial | kW | 0.079 | 0 | Commercial | Small Commercial | Annual | [6 empty] | Small Boilers (<100 MMBtu/hr Heat Input):Controlled Low NOx Burner | 12 | 60% | 60% |  |  |  | 90% | 90% | [6 empty] | 0% | 0% |  | 1.25 | 1 | 0 | 0 | 0 | 0 | 0 | 0 | 0 | 0 | 0 | 2016 Qtr 4: 1.25; 2017 Qtr 4: 1 | 2.25 | cost and savings from workpaper PGECOFST123
MCE Commercial | Appliance Refrigerator: commercial reach-in refrigerators and freezers PGECOFST123, Rev # 1 - F174 - _ 50 cubic feet Glass-Door Reach-In Refrigerator | PGECOFST123 | System | COMMERCIAL | 4 = Commercial Refrigeration | TRUE | 12 | Com-Default>2yrs | EACH | ROB | 1548.96 | 1316.616 |  |  |  | 232.344 | 934 | Small Commercial | kW | 0.096 | 0 | Commercial | Small Commercial | Annual | [6 empty] | Small Boilers (<100 MMBtu/hr Heat Input):Controlled Low NOx Burner | 12 | 60% | 60% |  |  |  | 90% | 90% | [6 empty] | 0% | 0% |  | 1.25 | 1 | 0 | 0 | 0 | 0 | 0 | 0 | 0 | 0 | 0 | 2016 Qtr 4: 1.25; 2017 Qtr 4: 1 | 2.25 | cost and savings from workpaper PGECOFST123
MCE Commercial | Appliance Refrigerator: commercial reach-in refrigerators and freezers PGECOFST123, Rev # 1 - F175 - <15 cubic feet Glass-Door Reach-In Freezer | PGECOFST123 | System | COMMERCIAL | 4 = Commercial Refrigeration | TRUE | 12 | Com-Default>2yrs | EACH | ROB | 25.48 | 21.658 |  |  |  | 3.822 | 1693 | Small Commercial | kW | 0.174 | 0 | Commercial | Small Commercial | Annual | [6 empty] | Small Boilers (<100 MMBtu/hr Heat Input):Controlled Low NOx Burner | 12 | 60% | 60% |  |  |  | 90% | 90% | [6 empty] | 0% | 0% |  | 1.25 | 1 | 0 | 0 | 0 | 0 | 0 | 0 | 0 | 0 | 0 | 2016 Qtr 4: 1.25; 2017 Qtr 4: 1 | 2.25 | cost and savings from workpaper PGECOFST123
MCE Commercial | Appliance Refrigerator: commercial reach-in refrigerators and freezers PGECOFST123, Rev # 1 - F176 - 15-29 cubic feet Glass-Door Reach-In Freezer | PGECOFST123 | System | COMMERCIAL | 4 = Commercial Refrigeration | TRUE | 12 | Com-Default>2yrs | EACH | ROB | 124.04 | 105.434 |  |  |  | 18.606 | 2010 | Small Commercial | kW | 0.207 | 0 | Commercial | Small Commercial | Annual | [6 empty] | Small Boilers (<100 MMBtu/hr Heat Input):Controlled Low NOx Burner | 12 | 60% | 60% |  |  |  | 90% | 90% | [6 empty] | 0% | 0% |  | 1.25 | 1.5 | 0 | 0 | 0 | 0 | 0 | 0 | 0 | 0 | 0 | 2016 Qtr 4: 1.25; 2017 Qtr 4: 1.5 | 2.75 | cost and savings from workpaper PGECOFST123
MCE Commercial | Appliance Refrigerator: commercial reach-in refrigerators and freezers PGECOFST123, Rev # 1 - F177 - 30-49 cubic feet Glass-Door Reach-In Freezer | PGECOFST123 | System | COMMERCIAL | 4 = Commercial Refrigeration | TRUE | 12 | Com-Default>2yrs | EACH | ROB | 214.2 | 182.07 |  |  |  | 32.13 | 4599 | Small Commercial | kW | 0.473 | 0 | Commercial | Small Commercial | Annual | [6 empty] | Small Boilers (<100 MMBtu/hr Heat Input):Controlled Low NOx Burner | 12 | 60% | 60% |  |  |  | 90% | 90% | [6 empty] | 0% | 0% |  | 1.25 | 1.5 | 0 | 0 | 0 | 0 | 0 | 0 | 0 | 0 | 0 | 2016 Qtr 4: 1.25; 2017 Qtr 4: 1.5 | 2.75 | cost and savings from workpaper PGECOFST123
MCE Commercial | Appliance Refrigerator: commercial reach-in refrigerators and freezers PGECOFST123, Rev # 1 - F178 - _ 50 cubic feet Glass-Door Reach-In Freezer | PGECOFST123 | System | COMMERCIAL | 4 = Commercial Refrigeration | TRUE | 12 | Com-Default>2yrs | EACH | ROB | 899.3 | 764.405 |  |  |  | 134.895 | 8103 | Small Commercial | kW | 0.833 | 0 | Commercial | Small Commercial | Annual | [6 empty] | Small Boilers (<100 MMBtu/hr Heat Input):Controlled Low NOx Burner | 12 | 60% | 60% |  |  |  | 90% | 90% | [6 empty] | 0% | 0% |  | 1.25 | 1.5 | 0 | 0 | 0 | 0 | 0 | 0 | 0 | 0 | 0 | 2016 Qtr 4: 1.25; 2017 Qtr 4: 1.5 | 2.75 | cost and savings from workpaper PGECOFST123
MCE Commercial | Appliance Refrigerator: commercial reach-in refrigerators and freezers PGECOFST123, Rev # 1 - F179 - <15 cubic feet Solid-Door Reach-In Freezer | PGECOFST123 | System | COMMERCIAL | 4 = Commercial Refrigeration | TRUE | 12 | Com-Default>2yrs | EACH | ROB | 257.6 | 218.96 |  |  |  | 38.64 | 595 | Small Commercial | kW | 0.061 | 0 | Commercial | Small Commercial | Annual | [6 empty] | Small Boilers (<100 MMBtu/hr Heat Input):Controlled Low NOx Burner | 12 | 60% | 60% |  |  |  | 90% | 90% | [6 empty] | 0% | 0% |  | 1.25 | 1.5 | 0 | 0 | 0 | 0 | 0 | 0 | 0 | 0 | 0 | 2016 Qtr 4: 1.25; 2017 Qtr 4: 1.5 | 2.75 | cost and savings from workpaper PGECOFST123
MCE Commercial | Appliance Refrigerator: commercial reach-in refrigerators and freezers PGECOFST123, Rev # 1 - F180 - 15-29 cubic feet Solid-Door Reach-In Freezer | PGECOFST123 | System | COMMERCIAL | 4 = Commercial Refrigeration | TRUE | 12 | Com-Default>2yrs | EACH | ROB | 1363.18 | 1158.703 |  |  |  | 204.477 | 869 | Small Commercial | kW | 0.089 | 0 | Commercial | Small Commercial | Annual | [6 empty] | Small Boilers (<100 MMBtu/hr Heat Input):Controlled Low NOx Burner | 12 | 60% | 60% |  |  |  | 90% | 90% | [6 empty] | 0% | 0% |  | 1.25 | 1 | 0 | 0 | 0 | 0 | 0 | 0 | 0 | 0 | 0 | 2016 Qtr 4: 1.25; 2017 Qtr 4: 1 | 2.25 | cost and savings from workpaper PGECOFST123
MCE Commercial | Appliance Refrigerator: commercial reach-in refrigerators and freezers PGECOFST123, Rev # 1 - F181 - 30-49 cubic feet Solid-Door Reach-In Freezer | PGECOFST123 | System | COMMERCIAL | 4 = Commercial Refrigeration | TRUE | 12 | Com-Default>2yrs | EACH | ROB | 1556.71 | 1323.2035 |  |  |  | 233.5065 | 2074 | Small Commercial | kW | 0.213 | 0 | Commercial | Small Commercial | Annual | [6 empty] | Small Boilers (<100 MMBtu/hr Heat Input):Controlled Low NOx Burner | 12 | 60% | 60% |  |  |  | 90% | 90% | [6 empty] | 0% | 0% |  | 1.25 | 1 | 0 | 0 | 0 | 0 | 0 | 0 | 0 | 0 | 0 | 2016 Qtr 4: 1.25; 2017 Qtr 4: 1 | 2.25 | cost and savings from workpaper PGECOFST123
MCE Commercial | Appliance Refrigerator: commercial reach-in refrigerators and freezers PGECOFST123, Rev # 1 - F182 - _ 50 cubic feet Solid-Door Reach-In Freezer | PGECOFST123 | System | COMMERCIAL | 4 = Commercial Refrigeration | TRUE | 12 | Com-Default>2yrs | EACH | ROB | 1968.03 | 1672.8255 |  |  |  | 295.2045 | 4552 | Small Commercial | kW | 0.468 | 0 | Commercial | Small Commercial | Annual | [6 empty] | Small Boilers (<100 MMBtu/hr Heat Input):Controlled Low NOx Burner | 12 | 60% | 60% |  |  |  | 90% | 90% | [6 empty] | 0% | 0% |  | 1.25 | 1.5 | 0 | 0 | 0 | 0 | 0 | 0 | 0 | 0 | 0 | 2016 Qtr 4: 1.25; 2017 Qtr 4: 1.5 | 2.75 | cost and savings from workpaper PGECOFST123
MCE Commercial | Appliance Refrigerator: commercial reach-in refrigerators and freezers PGECOFST123, Rev # 1 - F183 - <15 cubic feet Solid-Door Reach-In Refrigerator | PGECOFST123 | System | COMMERCIAL | 4 = Commercial Refrigeration | TRUE | 12 | Com-Default>2yrs | EACH | ROB | 1092 | 928.2 |  |  |  | 163.8 | 270 | Small Commercial | kW | 0.028 | 0 | Commercial | Small Commercial | Annual | [6 empty] | Small Boilers (<100 MMBtu/hr Heat Input):Controlled Low NOx Burner | 12 | 60% | 60% |  |  |  | 90% | 90% | [6 empty] | 0% | 0% |  | 1.25 | 1 | 0 | 0 | 0 | 0 | 0 | 0 | 0 | 0 | 0 | 2016 Qtr 4: 1.25; 2017 Qtr 4: 1 | 2.25 | cost and savings from workpaper PGECOFST123
MCE Commercial | Appliance Refrigerator: commercial reach-in refrigerators and freezers PGECOFST123, Rev # 1 - F184 - 15-29 cubic feet Solid-Door Reach-In Refrigerator | PGECOFST123 | System | COMMERCIAL | 4 = Commercial Refrigeration | TRUE | 12 | Com-Default>2yrs | EACH | ROB | 1410.73 | 1199.1205 |  |  |  | 211.6095 | 493 | Small Commercial | kW | 0.051 | 0 | Commercial | Small Commercial | Annual | [6 empty] | Small Boilers (<100 MMBtu/hr Heat Input):Controlled Low NOx Burner | 12 | 60% | 60% |  |  |  | 90% | 90% | [6 empty] | 0% | 0% |  | 1.25 | 1 | 0 | 0 | 0 | 0 | 0 | 0 | 0 | 0 | 0 | 2016 Qtr 4: 1.25; 2017 Qtr 4: 1 | 2.25 | cost and savings from workpaper PGECOFST123
MCE Commercial | Appliance Refrigerator: commercial reach-in refrigerators and freezers PGECOFST123, Rev # 1 - F185 - 30-49 cubic feet Solid-Door Reach-In Refrigerator | PGECOFST123 | System | COMMERCIAL | 4 = Commercial Refrigeration | TRUE | 12 | Com-Default>2yrs | EACH | ROB | 1968.7 | 1673.395 |  |  |  | 295.305 | 854 | Small Commercial | kW | 0.088 | 0 | Commercial | Small Commercial | Annual | [6 empty] | Small Boilers (<100 MMBtu/hr Heat Input):Controlled Low NOx Burner | 12 | 60% | 60% |  |  |  | 90% | 90% | [6 empty] | 0% | 0% |  | 1.25 | 1 | 0 | 0 | 0 | 0 | 0 | 0 | 0 | 0 | 0 | 2016 Qtr 4: 1.25; 2017 Qtr 4: 1 | 2.25 | cost and savings from workpaper PGECOFST123
MCE Commercial | Appliance Refrigerator: commercial reach-in refrigerators and freezers PGECOFST123, Rev # 1 - F186 - _ 50 cubic feet Solid-Door Reach-In Refrigerator | PGECOFST123 | System | COMMERCIAL | 4 = Commercial Refrigeration | TRUE | 12 | Com-Default>2yrs | EACH | ROB | 2723.28 | 2314.788 |  |  |  | 408.492 | 1279 | Small Commercial | kW | 0.131 | 0 | Commercial | Small Commercial | Annual | [6 empty] | Small Boilers (<100 MMBtu/hr Heat Input):Controlled Low NOx Burner | 12 | 60% | 60% |  |  |  | 90% | 90% | [6 empty] | 0% | 0% |  | 1.25 | 1 | 0 | 0 | 0 | 0 | 0 | 0 | 0 | 0 | 0 | 2016 Qtr 4: 1.25; 2017 Qtr 4: 1 | 2.25 | cost and savings from workpaper PGECOFST123
MCE Commercial | Commercial/ Industrial - Refrigeration Door Closer: PGECOREF110 - Refrigerated Storage Auto Closer, Rev # 4 - R79/ R80 - Main Cooler Auto Closer/ Main Freezer Auto Closer | PGECOREF110 | System | COMMERCIAL | 4 = Commercial Refrigeration | TRUE | 8 | Com-Default>2yrs | EACH | NEW | 156.82 | 133.297 |  |  |  | 23.523 |  | Small Commercial | kW |  |  | Commercial | Small Commercial | Annual | [6 empty] | Small Boilers (<100 MMBtu/hr Heat Input):Controlled Low NOx Burner | 8 | 60% | 60% |  |  |  | 90% | 90% | [6 empty] | 0% | 0% |  | 1.25 | 1.5 | 0 | 0 | 0 | 0 | 0 | 0 | 0 | 0 | 0 | 2016 Qtr 4: 1.25; 2017 Qtr 4: 1.5 | 2.75 | cost and savings from workpaper PGECOREF110
MCE Commercial | Commercial/ Industrial - Refrigeration Door Closer: PGECOREF110 - Refrigerated Storage Auto Closer, Rev # 4 - R79/ R80 - Main Cooler Auto Closer/ Main Freezer Auto Closer | PGECOREF110 | System | COMMERCIAL | 4 = Commercial Refrigeration | TRUE | 8 | Com-Default-HTG-di | EACH | NEW | 156.82 | 133.297 |  |  |  | 23.523 |  | Small Commercial | kW |  |  | Commercial | Small Commercial | Annual | [6 empty] | Small Boilers (<100 MMBtu/hr Heat Input):Controlled Low NOx Burner | 8 | 85% | 85% |  |  |  | 90% | 90% | [6 empty] | 0% | 0% |  | 1.25 | 1.5 | 0 | 0 | 0 | 0 | 0 | 0 | 0 | 0 | 0 | 2016 Qtr 4: 1.25; 2017 Qtr 4: 1.5 | 2.75 | cost and savings from workpaper PGECOREF110
MCE Commercial | [10 empty] | 0 | 0 |  |  |  | 0 |  |  | #N/A | [12 empty] | 0 | [13 empty] | 0% | 0% |  | 0 | 0 | 0 | 0 | 0 | 0 | 0 | 0 | 0 | 0 | 0 | [44 empty] | 0
MCE Commercial | [10 empty] | 0 | 0 |  |  |  | 0 |  |  | #N/A | [12 empty] | 0 | [13 empty] | 0% | 0% |  | 0 | 0 | 0 | 0 | 0 | 0 | 0 | 0 | 0 | 0 | 0 | [44 empty] | 0
MCE Commercial | [10 empty] | 0 | 0 |  |  |  | 0 |  |  | #N/A | [12 empty] | 0 | [13 empty] | 0% | 0% |  | 0 | 0 | 0 | 0 | 0 | 0 | 0 | 0 | 0 | 0 | 0 | [44 empty] | 0
MCE Commercial | [10 empty] | 0 | 0 |  |  |  | 0 |  |  | #N/A | [12 empty] | 0 | [13 empty] | 0% | 0% |  | 0 | 0 | 0 | 0 | 0 | 0 | 0 | 0 | 0 | 0 | 0 | [44 empty] | 0
MCE Commercial | [10 empty] | 0 | 0 |  |  |  | 0 |  |  | #N/A | [12 empty] | 0 | [13 empty] | 0% | 0% |  | 0 | 0 | 0 | 0 | 0 | 0 | 0 | 0 | 0 | 0 | 0 | [44 empty] | 0
MCE Commercial | [10 empty] | 0 | 0 |  |  |  | 0 |  |  | #N/A | [12 empty] | 0 | [13 empty] | 0% | 0% |  | 0 | 0 | 0 | 0 | 0 | 0 | 0 | 0 | 0 | 0 | 0 | [44 empty] | 0
MCE Commercial | [10 empty] | 0 | 0 |  |  |  | 0 |  |  | #N/A | [12 empty] | 0 | [13 empty] | 0% | 0% |  | 0 | 0 | 0 | 0 | 0 | 0 | 0 | 0 | 0 | 0 | 0 | [44 empty] | 0
MCE Commercial | [10 empty] | 0 | 0 |  |  |  | 0 |  |  | #N/A | [12 empty] | 0 | [13 empty] | 0% | 0% |  | 0 | 0 | 0 | 0 | 0 | 0 | 0 | 0 | 0 | 0 | 0 | [44 empty] | 0
MCE Commercial | [10 empty] | 0 | 0 |  |  |  | 0 |  |  | #N/A | [12 empty] | 0 | [13 empty] | 0% | 0% |  | 0 | 0 | 0 | 0 | 0 | 0 | 0 | 0 | 0 | 0 | 0 | [44 empty] | 0
MCE Commercial | [10 empty] | 0 | 0 |  |  |  | 0 |  |  | #N/A | [12 empty] | 0 | [13 empty] | 0% | 0% |  | 0 | 0 | 0 | 0 | 0 | 0 | 0 | 0 | 0 | 0 | 0 | [44 empty] | 0
MCE Commercial | [10 empty] | 0 | 0 |  |  |  | 0 |  |  | #N/A | [12 empty] | 0 | [13 empty] | 0% | 0% |  | 0 | 0 | 0 | 0 | 0 | 0 | 0 | 0 | 0 | 0 | 0 | [44 empty] | 0
MCE Commercial | [10 empty] | 0 | 0 |  |  |  | 0 |  |  | #N/A | [12 empty] | 0 | [13 empty] | 0% | 0% |  | 0 | 0 | 0 | 0 | 0 | 0 | 0 | 0 | 0 | 0 | 0 | [44 empty] | 0
MCE Commercial | [10 empty] | 0 | 0 |  |  |  | 0 |  |  | #N/A | [12 empty] | 0 | [13 empty] | 0% | 0% |  | 0 | 0 | 0 | 0 | 0 | 0 | 0 | 0 | 0 | 0 | 0 | [44 empty] | 0
MCE Commercial | [10 empty] | 0 | 0 |  |  |  | 0 |  |  | #N/A | [12 empty] | 0 | [13 empty] | 0% | 0% |  | 0 | 0 | 0 | 0 | 0 | 0 | 0 | 0 | 0 | 0 | 0 | [44 empty] | 0
MCE Commercial | [10 empty] | 0 | 0 |  |  |  | 0 |  |  | #N/A | [12 empty] | 0 | [13 empty] | 0% | 0% |  | 0 | 0 | 0 | 0 | 0 | 0 | 0 | 0 | 0 | 0 | 0 | [44 empty] | 0
MCE Commercial | [10 empty] | 0 | 0 |  |  |  | 0 |  |  | #N/A | [12 empty] | 0 | [13 empty] | 0% | 0% |  | 0 | 0 | 0 | 0 | 0 | 0 | 0 | 0 | 0 | 0 | 0 | [44 empty] | 0
MCE Commercial | [10 empty] | 0 | 0 |  |  |  | 0 |  |  | #N/A | [12 empty] | 0 | [13 empty] | 0% | 0% |  | 0 | 0 | 0 | 0 | 0 | 0 | 0 | 0 | 0 | 0 | 0 | [44 empty] | 0
MCE Commercial | [10 empty] | 0 | 0 |  |  |  | 0 |  |  | #N/A | [12 empty] | 0 | [13 empty] | 0% | 0% |  | 0 | 0 | 0 | 0 | 0 | 0 | 0 | 0 | 0 | 0 | 0 | [44 empty] | 0
MCE Commercial | [10 empty] | 0 | 0 |  |  |  | 0 |  |  | #N/A | [12 empty] | 0 | [13 empty] | 0% | 0% |  | 0 | 0 | 0 | 0 | 0 | 0 | 0 | 0 | 0 | 0 | 0 | [44 empty] | 0
MCE Commercial | [10 empty] | 0 | 0 |  |  |  | 0 |  |  | #N/A | [12 empty] | 0 | [13 empty] | 0% | 0% |  | 0 | 0 | 0 | 0 | 0 | 0 | 0 | 0 | 0 | 0 | 0 | [44 empty] | 0
MCE Commercial | [10 empty] | 0 | 0 |  |  |  | 0 |  |  | #N/A | [12 empty] | 0 | [13 empty] | 0% | 0% |  | 0 | 0 | 0 | 0 | 0 | 0 | 0 | 0 | 0 | 0 | 0 | [44 empty] | 0
MCE Commercial | [10 empty] | 0 | 0 |  |  |  | 0 |  |  | #N/A | [12 empty] | 0 | [13 empty] | 0% | 0% |  | 0 | 0 | 0 | 0 | 0 | 0 | 0 | 0 | 0 | 0 | 0 | [44 empty] | 0
MCE Commercial | [10 empty] | 0 | 0 |  |  |  | 0 |  |  | #N/A | [12 empty] | 0 | [13 empty] | 0% | 0% |  | 0 | 0 | 0 | 0 | 0 | 0 | 0 | 0 | 0 | 0 | 0 | [44 empty] | 0
MCE Commercial | [10 empty] | 0 | 0 |  |  |  | 0 |  |  | #N/A | [12 empty] | 0 | [13 empty] | 0% | 0% |  | 0 | 0 | 0 | 0 | 0 | 0 | 0 | 0 | 0 | 0 | 0 | [44 empty] | 0
MCE Commercial | [10 empty] | 0 | 0 |  |  |  | 0 |  |  | #N/A | [12 empty] | 0 | [13 empty] | 0% | 0% |  | 0 | 0 | 0 | 0 | 0 | 0 | 0 | 0 | 0 | 0 | 0 | [44 empty] | 0
MCE Commercial | [10 empty] | 0 | 0 |  |  |  | 0 |  |  | #N/A | [12 empty] | 0 | [13 empty] | 0% | 0% |  | 0 | 0 | 0 | 0 | 0 | 0 | 0 | 0 | 0 | 0 | 0 | [44 empty] | 0
MCE Commercial | [10 empty] | 0 | 0 |  |  |  | 0 |  |  | #N/A | [12 empty] | 0 | [13 empty] | 0% | 0% |  | 0 | 0 | 0 | 0 | 0 | 0 | 0 | 0 | 0 | 0 | 0 | [44 empty] | 0
MCE Commercial | [10 empty] | 0 | 0 |  |  |  | 0 |  |  | #N/A | [12 empty] | 0 | [13 empty] | 0% | 0% |  | 0 | 0 | 0 | 0 | 0 | 0 | 0 | 0 | 0 | 0 | 0 | [44 empty] | 0
MCE Commercial | [10 empty] | 0 | 0 |  |  |  | 0 |  |  | #N/A | [12 empty] | 0 | [13 empty] | 0% | 0% |  | 0 | 0 | 0 | 0 | 0 | 0 | 0 | 0 | 0 | 0 | 0 | [44 empty] | 0
MCE Commercial | [10 empty] | 0 | 0 |  |  |  | 0 |  |  | #N/A | [12 empty] | 0 | [13 empty] | 0% | 0% |  | 0 | 0 | 0 | 0 | 0 | 0 | 0 | 0 | 0 | 0 | 0 | [44 empty] | 0
MCE Commercial | [10 empty] | 0 | 0 |  |  |  | 0 |  |  | #N/A | [12 empty] | 0 | [13 empty] | 0% | 0% |  | 0 | 0 | 0 | 0 | 0 | 0 | 0 | 0 | 0 | 0 | 0 | [44 empty] | 0
MCE Commercial | [10 empty] | 0 | 0 |  |  |  | 0 |  |  | #N/A | [12 empty] | 0 | [13 empty] | 0% | 0% |  | 0 | 0 | 0 | 0 | 0 | 0 | 0 | 0 | 0 | 0 | 0 | [44 empty] | 0
MCE Commercial | [10 empty] | 0 | 0 |  |  |  | 0 |  |  | #N/A | [12 empty] | 0 | [13 empty] | 0% | 0% |  | 0 | 0 | 0 | 0 | 0 | 0 | 0 | 0 | 0 | 0 | 0 | [44 empty] | 0
MCE Commercial | [10 empty] | 0 | 0 |  |  |  | 0 |  |  | #N/A | [12 empty] | 0 | [13 empty] | 0% | 0% |  | 0 | 0 | 0 | 0 | 0 | 0 | 0 | 0 | 0 | 0 | 0 | [44 empty] | 0
MCE Commercial | [10 empty] | 0 | 0 |  |  |  | 0 |  |  | #N/A | [12 empty] | 0 | [13 empty] | 0% | 0% |  | 0 | 0 | 0 | 0 | 0 | 0 | 0 | 0 | 0 | 0 | 0 | [44 empty] | 0
MCE Commercial | [10 empty] | 0 | 0 |  |  |  | 0 |  |  | #N/A | [12 empty] | 0 | [13 empty] | 0% | 0% |  | 0 | 0 | 0 | 0 | 0 | 0 | 0 | 0 | 0 | 0 | 0 | [44 empty] | 0
MCE Commercial | [10 empty] | 0 | 0 |  |  |  | 0 |  |  | #N/A | [12 empty] | 0 | [13 empty] | 0% | 0% |  | 0 | 0 | 0 | 0 | 0 | 0 | 0 | 0 | 0 | 0 | 0 | [44 empty] | 0
MCE Commercial | [10 empty] | 0 | 0 |  |  |  | 0 |  |  | #N/A | [12 empty] | 0 | [13 empty] | 0% | 0% |  | 0 | 0 | 0 | 0 | 0 | 0 | 0 | 0 | 0 | 0 | 0 | [44 empty] | 0
MCE Commercial | [10 empty] | 0 | 0 |  |  |  | 0 |  |  | #N/A | [12 empty] | 0 | [13 empty] | 0% | 0% |  | 0 | 0 | 0 | 0 | 0 | 0 | 0 | 0 | 0 | 0 | 0 | [44 empty] | 0
MCE Commercial | [10 empty] | 0 | 0 |  |  |  | 0 |  |  | #N/A | [12 empty] | 0 | [13 empty] | 0% | 0% |  | 0 | 0 | 0 | 0 | 0 | 0 | 0 | 0 | 0 | 0 | 0 | [44 empty] | 0
MCE Commercial | [10 empty] | 0 | 0 |  |  |  | 0 |  |  | #N/A | [12 empty] | 0 | [13 empty] | 0% | 0% |  | 0 | 0 | 0 | 0 | 0 | 0 | 0 | 0 | 0 | 0 | 0 | [44 empty] | 0
MCE Commercial | [10 empty] | 0 | 0 |  |  |  | 0 |  |  | #N/A | [12 empty] | 0 | [13 empty] | 0% | 0% |  | 0 | 0 | 0 | 0 | 0 | 0 | 0 | 0 | 0 | 0 | 0 | [44 empty] | 0
MCE Commercial | [10 empty] | 0 | 0 |  |  |  | 0 |  |  | #N/A | [12 empty] | 0 | [13 empty] | 0% | 0% |  | 0 | 0 | 0 | 0 | 0 | 0 | 0 | 0 | 0 | 0 | 0 | [44 empty] | 0
MCE Commercial | [10 empty] | 0 | 0 |  |  |  | 0 |  |  | #N/A | [12 empty] | 0 | [13 empty] | 0% | 0% |  | 0 | 0 | 0 | 0 | 0 | 0 | 0 | 0 | 0 | 0 | 0 | [44 empty] | 0
MCE Commercial | [10 empty] | 0 | 0 |  |  |  | 0 |  |  | #N/A | [12 empty] | 0 | [13 empty] | 0% | 0% |  | 0 | 0 | 0 | 0 | 0 | 0 | 0 | 0 | 0 | 0 | 0 | [44 empty] | 0
MCE Commercial | [10 empty] | 0 | 0 |  |  |  | 0 |  |  | #N/A | [12 empty] | 0 | [13 empty] | 0% | 0% |  | 0 | 0 | 0 | 0 | 0 | 0 | 0 | 0 | 0 | 0 | 0 | [44 empty] | 0
MCE Commercial | [10 empty] | 0 | 0 |  |  |  | 0 |  |  | #N/A | [12 empty] | 0 | [13 empty] | 0% | 0% |  | 0 | 0 | 0 | 0 | 0 | 0 | 0 | 0 | 0 | 0 | 0 | [44 empty] | 0
MCE Commercial | [10 empty] | 0 | 0 |  |  |  | 0 |  |  | #N/A | [12 empty] | 0 | [13 empty] | 0% | 0% |  | 0 | 0 | 0 | 0 | 0 | 0 | 0 | 0 | 0 | 0 | 0 | [44 empty] | 0
MCE Commercial | [10 empty] | 0 | 0 |  |  |  | 0 |  |  | #N/A | [12 empty] | 0 | [13 empty] | 0% | 0% |  | 0 | 0 | 0 | 0 | 0 | 0 | 0 | 0 | 0 | 0 | 0 | [44 empty] | 0
MCE Commercial | [10 empty] | 0 | 0 |  |  |  | 0 |  |  | #N/A | [12 empty] | 0 | [13 empty] | 0% | 0% |  | 0 | 0 | 0 | 0 | 0 | 0 | 0 | 0 | 0 | 0 | 0 | [44 empty] | 0
MCE Commercial | [10 empty] | 0 | 0 |  |  |  | 0 |  |  | #N/A | [12 empty] | 0 | [13 empty] | 0% | 0% |  | 0 | 0 | 0 | 0 | 0 | 0 | 0 | 0 | 0 | 0 | 0 | [44 empty] | 0
MCE Commercial | [10 empty] | 0 | 0 |  |  |  | 0 |  |  | #N/A | [12 empty] | 0 | [13 empty] | 0% | 0% |  | 0 | 0 | 0 | 0 | 0 | 0 | 0 | 0 | 0 | 0 | 0 | [44 empty] | 0
MCE Commercial | [10 empty] | 0 | 0 |  |  |  | 0 |  |  | #N/A | [12 empty] | 0 | [13 empty] | 0% | 0% |  | 0 | 0 | 0 | 0 | 0 | 0 | 0 | 0 | 0 | 0 | 0 | [44 empty] | 0
MCE Commercial | [10 empty] | 0 | 0 |  |  |  | 0 |  |  | #N/A | [12 empty] | 0 | [13 empty] | 0% | 0% |  | 0 | 0 | 0 | 0 | 0 | 0 | 0 | 0 | 0 | 0 | 0 | [44 empty] | 0
MCE Commercial | [10 empty] | 0 | 0 |  |  |  | 0 |  |  | #N/A | [12 empty] | 0 | [13 empty] | 0% | 0% |  | 0 | 0 | 0 | 0 | 0 | 0 | 0 | 0 | 0 | 0 | 0 | [44 empty] | 0
MCE Commercial | [10 empty] | 0 | 0 |  |  |  | 0 |  |  | #N/A | [12 empty] | 0 | [13 empty] | 0% | 0% |  | 0 | 0 | 0 | 0 | 0 | 0 | 0 | 0 | 0 | 0 | 0 | [44 empty] | 0
MCE Commercial | [10 empty] | 0 | 0 |  |  |  | 0 |  |  | #N/A | [12 empty] | 0 | [13 empty] | 0% | 0% |  | 0 | 0 | 0 | 0 | 0 | 0 | 0 | 0 | 0 | 0 | 0 | [44 empty] | 0
MCE Commercial | [10 empty] | 0 | 0 |  |  |  | 0 |  |  | #N/A | [12 empty] | 0 | [13 empty] | 0% | 0% |  | 0 | 0 | 0 | 0 | 0 | 0 | 0 | 0 | 0 | 0 | 0 | [44 empty] | 0
MCE Commercial | [10 empty] | 0 | 0 |  |  |  | 0 |  |  | #N/A | [12 empty] | 0 | [13 empty] | 0% | 0% |  | 0 | 0 | 0 | 0 | 0 | 0 | 0 | 0 | 0 | 0 | 0 | [44 empty] | 0
MCE Commercial | [10 empty] | 0 | 0 |  |  |  | 0 |  |  | #N/A | [12 empty] | 0 | [13 empty] | 0% | 0% |  | 0 | 0 | 0 | 0 | 0 | 0 | 0 | 0 | 0 | 0 | 0 | [44 empty] | 0
MCE Commercial | [10 empty] | 0 | 0 |  |  |  | 0 |  |  | #N/A | [12 empty] | 0 | [13 empty] | 0% | 0% |  | 0 | 0 | 0 | 0 | 0 | 0 | 0 | 0 | 0 | 0 | 0 | [44 empty] | 0
MCE Commercial | [10 empty] | 0 | 0 |  |  |  | 0 |  |  | #N/A | [12 empty] | 0 | [13 empty] | 0% | 0% |  | 0 | 0 | 0 | 0 | 0 | 0 | 0 | 0 | 0 | 0 | 0 | [44 empty] | 0
MCE Commercial | [10 empty] | 0 | 0 |  |  |  | 0 |  |  | #N/A | [12 empty] | 0 | [13 empty] | 0% | 0% |  | 0 | 0 | 0 | 0 | 0 | 0 | 0 | 0 | 0 | 0 | 0 | [44 empty] | 0
MCE Commercial | [10 empty] | 0 | 0 |  |  |  | 0 |  |  | #N/A | [12 empty] | 0 | [13 empty] | 0% | 0% |  | 0 | 0 | 0 | 0 | 0 | 0 | 0 | 0 | 0 | 0 | 0 | [44 empty] | 0
MCE Commercial | [10 empty] | 0 | 0 |  |  |  | 0 |  |  | #N/A | [12 empty] | 0 | [13 empty] | 0% | 0% |  | 0 | 0 | 0 | 0 | 0 | 0 | 0 | 0 | 0 | 0 | 0 | [44 empty] | 0
MCE Commercial | [10 empty] | 0 | 0 |  |  |  | 0 |  |  | #N/A | [12 empty] | 0 | [13 empty] | 0% | 0% |  | 0 | 0 | 0 | 0 | 0 | 0 | 0 | 0 | 0 | 0 | 0 | [44 empty] | 0
MCE Commercial | [10 empty] | 0 | 0 |  |  |  | 0 |  |  | #N/A | [12 empty] | 0 | [13 empty] | 0% | 0% |  | 0 | 0 | 0 | 0 | 0 | 0 | 0 | 0 | 0 | 0 | 0 | [44 empty] | 0
MCE Commercial | [10 empty] | 0 | 0 |  |  |  | 0 |  |  | #N/A | [12 empty] | 0 | [13 empty] | 0% | 0% |  | 0 | 0 | 0 | 0 | 0 | 0 | 0 | 0 | 0 | 0 | 0 | [44 empty] | 0
MCE Commercial | [10 empty] | 0 | 0 |  |  |  | 0 |  |  | #N/A | [12 empty] | 0 | [13 empty] | 0% | 0% |  | 0 | 0 | 0 | 0 | 0 | 0 | 0 | 0 | 0 | 0 | 0 | [44 empty] | 0
MCE Commercial | [10 empty] | 0 | 0 |  |  |  | 0 |  |  | #N/A | [12 empty] | 0 | [13 empty] | 0% | 0% |  | 0 | 0 | 0 | 0 | 0 | 0 | 0 | 0 | 0 | 0 | 0 | [44 empty] | 0
MCE Commercial | [10 empty] | 0 | 0 |  |  |  | 0 |  |  | #N/A | [12 empty] | 0 | [13 empty] | 0% | 0% |  | 0 | 0 | 0 | 0 | 0 | 0 | 0 | 0 | 0 | 0 | 0 | [44 empty] | 0
MCE Commercial | [10 empty] | 0 | 0 |  |  |  | 0 |  |  | #N/A | [12 empty] | 0 | [13 empty] | 0% | 0% |  | 0 | 0 | 0 | 0 | 0 | 0 | 0 | 0 | 0 | 0 | 0 | [44 empty] | 0
MCE Commercial | [10 empty] | 0 | 0 |  |  |  | 0 |  |  | #N/A | [12 empty] | 0 | [13 empty] | 0% | 0% |  | 0 | 0 | 0 | 0 | 0 | 0 | 0 | 0 | 0 | 0 | 0 | [44 empty] | 0
MCE Commercial | [10 empty] | 0 | 0 |  |  |  | 0 |  |  | #N/A | [12 empty] | 0 | [13 empty] | 0% | 0% |  | 0 | 0 | 0 | 0 | 0 | 0 | 0 | 0 | 0 | 0 | 0 | [44 empty] | 0
MCE Commercial | [10 empty] | 0 | 0 |  |  |  | 0 |  |  | #N/A | [12 empty] | 0 | [13 empty] | 0% | 0% |  | 0 | 0 | 0 | 0 | 0 | 0 | 0 | 0 | 0 | 0 | 0 | [44 empty] | 0
MCE Commercial | [10 empty] | 0 | 0 |  |  |  | 0 |  |  | #N/A | [12 empty] | 0 | [13 empty] | 0% | 0% |  | 0 | 0 | 0 | 0 | 0 | 0 | 0 | 0 | 0 | 0 | 0 | [44 empty] | 0
MCE Commercial | [10 empty] | 0 | 0 |  |  |  | 0 |  |  | #N/A | [12 empty] | 0 | [13 empty] | 0% | 0% |  | 0 | 0 | 0 | 0 | 0 | 0 | 0 | 0 | 0 | 0 | 0 | [44 empty] | 0
MCE Commercial | [10 empty] | 0 | 0 |  |  |  | 0 |  |  | #N/A | [12 empty] | 0 | [13 empty] | 0% | 0% |  | 0 | 0 | 0 | 0 | 0 | 0 | 0 | 0 | 0 | 0 | 0 | [44 empty] | 0
MCE Commercial | [10 empty] | 0 | 0 |  |  |  | 0 |  |  | #N/A | [12 empty] | 0 | [13 empty] | 0% | 0% |  | 0 | 0 | 0 | 0 | 0 | 0 | 0 | 0 | 0 | 0 | 0 | [44 empty] | 0
MCE Commercial | [10 empty] | 0 | 0 |  |  |  | 0 |  |  | #N/A | [12 empty] | 0 | [13 empty] | 0% | 0% |  | 0 | 0 | 0 | 0 | 0 | 0 | 0 | 0 | 0 | 0 | 0 | [44 empty] | 0
MCE Commercial | [10 empty] | 0 | 0 |  |  |  | 0 |  |  | #N/A | [12 empty] | 0 | [13 empty] | 0% | 0% |  | 0 | 0 | 0 | 0 | 0 | 0 | 0 | 0 | 0 | 0 | 0 | [44 empty] | 0
MCE Commercial | [10 empty] | 0 | 0 |  |  |  | 0 |  |  | #N/A | [12 empty] | 0 | [13 empty] | 0% | 0% |  | 0 | 0 | 0 | 0 | 0 | 0 | 0 | 0 | 0 | 0 | 0 | [44 empty] | 0
MCE Commercial | [10 empty] | 0 | 0 |  |  |  | 0 |  |  | #N/A | [12 empty] | 0 | [13 empty] | 0% | 0% |  | 0 | 0 | 0 | 0 | 0 | 0 | 0 | 0 | 0 | 0 | 0 | [44 empty] | 0
MCE Commercial | [10 empty] | 0 | 0 |  |  |  | 0 |  |  | #N/A | [12 empty] | 0 | [13 empty] | 0% | 0% |  | 0 | 0 | 0 | 0 | 0 | 0 | 0 | 0 | 0 | 0 | 0 | [44 empty] | 0
MCE Commercial | [10 empty] | 0 | 0 |  |  |  | 0 |  |  | #N/A | [12 empty] | 0 | [13 empty] | 0% | 0% |  | 0 | 0 | 0 | 0 | 0 | 0 | 0 | 0 | 0 | 0 | 0 | [44 empty] | 0
MCE Commercial | [10 empty] | 0 | 0 |  |  |  | 0 |  |  | #N/A | [12 empty] | 0 | [13 empty] | 0% | 0% |  | 0 | 0 | 0 | 0 | 0 | 0 | 0 | 0 | 0 | 0 | 0 | [44 empty] | 0
MCE Commercial | [10 empty] | 0 | 0 |  |  |  | 0 |  |  | #N/A | [12 empty] | 0 | [13 empty] | 0% | 0% |  | 0 | 0 | 0 | 0 | 0 | 0 | 0 | 0 | 0 | 0 | 0 | [44 empty] | 0
MCE Commercial | [10 empty] | 0 | 0 |  |  |  | 0 |  |  | #N/A | [12 empty] | 0 | [13 empty] | 0% | 0% |  | 0 | 0 | 0 | 0 | 0 | 0 | 0 | 0 | 0 | 0 | 0 | [44 empty] | 0
MCE Commercial | [10 empty] | 0 | 0 |  |  |  | 0 |  |  | #N/A | [12 empty] | 0 | [13 empty] | 0% | 0% |  | 0 | 0 | 0 | 0 | 0 | 0 | 0 | 0 | 0 | 0 | 0 | [44 empty] | 0
MCE Commercial | [10 empty] | 0 | 0 |  |  |  | 0 |  |  | #N/A | [12 empty] | 0 | [13 empty] | 0% | 0% |  | 0 | 0 | 0 | 0 | 0 | 0 | 0 | 0 | 0 | 0 | 0 | [44 empty] | 0
MCE Commercial | [10 empty] | 0 | 0 |  |  |  | 0 |  |  | #N/A | [12 empty] | 0 | [13 empty] | 0% | 0% |  | 0 | 0 | 0 | 0 | 0 | 0 | 0 | 0 | 0 | 0 | 0 | [44 empty] | 0
MCE Commercial | [10 empty] | 0 | 0 |  |  |  | 0 |  |  | #N/A | [12 empty] | 0 | [13 empty] | 0% | 0% |  | 0 | 0 | 0 | 0 | 0 | 0 | 0 | 0 | 0 | 0 | 0 | [44 empty] | 0
MCE Commercial | [10 empty] | 0 | 0 |  |  |  | 0 |  |  | #N/A | [12 empty] | 0 | [13 empty] | 0% | 0% |  | 0 | 0 | 0 | 0 | 0 | 0 | 0 | 0 | 0 | 0 | 0 | [44 empty] | 0
MCE Commercial | [10 empty] | 0 | 0 |  |  |  | 0 |  |  | #N/A | [12 empty] | 0 | [13 empty] | 0% | 0% |  | 0 | 0 | 0 | 0 | 0 | 0 | 0 | 0 | 0 | 0 | 0 | [44 empty] | 0
MCE Commercial | [10 empty] | 0 | 0 |  |  |  | 0 |  |  | #N/A | [12 empty] | 0 | [13 empty] | 0% | 0% |  | 0 | 0 | 0 | 0 | 0 | 0 | 0 | 0 | 0 | 0 | 0 | [44 empty] | 0
MCE Commercial | [10 empty] | 0 | 0 |  |  |  | 0 |  |  | #N/A | [12 empty] | 0 | [13 empty] | 0% | 0% |  | 0 | 0 | 0 | 0 | 0 | 0 | 0 | 0 | 0 | 0 | 0 | [44 empty] | 0
MCE Commercial | [10 empty] | 0 | 0 |  |  |  | 0 |  |  | #N/A | [12 empty] | 0 | [13 empty] | 0% | 0% |  | 0 | 0 | 0 | 0 | 0 | 0 | 0 | 0 | 0 | 0 | 0 | [44 empty] | 0
MCE Commercial | [10 empty] | 0 | 0 |  |  |  | 0 |  |  | #N/A | [12 empty] | 0 | [13 empty] | 0% | 0% |  | 0 | 0 | 0 | 0 | 0 | 0 | 0 | 0 | 0 | 0 | 0 | [44 empty] | 0
MCE Commercial | [10 empty] | 0 | 0 |  |  |  | 0 |  |  | #N/A | [12 empty] | 0 | [13 empty] | 0% | 0% |  | 0 | 0 | 0 | 0 | 0 | 0 | 0 | 0 | 0 | 0 | 0 | [44 empty] | 0
MCE Commercial | [10 empty] | 0 | 0 |  |  |  | 0 |  |  | #N/A | [12 empty] | 0 | [13 empty] | 0% | 0% |  | 0 | 0 | 0 | 0 | 0 | 0 | 0 | 0 | 0 | 0 | 0 | [44 empty] | 0
MCE Commercial | [10 empty] | 0 | 0 |  |  |  | 0 |  |  | #N/A | [12 empty] | 0 | [13 empty] | 0% | 0% |  | 0 | 0 | 0 | 0 | 0 | 0 | 0 | 0 | 0 | 0 | 0 | [44 empty] | 0
MCE Commercial | [10 empty] | 0 | 0 |  |  |  | 0 |  |  | #N/A | [12 empty] | 0 | [13 empty] | 0% | 0% |  | 0 | 0 | 0 | 0 | 0 | 0 | 0 | 0 | 0 | 0 | 0 | [44 empty] | 0
MCE Commercial | [10 empty] | 0 | 0 |  |  |  | 0 |  |  | #N/A | [12 empty] | 0 | [13 empty] | 0% | 0% |  | 0 | 0 | 0 | 0 | 0 | 0 | 0 | 0 | 0 | 0 | 0 | [44 empty] | 0
MCE Commercial | [10 empty] | 0 | 0 |  |  |  | 0 |  |  | #N/A | [12 empty] | 0 | [13 empty] | 0% | 0% |  | 0 | 0 | 0 | 0 | 0 | 0 | 0 | 0 | 0 | 0 | 0 | [44 empty] | 0
MCE Commercial | [10 empty] | 0 | 0 |  |  |  | 0 |  |  | #N/A | [12 empty] | 0 | [13 empty] | 0% | 0% |  | 0 | 0 | 0 | 0 | 0 | 0 | 0 | 0 | 0 | 0 | 0 | [44 empty] | 0
MCE Commercial | [10 empty] | 0 | 0 |  |  |  | 0 |  |  | #N/A | [12 empty] | 0 | [13 empty] | 0% | 0% |  | 0 | 0 | 0 | 0 | 0 | 0 | 0 | 0 | 0 | 0 | 0 | [44 empty] | 0
MCE Commercial | [10 empty] | 0 | 0 |  |  |  | 0 |  |  | #N/A | [12 empty] | 0 | [13 empty] | 0% | 0% |  | 0 | 0 | 0 | 0 | 0 | 0 | 0 | 0 | 0 | 0 | 0 | [44 empty] | 0
MCE Commercial | [10 empty] | 0 | 0 |  |  |  | 0 |  |  | #N/A | [12 empty] | 0 | [13 empty] | 0% | 0% |  | 0 | 0 | 0 | 0 | 0 | 0 | 0 | 0 | 0 | 0 | 0 | [44 empty] | 0
MCE Commercial | [10 empty] | 0 | 0 |  |  |  | 0 |  |  | #N/A | [12 empty] | 0 | [13 empty] | 0% | 0% |  | 0 | 0 | 0 | 0 | 0 | 0 | 0 | 0 | 0 | 0 | 0 | [44 empty] | 0
MCE Commercial | [10 empty] | 0 | 0 |  |  |  | 0 |  |  | #N/A | [12 empty] | 0 | [13 empty] | 0% | 0% |  | 0 | 0 | 0 | 0 | 0 | 0 | 0 | 0 | 0 | 0 | 0 | [44 empty] | 0
MCE Commercial | [10 empty] | 0 | 0 |  |  |  | 0 |  |  | #N/A | [12 empty] | 0 | [13 empty] | 0% | 0% |  | 0 | 0 | 0 | 0 | 0 | 0 | 0 | 0 | 0 | 0 | 0 | [44 empty] | 0
MCE Commercial | [10 empty] | 0 | 0 |  |  |  | 0 |  |  | #N/A | [12 empty] | 0 | [13 empty] | 0% | 0% |  | 0 | 0 | 0 | 0 | 0 | 0 | 0 | 0 | 0 | 0 | 0 | [44 empty] | 0
MCE Commercial | [10 empty] | 0 | 0 |  |  |  | 0 |  |  | #N/A | [12 empty] | 0 | [13 empty] | 0% | 0% |  | 0 | 0 | 0 | 0 | 0 | 0 | 0 | 0 | 0 | 0 | 0 | [44 empty] | 0
MCE Commercial | [10 empty] | 0 | 0 |  |  |  | 0 |  |  | #N/A | [12 empty] | 0 | [13 empty] | 0% | 0% |  | 0 | 0 | 0 | 0 | 0 | 0 | 0 | 0 | 0 | 0 | 0 | [44 empty] | 0
MCE Commercial | [10 empty] | 0 | 0 |  |  |  | 0 |  |  | #N/A | [12 empty] | 0 | [13 empty] | 0% | 0% |  | 0 | 0 | 0 | 0 | 0 | 0 | 0 | 0 | 0 | 0 | 0 | [44 empty] | 0
MCE Commercial | [10 empty] | 0 | 0 |  |  |  | 0 |  |  | #N/A | [12 empty] | 0 | [13 empty] | 0% | 0% |  | 0 | 0 | 0 | 0 | 0 | 0 | 0 | 0 | 0 | 0 | 0 | [44 empty] | 0
MCE Commercial | [10 empty] | 0 | 0 |  |  |  | 0 |  |  | #N/A | [12 empty] | 0 | [13 empty] | 0% | 0% |  | 0 | 0 | 0 | 0 | 0 | 0 | 0 | 0 | 0 | 0 | 0 | [44 empty] | 0
MCE Commercial | [10 empty] | 0 | 0 |  |  |  | 0 |  |  | #N/A | [12 empty] | 0 | [13 empty] | 0% | 0% |  | 0 | 0 | 0 | 0 | 0 | 0 | 0 | 0 | 0 | 0 | 0 | [44 empty] | 0
MCE Commercial | [10 empty] | 0 | 0 |  |  |  | 0 |  |  | #N/A | [12 empty] | 0 | [13 empty] | 0% | 0% |  | 0 | 0 | 0 | 0 | 0 | 0 | 0 | 0 | 0 | 0 | 0 | [44 empty] | 0
MCE Commercial | [10 empty] | 0 | 0 |  |  |  | 0 |  |  | #N/A | [12 empty] | 0 | [13 empty] | 0% | 0% |  | 0 | 0 | 0 | 0 | 0 | 0 | 0 | 0 | 0 | 0 | 0 | [44 empty] | 0
MCE Commercial | [10 empty] | 0 | 0 |  |  |  | 0 |  |  | #N/A | [12 empty] | 0 | [13 empty] | 0% | 0% |  | 0 | 0 | 0 | 0 | 0 | 0 | 0 | 0 | 0 | 0 | 0 | [44 empty] | 0
MCE Commercial | [10 empty] | 0 | 0 |  |  |  | 0 |  |  | #N/A | [12 empty] | 0 | [13 empty] | 0% | 0% |  | 0 | 0 | 0 | 0 | 0 | 0 | 0 | 0 | 0 | 0 | 0 | [44 empty] | 0
MCE Commercial | [10 empty] | 0 | 0 |  |  |  | 0 |  |  | #N/A | [12 empty] | 0 | [13 empty] | 0% | 0% |  | 0 | 0 | 0 | 0 | 0 | 0 | 0 | 0 | 0 | 0 | 0 | [44 empty] | 0
MCE Commercial | [10 empty] | 0 | 0 |  |  |  | 0 |  |  | #N/A | [12 empty] | 0 | [13 empty] | 0% | 0% |  | 0 | 0 | 0 | 0 | 0 | 0 | 0 | 0 | 0 | 0 | 0 | [44 empty] | 0
MCE Commercial | [10 empty] | 0 | 0 |  |  |  | 0 |  |  | #N/A | [12 empty] | 0 | [13 empty] | 0% | 0% |  | 0 | 0 | 0 | 0 | 0 | 0 | 0 | 0 | 0 | 0 | 0 | [44 empty] | 0
MCE Commercial | [10 empty] | 0 | 0 |  |  |  | 0 |  |  | #N/A | [12 empty] | 0 | [13 empty] | 0% | 0% |  | 0 | 0 | 0 | 0 | 0 | 0 | 0 | 0 | 0 | 0 | 0 | [44 empty] | 0
MCE Commercial | [10 empty] | 0 | 0 |  |  |  | 0 |  |  | #N/A | [12 empty] | 0 | [13 empty] | 0% | 0% |  | 0 | 0 | 0 | 0 | 0 | 0 | 0 | 0 | 0 | 0 | 0 | [44 empty] | 0
MCE Commercial | [10 empty] | 0 | 0 |  |  |  | 0 |  |  | #N/A | [12 empty] | 0 | [13 empty] | 0% | 0% |  | 0 | 0 | 0 | 0 | 0 | 0 | 0 | 0 | 0 | 0 | 0 | [44 empty] | 0
MCE Commercial | [10 empty] | 0 | 0 |  |  |  | 0 |  |  | #N/A | [12 empty] | 0 | [13 empty] | 0% | 0% |  | 0 | 0 | 0 | 0 | 0 | 0 | 0 | 0 | 0 | 0 | 0 | [44 empty] | 0
MCE Commercial | [10 empty] | 0 | 0 |  |  |  | 0 |  |  | #N/A | [12 empty] | 0 | [13 empty] | 0% | 0% |  | 0 | 0 | 0 | 0 | 0 | 0 | 0 | 0 | 0 | 0 | 0 | [44 empty] | 0
MCE Commercial | [10 empty] | 0 | 0 |  |  |  | 0 |  |  | #N/A | [12 empty] | 0 | [13 empty] | 0% | 0% |  | 0 | 0 | 0 | 0 | 0 | 0 | 0 | 0 | 0 | 0 | 0 | [44 empty] | 0
MCE Commercial | [10 empty] | 0 | 0 |  |  |  | 0 |  |  | #N/A | [12 empty] | 0 | [13 empty] | 0% | 0% |  | 0 | 0 | 0 | 0 | 0 | 0 | 0 | 0 | 0 | 0 | 0 | [44 empty] | 0
MCE Commercial | [10 empty] | 0 | 0 |  |  |  | 0 |  |  | #N/A | [12 empty] | 0 | [13 empty] | 0% | 0% |  | 0 | 0 | 0 | 0 | 0 | 0 | 0 | 0 | 0 | 0 | 0 | [44 empty] | 0
MCE Commercial | [10 empty] | 0 | 0 |  |  |  | 0 |  |  | #N/A | [12 empty] | 0 | [13 empty] | 0% | 0% |  | 0 | 0 | 0 | 0 | 0 | 0 | 0 | 0 | 0 | 0 | 0 | [44 empty] | 0
MCE Commercial | [10 empty] | 0 | 0 |  |  |  | 0 |  |  | #N/A | [12 empty] | 0 | [13 empty] | 0% | 0% |  | 0 | 0 | 0 | 0 | 0 | 0 | 0 | 0 | 0 | 0 | 0 | [44 empty] | 0
MCE Commercial | [10 empty] | 0 | 0 |  |  |  | 0 |  |  | #N/A | [12 empty] | 0 | [13 empty] | 0% | 0% |  | 0 | 0 | 0 | 0 | 0 | 0 | 0 | 0 | 0 | 0 | 0 | [44 empty] | 0
MCE Commercial | [10 empty] | 0 | 0 |  |  |  | 0 |  |  | #N/A | [12 empty] | 0 | [13 empty] | 0% | 0% |  | 0 | 0 | 0 | 0 | 0 | 0 | 0 | 0 | 0 | 0 | 0 | [44 empty] | 0
MCE Commercial | [10 empty] | 0 | 0 |  |  |  | 0 |  |  | #N/A | [12 empty] | 0 | [13 empty] | 0% | 0% |  | 0 | 0 | 0 | 0 | 0 | 0 | 0 | 0 | 0 | 0 | 0 | [44 empty] | 0
MCE Commercial | [10 empty] | 0 | 0 |  |  |  | 0 |  |  | #N/A | [12 empty] | 0 | [13 empty] | 0% | 0% |  | 0 | 0 | 0 | 0 | 0 | 0 | 0 | 0 | 0 | 0 | 0 | [44 empty] | 0
MCE Commercial | [10 empty] | 0 | 0 |  |  |  | 0 |  |  | #N/A | [12 empty] | 0 | [13 empty] | 0% | 0% |  | 0 | 0 | 0 | 0 | 0 | 0 | 0 | 0 | 0 | 0 | 0 | [44 empty] | 0
MCE Commercial | [10 empty] | 0 | 0 |  |  |  | 0 |  |  | #N/A | [12 empty] | 0 | [13 empty] | 0% | 0% |  | 0 | 0 | 0 | 0 | 0 | 0 | 0 | 0 | 0 | 0 | 0 | [44 empty] | 0
MCE Commercial | [10 empty] | 0 | 0 |  |  |  | 0 |  |  | #N/A | [12 empty] | 0 | [13 empty] | 0% | 0% |  | 0 | 0 | 0 | 0 | 0 | 0 | 0 | 0 | 0 | 0 | 0 | [44 empty] | 0
MCE Commercial | [10 empty] | 0 | 0 |  |  |  | 0 |  |  | #N/A | [12 empty] | 0 | [13 empty] | 0% | 0% |  | 0 | 0 | 0 | 0 | 0 | 0 | 0 | 0 | 0 | 0 | 0 | [44 empty] | 0
MCE Commercial | [10 empty] | 0 | 0 |  |  |  | 0 |  |  | #N/A | [12 empty] | 0 | [13 empty] | 0% | 0% |  | 0 | 0 | 0 | 0 | 0 | 0 | 0 | 0 | 0 | 0 | 0 | [44 empty] | 0
MCE Commercial | [10 empty] | 0 | 0 |  |  |  | 0 |  |  | #N/A | [12 empty] | 0 | [13 empty] | 0% | 0% |  | 0 | 0 | 0 | 0 | 0 | 0 | 0 | 0 | 0 | 0 | 0 | [44 empty] | 0
MCE Commercial | [10 empty] | 0 | 0 |  |  |  | 0 |  |  | #N/A | [12 empty] | 0 | [13 empty] | 0% | 0% |  | 0 | 0 | 0 | 0 | 0 | 0 | 0 | 0 | 0 | 0 | 0 | [44 empty] | 0
MCE Commercial | [10 empty] | 0 | 0 |  |  |  | 0 |  |  | #N/A | [12 empty] | 0 | [13 empty] | 0% | 0% |  | 0 | 0 | 0 | 0 | 0 | 0 | 0 | 0 | 0 | 0 | 0 | [44 empty] | 0
MCE Commercial | [10 empty] | 0 | 0 |  |  |  | 0 |  |  | #N/A | [12 empty] | 0 | [13 empty] | 0% | 0% |  | 0 | 0 | 0 | 0 | 0 | 0 | 0 | 0 | 0 | 0 | 0 | [44 empty] | 0
MCE Commercial | [10 empty] | 0 | 0 |  |  |  | 0 |  |  | #N/A | [12 empty] | 0 | [13 empty] | 0% | 0% |  | 0 | 0 | 0 | 0 | 0 | 0 | 0 | 0 | 0 | 0 | 0 | [44 empty] | 0
MCE Commercial | [10 empty] | 0 | 0 |  |  |  | 0 |  |  | #N/A | [12 empty] | 0 | [13 empty] | 0% | 0% |  | 0 | 0 | 0 | 0 | 0 | 0 | 0 | 0 | 0 | 0 | 0 | [44 empty] | 0
MCE Commercial | [10 empty] | 0 | 0 |  |  |  | 0 |  |  | #N/A | [12 empty] | 0 | [13 empty] | 0% | 0% |  | 0 | 0 | 0 | 0 | 0 | 0 | 0 | 0 | 0 | 0 | 0 | [44 empty] | 0
MCE Commercial | [10 empty] | 0 | 0 |  |  |  | 0 |  |  | #N/A | [12 empty] | 0 | [13 empty] | 0% | 0% |  | 0 | 0 | 0 | 0 | 0 | 0 | 0 | 0 | 0 | 0 | 0 | [44 empty] | 0
MCE Commercial | [10 empty] | 0 | 0 |  |  |  | 0 |  |  | #N/A | [12 empty] | 0 | [13 empty] | 0% | 0% |  | 0 | 0 | 0 | 0 | 0 | 0 | 0 | 0 | 0 | 0 | 0 | [44 empty] | 0
MCE Commercial | [10 empty] | 0 | 0 |  |  |  | 0 |  |  | #N/A | [12 empty] | 0 | [13 empty] | 0% | 0% |  | 0 | 0 | 0 | 0 | 0 | 0 | 0 | 0 | 0 | 0 | 0 | [44 empty] | 0
MCE Commercial | [10 empty] | 0 | 0 |  |  |  | 0 |  |  | #N/A | [12 empty] | 0 | [13 empty] | 0% | 0% |  | 0 | 0 | 0 | 0 | 0 | 0 | 0 | 0 | 0 | 0 | 0 | [44 empty] | 0
MCE Commercial | [10 empty] | 0 | 0 |  |  |  | 0 |  |  | #N/A | [12 empty] | 0 | [13 empty] | 0% | 0% |  | 0 | 0 | 0 | 0 | 0 | 0 | 0 | 0 | 0 | 0 | 0 | [44 empty] | 0
MCE Commercial | [10 empty] | 0 | 0 |  |  |  | 0 |  |  | #N/A | [12 empty] | 0 | [13 empty] | 0% | 0% |  | 0 | 0 | 0 | 0 | 0 | 0 | 0 | 0 | 0 | 0 | 0 | [44 empty] | 0
MCE Commercial | [10 empty] | 0 | 0 |  |  |  | 0 |  |  | #N/A | [12 empty] | 0 | [13 empty] | 0% | 0% |  | 0 | 0 | 0 | 0 | 0 | 0 | 0 | 0 | 0 | 0 | 0 | [44 empty] | 0
MCE Commercial | [10 empty] | 0 | 0 |  |  |  | 0 |  |  | #N/A | [12 empty] | 0 | [13 empty] | 0% | 0% |  | 0 | 0 | 0 | 0 | 0 | 0 | 0 | 0 | 0 | 0 | 0 | [44 empty] | 0
MCE Commercial | [10 empty] | 0 | 0 |  |  |  | 0 |  |  | #N/A | [12 empty] | 0 | [13 empty] | 0% | 0% |  | 0 | 0 | 0 | 0 | 0 | 0 | 0 | 0 | 0 | 0 | 0 | [44 empty] | 0
MCE Commercial | [10 empty] | 0 | 0 |  |  |  | 0 |  |  | #N/A | [12 empty] | 0 | [13 empty] | 0% | 0% |  | 0 | 0 | 0 | 0 | 0 | 0 | 0 | 0 | 0 | 0 | 0 | [44 empty] | 0
MCE Commercial | [10 empty] | 0 | 0 |  |  |  | 0 |  |  | #N/A | [12 empty] | 0 | [13 empty] | 0% | 0% |  | 0 | 0 | 0 | 0 | 0 | 0 | 0 | 0 | 0 | 0 | 0 | [44 empty] | 0
MCE Commercial | [10 empty] | 0 | 0 |  |  |  | 0 |  |  | #N/A | [12 empty] | 0 | [13 empty] | 0% | 0% |  | 0 | 0 | 0 | 0 | 0 | 0 | 0 | 0 | 0 | 0 | 0 | [44 empty] | 0
MCE Commercial | [10 empty] | 0 | 0 |  |  |  | 0 |  |  | #N/A | [12 empty] | 0 | [13 empty] | 0% | 0% |  | 0 | 0 | 0 | 0 | 0 | 0 | 0 | 0 | 0 | 0 | 0 | [44 empty] | 0
MCE Commercial | [10 empty] | 0 | 0 |  |  |  | 0 |  |  | #N/A | [12 empty] | 0 | [13 empty] | 0% | 0% |  | 0 | 0 | 0 | 0 | 0 | 0 | 0 | 0 | 0 | 0 | 0 | [44 empty] | 0
MCE Commercial | [10 empty] | 0 | 0 |  |  |  | 0 |  |  | #N/A | [12 empty] | 0 | [13 empty] | 0% | 0% |  | 0 | 0 | 0 | 0 | 0 | 0 | 0 | 0 | 0 | 0 | 0 | [44 empty] | 0
MCE Commercial | [10 empty] | 0 | 0 |  |  |  | 0 |  |  | #N/A | [12 empty] | 0 | [13 empty] | 0% | 0% |  | 0 | 0 | 0 | 0 | 0 | 0 | 0 | 0 | 0 | 0 | 0 | [44 empty] | 0
MCE Commercial | [10 empty] | 0 | 0 |  |  |  | 0 |  |  | #N/A | [12 empty] | 0 | [13 empty] | 0% | 0% |  | 0 | 0 | 0 | 0 | 0 | 0 | 0 | 0 | 0 | 0 | 0 | [44 empty] | 0
MCE Commercial | [10 empty] | 0 | 0 |  |  |  | 0 |  |  | #N/A | [12 empty] | 0 | [13 empty] | 0% | 0% |  | 0 | 0 | 0 | 0 | 0 | 0 | 0 | 0 | 0 | 0 | 0 | [44 empty] | 0
MCE Commercial | [10 empty] | 0 | 0 |  |  |  | 0 |  |  | #N/A | [12 empty] | 0 | [13 empty] | 0% | 0% |  | 0 | 0 | 0 | 0 | 0 | 0 | 0 | 0 | 0 | 0 | 0 | [44 empty] | 0
MCE Commercial | [10 empty] | 0 | 0 |  |  |  | 0 |  |  | #N/A | [12 empty] | 0 | [13 empty] | 0% | 0% |  | 0 | 0 | 0 | 0 | 0 | 0 | 0 | 0 | 0 | 0 | 0 | [44 empty] | 0
MCE Commercial | [10 empty] | 0 | 0 |  |  |  | 0 |  |  | #N/A | [12 empty] | 0 | [13 empty] | 0% | 0% |  | 0 | 0 | 0 | 0 | 0 | 0 | 0 | 0 | 0 | 0 | 0 | [44 empty] | 0
MCE Commercial | [10 empty] | 0 | 0 |  |  |  | 0 |  |  | #N/A | [12 empty] | 0 | [13 empty] | 0% | 0% |  | 0 | 0 | 0 | 0 | 0 | 0 | 0 | 0 | 0 | 0 | 0 | [44 empty] | 0
MCE Commercial | [10 empty] | 0 | 0 |  |  |  | 0 |  |  | #N/A | [12 empty] | 0 | [13 empty] | 0% | 0% |  | 0 | 0 | 0 | 0 | 0 | 0 | 0 | 0 | 0 | 0 | 0 | [44 empty] | 0
MCE Commercial | [10 empty] | 0 | 0 |  |  |  | 0 |  |  | #N/A | [12 empty] | 0 | [13 empty] | 0% | 0% |  | 0 | 0 | 0 | 0 | 0 | 0 | 0 | 0 | 0 | 0 | 0 | [44 empty] | 0
MCE Commercial | [10 empty] | 0 | 0 |  |  |  | 0 |  |  | #N/A | [12 empty] | 0 | [13 empty] | 0% | 0% |  | 0 | 0 | 0 | 0 | 0 | 0 | 0 | 0 | 0 | 0 | 0 | [44 empty] | 0
MCE Commercial | [10 empty] | 0 | 0 |  |  |  | 0 |  |  | #N/A | [12 empty] | 0 | [13 empty] | 0% | 0% |  | 0 | 0 | 0 | 0 | 0 | 0 | 0 | 0 | 0 | 0 | 0 | [44 empty] | 0
MCE Commercial | [10 empty] | 0 | 0 |  |  |  | 0 |  |  | #N/A | [12 empty] | 0 | [13 empty] | 0% | 0% |  | 0 | 0 | 0 | 0 | 0 | 0 | 0 | 0 | 0 | 0 | 0 | [44 empty] | 0
MCE Commercial | [10 empty] | 0 | 0 |  |  |  | 0 |  |  | #N/A | [12 empty] | 0 | [13 empty] | 0% | 0% |  | 0 | 0 | 0 | 0 | 0 | 0 | 0 | 0 | 0 | 0 | 0 | [44 empty] | 0
MCE Commercial | [10 empty] | 0 | 0 |  |  |  | 0 |  |  | #N/A | [12 empty] | 0 | [13 empty] | 0% | 0% |  | 0 | 0 | 0 | 0 | 0 | 0 | 0 | 0 | 0 | 0 | 0 | [44 empty] | 0
MCE Commercial | [10 empty] | 0 | 0 |  |  |  | 0 |  |  | #N/A | [12 empty] | 0 | [13 empty] | 0% | 0% |  | 0 | 0 | 0 | 0 | 0 | 0 | 0 | 0 | 0 | 0 | 0 | [44 empty] | 0
MCE Commercial | [10 empty] | 0 | 0 |  |  |  | 0 |  |  | #N/A | [12 empty] | 0 | [13 empty] | 0% | 0% |  | 0 | 0 | 0 | 0 | 0 | 0 | 0 | 0 | 0 | 0 | 0 | [44 empty] | 0
MCE Commercial | [10 empty] | 0 | 0 |  |  |  | 0 |  |  | #N/A | [12 empty] | 0 | [13 empty] | 0% | 0% |  | 0 | 0 | 0 | 0 | 0 | 0 | 0 | 0 | 0 | 0 | 0 | [44 empty] | 0
MCE Commercial | [10 empty] | 0 | 0 |  |  |  | 0 |  |  | #N/A | [12 empty] | 0 | [13 empty] | 0% | 0% |  | 0 | 0 | 0 | 0 | 0 | 0 | 0 | 0 | 0 | 0 | 0 | [44 empty] | 0
MCE Commercial | [10 empty] | 0 | 0 |  |  |  | 0 |  |  | #N/A | [12 empty] | 0 | [13 empty] | 0% | 0% |  | 0 | 0 | 0 | 0 | 0 | 0 | 0 | 0 | 0 | 0 | 0 | [44 empty] | 0
MCE Commercial | [10 empty] | 0 | 0 |  |  |  | 0 |  |  | #N/A | [12 empty] | 0 | [13 empty] | 0% | 0% |  | 0 | 0 | 0 | 0 | 0 | 0 | 0 | 0 | 0 | 0 | 0 | [44 empty] | 0
MCE Commercial | [10 empty] | 0 | 0 |  |  |  | 0 |  |  | #N/A | [12 empty] | 0 | [13 empty] | 0% | 0% |  | 0 | 0 | 0 | 0 | 0 | 0 | 0 | 0 | 0 | 0 | 0 | [44 empty] | 0
MCE Commercial | [10 empty] | 0 | 0 |  |  |  | 0 |  |  | #N/A | [12 empty] | 0 | [13 empty] | 0% | 0% |  | 0 | 0 | 0 | 0 | 0 | 0 | 0 | 0 | 0 | 0 | 0 | [44 empty] | 0
MCE Commercial | [10 empty] | 0 | 0 |  |  |  | 0 |  |  | #N/A | [12 empty] | 0 | [13 empty] | 0% | 0% |  | 0 | 0 | 0 | 0 | 0 | 0 | 0 | 0 | 0 | 0 | 0 | [44 empty] | 0
MCE Commercial | [10 empty] | 0 | 0 |  |  |  | 0 |  |  | #N/A | [12 empty] | 0 | [13 empty] | 0% | 0% |  | 0 | 0 | 0 | 0 | 0 | 0 | 0 | 0 | 0 | 0 | 0 | [44 empty] | 0
MCE Commercial | [10 empty] | 0 | 0 |  |  |  | 0 |  |  | #N/A | [12 empty] | 0 | [13 empty] | 0% | 0% |  | 0 | 0 | 0 | 0 | 0 | 0 | 0 | 0 | 0 | 0 | 0 | [44 empty] | 0
MCE Commercial | [10 empty] | 0 | 0 |  |  |  | 0 |  |  | #N/A | [12 empty] | 0 | [13 empty] | 0% | 0% |  | 0 | 0 | 0 | 0 | 0 | 0 | 0 | 0 | 0 | 0 | 0 | [44 empty] | 0
MCE Commercial | [10 empty] | 0 | 0 |  |  |  | 0 |  |  | #N/A | [12 empty] | 0 | [13 empty] | 0% | 0% |  | 0 | 0 | 0 | 0 | 0 | 0 | 0 | 0 | 0 | 0 | 0 | [44 empty] | 0
MCE Commercial | [10 empty] | 0 | 0 |  |  |  | 0 |  |  | #N/A | [12 empty] | 0 | [13 empty] | 0% | 0% |  | 0 | 0 | 0 | 0 | 0 | 0 | 0 | 0 | 0 | 0 | 0 | [44 empty] | 0
MCE Commercial | [10 empty] | 0 | 0 |  |  |  | 0 |  |  | #N/A | [12 empty] | 0 | [13 empty] | 0% | 0% |  | 0 | 0 | 0 | 0 | 0 | 0 | 0 | 0 | 0 | 0 | 0 | [44 empty] | 0
MCE Commercial | [10 empty] | 0 | 0 |  |  |  | 0 |  |  | #N/A | [12 empty] | 0 | [13 empty] | 0% | 0% |  | 0 | 0 | 0 | 0 | 0 | 0 | 0 | 0 | 0 | 0 | 0 | [44 empty] | 0
MCE Commercial | [10 empty] | 0 | 0 |  |  |  | 0 |  |  | #N/A | [12 empty] | 0 | [13 empty] | 0% | 0% |  | 0 | 0 | 0 | 0 | 0 | 0 | 0 | 0 | 0 | 0 | 0 | [44 empty] | 0
MCE Commercial | [10 empty] | 0 | 0 |  |  |  | 0 |  |  | #N/A | [12 empty] | 0 | [13 empty] | 0% | 0% |  | 0 | 0 | 0 | 0 | 0 | 0 | 0 | 0 | 0 | 0 | 0 | [44 empty] | 0
MCE Commercial | [10 empty] | 0 | 0 |  |  |  | 0 |  |  | #N/A | [12 empty] | 0 | [13 empty] | 0% | 0% |  | 0 | 0 | 0 | 0 | 0 | 0 | 0 | 0 | 0 | 0 | 0 | [44 empty] | 0
MCE Commercial | [10 empty] | 0 | 0 |  |  |  | 0 |  |  | #N/A | [12 empty] | 0 | [13 empty] | 0% | 0% |  | 0 | 0 | 0 | 0 | 0 | 0 | 0 | 0 | 0 | 0 | 0 | [44 empty] | 0
MCE Commercial | [10 empty] | 0 | 0 |  |  |  | 0 |  |  | #N/A | [12 empty] | 0 | [13 empty] | 0% | 0% |  | 0 | 0 | 0 | 0 | 0 | 0 | 0 | 0 | 0 | 0 | 0 | [44 empty] | 0
MCE Commercial | [10 empty] | 0 | 0 |  |  |  | 0 |  |  | #N/A | [12 empty] | 0 | [13 empty] | 0% | 0% |  | 0 | 0 | 0 | 0 | 0 | 0 | 0 | 0 | 0 | 0 | 0 | [44 empty] | 0
MCE Commercial | [10 empty] | 0 | 0 |  |  |  | 0 |  |  | #N/A | [12 empty] | 0 | [13 empty] | 0% | 0% |  | 0 | 0 | 0 | 0 | 0 | 0 | 0 | 0 | 0 | 0 | 0 | [44 empty] | 0
MCE Commercial | [10 empty] | 0 | 0 |  |  |  | 0 |  |  | #N/A | [12 empty] | 0 | [13 empty] | 0% | 0% |  | 0 | 0 | 0 | 0 | 0 | 0 | 0 | 0 | 0 | 0 | 0 | [44 empty] | 0
MCE Commercial | [10 empty] | 0 | 0 |  |  |  | 0 |  |  | #N/A | [12 empty] | 0 | [13 empty] | 0% | 0% |  | 0 | 0 | 0 | 0 | 0 | 0 | 0 | 0 | 0 | 0 | 0 | [44 empty] | 0
MCE Commercial | [10 empty] | 0 | 0 |  |  |  | 0 |  |  | #N/A | [12 empty] | 0 | [13 empty] | 0% | 0% |  | 0 | 0 | 0 | 0 | 0 | 0 | 0 | 0 | 0 | 0 | 0 | [44 empty] | 0
MCE Commercial | [10 empty] | 0 | 0 |  |  |  | 0 |  |  | #N/A | [12 empty] | 0 | [13 empty] | 0% | 0% |  | 0 | 0 | 0 | 0 | 0 | 0 | 0 | 0 | 0 | 0 | 0 | [44 empty] | 0
MCE Commercial | [10 empty] | 0 | 0 |  |  |  | 0 |  |  | #N/A | [12 empty] | 0 | [13 empty] | 0% | 0% |  | 0 | 0 | 0 | 0 | 0 | 0 | 0 | 0 | 0 | 0 | 0 | [44 empty] | 0
MCE Commercial | [10 empty] | 0 | 0 |  |  |  | 0 |  |  | #N/A | [12 empty] | 0 | [13 empty] | 0% | 0% |  | 0 | 0 | 0 | 0 | 0 | 0 | 0 | 0 | 0 | 0 | 0 | [44 empty] | 0
MCE Commercial | [10 empty] | 0 | 0 |  |  |  | 0 |  |  | #N/A | [12 empty] | 0 | [13 empty] | 0% | 0% |  | 0 | 0 | 0 | 0 | 0 | 0 | 0 | 0 | 0 | 0 | 0 | [44 empty] | 0
MCE Commercial | [10 empty] | 0 | 0 |  |  |  | 0 |  |  | #N/A | [12 empty] | 0 | [13 empty] | 0% | 0% |  | 0 | 0 | 0 | 0 | 0 | 0 | 0 | 0 | 0 | 0 | 0 | [44 empty] | 0
MCE Commercial | [10 empty] | 0 | 0 |  |  |  | 0 |  |  | #N/A | [12 empty] | 0 | [13 empty] | 0% | 0% |  | 0 | 0 | 0 | 0 | 0 | 0 | 0 | 0 | 0 | 0 | 0 | [44 empty] | 0
MCE Commercial | [10 empty] | 0 | 0 |  |  |  | 0 |  |  | #N/A | [12 empty] | 0 | [13 empty] | 0% | 0% |  | 0 | 0 | 0 | 0 | 0 | 0 | 0 | 0 | 0 | 0 | 0 | [44 empty] | 0
MCE Commercial | [10 empty] | 0 | 0 |  |  |  | 0 |  |  | #N/A | [12 empty] | 0 | [13 empty] | 0% | 0% |  | 0 | 0 | 0 | 0 | 0 | 0 | 0 | 0 | 0 | 0 | 0 | [44 empty] | 0
MCE Commercial | [10 empty] | 0 | 0 |  |  |  | 0 |  |  | #N/A | [12 empty] | 0 | [13 empty] | 0% | 0% |  | 0 | 0 | 0 | 0 | 0 | 0 | 0 | 0 | 0 | 0 | 0 | [44 empty] | 0
MCE Commercial | [10 empty] | 0 | 0 |  |  |  | 0 |  |  | #N/A | [12 empty] | 0 | [13 empty] | 0% | 0% |  | 0 | 0 | 0 | 0 | 0 | 0 | 0 | 0 | 0 | 0 | 0 | [44 empty] | 0
MCE Commercial | [10 empty] | 0 | 0 |  |  |  | 0 |  |  | #N/A | [12 empty] | 0 | [13 empty] | 0% | 0% |  | 0 | 0 | 0 | 0 | 0 | 0 | 0 | 0 | 0 | 0 | 0 | [44 empty] | 0
MCE Commercial | [10 empty] | 0 | 0 |  |  |  | 0 |  |  | #N/A | [12 empty] | 0 | [13 empty] | 0% | 0% |  | 0 | 0 | 0 | 0 | 0 | 0 | 0 | 0 | 0 | 0 | 0 | [44 empty] | 0
MCE Commercial | [10 empty] | 0 | 0 |  |  |  | 0 |  |  | #N/A | [12 empty] | 0 | [13 empty] | 0% | 0% |  | 0 | 0 | 0 | 0 | 0 | 0 | 0 | 0 | 0 | 0 | 0 | [44 empty] | 0
MCE Commercial | [10 empty] | 0 | 0 |  |  |  | 0 |  |  | #N/A | [12 empty] | 0 | [13 empty] | 0% | 0% |  | 0 | 0 | 0 | 0 | 0 | 0 | 0 | 0 | 0 | 0 | 0 | [44 empty] | 0
MCE Commercial | [10 empty] | 0 | 0 |  |  |  | 0 |  |  | #N/A | [12 empty] | 0 | [13 empty] | 0% | 0% |  | 0 | 0 | 0 | 0 | 0 | 0 | 0 | 0 | 0 | 0 | 0 | [44 empty] | 0
MCE Commercial | [10 empty] | 0 | 0 |  |  |  | 0 |  |  | #N/A | [12 empty] | 0 | [13 empty] | 0% | 0% |  | 0 | 0 | 0 | 0 | 0 | 0 | 0 | 0 | 0 | 0 | 0 | [44 empty] | 0
MCE Commercial | [10 empty] | 0 | 0 |  |  |  | 0 |  |  | #N/A | [12 empty] | 0 | [13 empty] | 0% | 0% |  | 0 | 0 | 0 | 0 | 0 | 0 | 0 | 0 | 0 | 0 | 0 | [44 empty] | 0
MCE Commercial | [10 empty] | 0 | 0 |  |  |  | 0 |  |  | #N/A | [12 empty] | 0 | [13 empty] | 0% | 0% |  | 0 | 0 | 0 | 0 | 0 | 0 | 0 | 0 | 0 | 0 | 0 | [44 empty] | 0
MCE Commercial | [10 empty] | 0 | 0 |  |  |  | 0 |  |  | #N/A | [12 empty] | 0 | [13 empty] | 0% | 0% |  | 0 | 0 | 0 | 0 | 0 | 0 | 0 | 0 | 0 | 0 | 0 | [44 empty] | 0
MCE Commercial | [10 empty] | 0 | 0 |  |  |  | 0 |  |  | #N/A | [12 empty] | 0 | [13 empty] | 0% | 0% |  | 0 | 0 | 0 | 0 | 0 | 0 | 0 | 0 | 0 | 0 | 0 | [44 empty] | 0
MCE Commercial | [10 empty] | 0 | 0 |  |  |  | 0 |  |  | #N/A | [12 empty] | 0 | [13 empty] | 0% | 0% |  | 0 | 0 | 0 | 0 | 0 | 0 | 0 | 0 | 0 | 0 | 0 | [44 empty] | 0
MCE Commercial | [10 empty] | 0 | 0 |  |  |  | 0 |  |  | #N/A | [12 empty] | 0 | [13 empty] | 0% | 0% |  | 0 | 0 | 0 | 0 | 0 | 0 | 0 | 0 | 0 | 0 | 0 | [44 empty] | 0
MCE Commercial | [10 empty] | 0 | 0 |  |  |  | 0 |  |  | #N/A | [12 empty] | 0 | [13 empty] | 0% | 0% |  | 0 | 0 | 0 | 0 | 0 | 0 | 0 | 0 | 0 | 0 | 0 | [44 empty] | 0
MCE Commercial | [10 empty] | 0 | 0 |  |  |  | 0 |  |  | #N/A | [12 empty] | 0 | [13 empty] | 0% | 0% |  | 0 | 0 | 0 | 0 | 0 | 0 | 0 | 0 | 0 | 0 | 0 | [44 empty] | 0
MCE Commercial | [10 empty] | 0 | 0 |  |  |  | 0 |  |  | #N/A | [12 empty] | 0 | [13 empty] | 0% | 0% |  | 0 | 0 | 0 | 0 | 0 | 0 | 0 | 0 | 0 | 0 | 0 | [44 empty] | 0
MCE Commercial | [10 empty] | 0 | 0 |  |  |  | 0 |  |  | #N/A | [12 empty] | 0 | [13 empty] | 0% | 0% |  | 0 | 0 | 0 | 0 | 0 | 0 | 0 | 0 | 0 | 0 | 0 | [44 empty] | 0
MCE Commercial | [10 empty] | 0 | 0 |  |  |  | 0 |  |  | #N/A | [12 empty] | 0 | [13 empty] | 0% | 0% |  | 0 | 0 | 0 | 0 | 0 | 0 | 0 | 0 | 0 | 0 | 0 | [44 empty] | 0
MCE Commercial | [10 empty] | 0 | 0 |  |  |  | 0 |  |  | #N/A | [12 empty] | 0 | [13 empty] | 0% | 0% |  | 0 | 0 | 0 | 0 | 0 | 0 | 0 | 0 | 0 | 0 | 0 | [44 empty] | 0
MCE Commercial | [10 empty] | 0 | 0 |  |  |  | 0 |  |  | #N/A | [12 empty] | 0 | [13 empty] | 0% | 0% |  | 0 | 0 | 0 | 0 | 0 | 0 | 0 | 0 | 0 | 0 | 0 | [44 empty] | 0
MCE Commercial | [10 empty] | 0 | 0 |  |  |  | 0 |  |  | #N/A | [12 empty] | 0 | [13 empty] | 0% | 0% |  | 0 | 0 | 0 | 0 | 0 | 0 | 0 | 0 | 0 | 0 | 0 | [44 empty] | 0
MCE Commercial | [10 empty] | 0 | 0 |  |  |  | 0 |  |  | #N/A | [12 empty] | 0 | [13 empty] | 0% | 0% |  | 0 | 0 | 0 | 0 | 0 | 0 | 0 | 0 | 0 | 0 | 0 | [44 empty] | 0
MCE Commercial | [10 empty] | 0 | 0 |  |  |  | 0 |  |  | #N/A | [12 empty] | 0 | [13 empty] | 0% | 0% |  | 0 | 0 | 0 | 0 | 0 | 0 | 0 | 0 | 0 | 0 | 0 | [44 empty] | 0
MCE Commercial | [10 empty] | 0 | 0 |  |  |  | 0 |  |  | #N/A | [12 empty] | 0 | [13 empty] | 0% | 0% |  | 0 | 0 | 0 | 0 | 0 | 0 | 0 | 0 | 0 | 0 | 0 | [44 empty] | 0
MCE Commercial | [10 empty] | 0 | 0 |  |  |  | 0 |  |  | #N/A | [12 empty] | 0 | [13 empty] | 0% | 0% |  | 0 | 0 | 0 | 0 | 0 | 0 | 0 | 0 | 0 | 0 | 0 | [44 empty] | 0
MCE Commercial | [10 empty] | 0 | 0 |  |  |  | 0 |  |  | #N/A | [12 empty] | 0 | [13 empty] | 0% | 0% |  | 0 | 0 | 0 | 0 | 0 | 0 | 0 | 0 | 0 | 0 | 0 | [44 empty] | 0
MCE Commercial | [10 empty] | 0 | 0 |  |  |  | 0 |  |  | #N/A | [12 empty] | 0 | [13 empty] | 0% | 0% |  | 0 | 0 | 0 | 0 | 0 | 0 | 0 | 0 | 0 | 0 | 0 | [44 empty] | 0
MCE Commercial | [10 empty] | 0 | 0 |  |  |  | 0 |  |  | #N/A | [12 empty] | 0 | [13 empty] | 0% | 0% |  | 0 | 0 | 0 | 0 | 0 | 0 | 0 | 0 | 0 | 0 | 0 | [44 empty] | 0
MCE Commercial | [10 empty] | 0 | 0 |  |  |  | 0 |  |  | #N/A | [12 empty] | 0 | [13 empty] | 0% | 0% |  | 0 | 0 | 0 | 0 | 0 | 0 | 0 | 0 | 0 | 0 | 0 | [44 empty] | 0
MCE Commercial | [10 empty] | 0 | 0 |  |  |  | 0 |  |  | #N/A | [12 empty] | 0 | [13 empty] | 0% | 0% |  | 0 | 0 | 0 | 0 | 0 | 0 | 0 | 0 | 0 | 0 | 0 | [44 empty] | 0
MCE Commercial | [10 empty] | 0 | 0 |  |  |  | 0 |  |  | #N/A | [12 empty] | 0 | [13 empty] | 0% | 0% |  | 0 | 0 | 0 | 0 | 0 | 0 | 0 | 0 | 0 | 0 | 0 | [44 empty] | 0
MCE Commercial | [10 empty] | 0 | 0 |  |  |  | 0 |  |  | #N/A | [12 empty] | 0 | [13 empty] | 0% | 0% |  | 0 | 0 | 0 | 0 | 0 | 0 | 0 | 0 | 0 | 0 | 0 | [44 empty] | 0
MCE Commercial | [10 empty] | 0 | 0 |  |  |  | 0 |  |  | #N/A | [12 empty] | 0 | [13 empty] | 0% | 0% |  | 0 | 0 | 0 | 0 | 0 | 0 | 0 | 0 | 0 | 0 | 0 | [44 empty] | 0
MCE Commercial | [10 empty] | 0 | 0 |  |  |  | 0 |  |  | #N/A | [12 empty] | 0 | [13 empty] | 0% | 0% |  | 0 | 0 | 0 | 0 | 0 | 0 | 0 | 0 | 0 | 0 | 0 | [44 empty] | 0
MCE Commercial | [10 empty] | 0 | 0 |  |  |  | 0 |  |  | #N/A | [12 empty] | 0 | [13 empty] | 0% | 0% |  | 0 | 0 | 0 | 0 | 0 | 0 | 0 | 0 | 0 | 0 | 0 | [44 empty] | 0
MCE Commercial | [10 empty] | 0 | 0 |  |  |  | 0 |  |  | #N/A | [12 empty] | 0 | [13 empty] | 0% | 0% |  | 0 | 0 | 0 | 0 | 0 | 0 | 0 | 0 | 0 | 0 | 0 | [44 empty] | 0
MCE Commercial | [10 empty] | 0 | 0 |  |  |  | 0 |  |  | #N/A | [12 empty] | 0 | [13 empty] | 0% | 0% |  | 0 | 0 | 0 | 0 | 0 | 0 | 0 | 0 | 0 | 0 | 0 | [44 empty] | 0
MCE Commercial | [10 empty] | 0 | 0 |  |  |  | 0 |  |  | #N/A | [12 empty] | 0 | [13 empty] | 0% | 0% |  | 0 | 0 | 0 | 0 | 0 | 0 | 0 | 0 | 0 | 0 | 0 | [44 empty] | 0
MCE Commercial | [10 empty] | 0 | 0 |  |  |  | 0 |  |  | #N/A | [12 empty] | 0 | [13 empty] | 0% | 0% |  | 0 | 0 | 0 | 0 | 0 | 0 | 0 | 0 | 0 | 0 | 0 | [44 empty] | 0
MCE Commercial | [10 empty] | 0 | 0 |  |  |  | 0 |  |  | #N/A | [12 empty] | 0 | [13 empty] | 0% | 0% |  | 0 | 0 | 0 | 0 | 0 | 0 | 0 | 0 | 0 | 0 | 0 | [44 empty] | 0
MCE Commercial | [10 empty] | 0 | 0 |  |  |  | 0 |  |  | #N/A | [12 empty] | 0 | [13 empty] | 0% | 0% |  | 0 | 0 | 0 | 0 | 0 | 0 | 0 | 0 | 0 | 0 | 0 | [44 empty] | 0
MCE Commercial | [10 empty] | 0 | 0 |  |  |  | 0 |  |  | #N/A | [12 empty] | 0 | [13 empty] | 0% | 0% |  | 0 | 0 | 0 | 0 | 0 | 0 | 0 | 0 | 0 | 0 | 0 | [44 empty] | 0
MCE Commercial | [10 empty] | 0 | 0 |  |  |  | 0 |  |  | #N/A | [12 empty] | 0 | [13 empty] | 0% | 0% |  | 0 | 0 | 0 | 0 | 0 | 0 | 0 | 0 | 0 | 0 | 0 | [44 empty] | 0
MCE Commercial | [10 empty] | 0 | 0 |  |  |  | 0 |  |  | #N/A | [12 empty] | 0 | [13 empty] | 0% | 0% |  | 0 | 0 | 0 | 0 | 0 | 0 | 0 | 0 | 0 | 0 | 0 | [44 empty] | 0
MCE Commercial | [10 empty] | 0 | 0 |  |  |  | 0 |  |  | #N/A | [12 empty] | 0 | [13 empty] | 0% | 0% |  | 0 | 0 | 0 | 0 | 0 | 0 | 0 | 0 | 0 | 0 | 0 | [44 empty] | 0
MCE Commercial | [10 empty] | 0 | 0 |  |  |  | 0 |  |  | #N/A | [12 empty] | 0 | [13 empty] | 0% | 0% |  | 0 | 0 | 0 | 0 | 0 | 0 | 0 | 0 | 0 | 0 | 0 | [44 empty] | 0
MCE Commercial | [10 empty] | 0 | 0 |  |  |  | 0 |  |  | #N/A | [12 empty] | 0 | [13 empty] | 0% | 0% |  | 0 | 0 | 0 | 0 | 0 | 0 | 0 | 0 | 0 | 0 | 0 | [44 empty] | 0
MCE Commercial | [10 empty] | 0 | 0 |  |  |  | 0 |  |  | #N/A | [12 empty] | 0 | [13 empty] | 0% | 0% |  | 0 | 0 | 0 | 0 | 0 | 0 | 0 | 0 | 0 | 0 | 0 | [44 empty] | 0
MCE Commercial | [10 empty] | 0 | 0 |  |  |  | 0 |  |  | #N/A | [12 empty] | 0 | [13 empty] | 0% | 0% |  | 0 | 0 | 0 | 0 | 0 | 0 | 0 | 0 | 0 | 0 | 0 | [44 empty] | 0
MCE Commercial | [10 empty] | 0 | 0 |  |  |  | 0 |  |  | #N/A | [12 empty] | 0 | [13 empty] | 0% | 0% |  | 0 | 0 | 0 | 0 | 0 | 0 | 0 | 0 | 0 | 0 | 0 | [44 empty] | 0
MCE Commercial | [10 empty] | 0 | 0 |  |  |  | 0 |  |  | #N/A | [12 empty] | 0 | [13 empty] | 0% | 0% |  | 0 | 0 | 0 | 0 | 0 | 0 | 0 | 0 | 0 | 0 | 0 | [44 empty] | 0
MCE Commercial | [10 empty] | 0 | 0 |  |  |  | 0 |  |  | #N/A | [12 empty] | 0 | [13 empty] | 0% | 0% |  | 0 | 0 | 0 | 0 | 0 | 0 | 0 | 0 | 0 | 0 | 0 | [44 empty] | 0
MCE Commercial | [10 empty] | 0 | 0 |  |  |  | 0 |  |  | #N/A | [12 empty] | 0 | [13 empty] | 0% | 0% |  | 0 | 0 | 0 | 0 | 0 | 0 | 0 | 0 | 0 | 0 | 0 | [44 empty] | 0
MCE Commercial | [10 empty] | 0 | 0 |  |  |  | 0 |  |  | #N/A | [12 empty] | 0 | [13 empty] | 0% | 0% |  | 0 | 0 | 0 | 0 | 0 | 0 | 0 | 0 | 0 | 0 | 0 | [44 empty] | 0
MCE Commercial | [10 empty] | 0 | 0 |  |  |  | 0 |  |  | #N/A | [12 empty] | 0 | [13 empty] | 0% | 0% |  | 0 | 0 | 0 | 0 | 0 | 0 | 0 | 0 | 0 | 0 | 0 | [44 empty] | 0
MCE Commercial | [10 empty] | 0 | 0 |  |  |  | 0 |  |  | #N/A | [12 empty] | 0 | [13 empty] | 0% | 0% |  | 0 | 0 | 0 | 0 | 0 | 0 | 0 | 0 | 0 | 0 | 0 | [44 empty] | 0
MCE Commercial | [10 empty] | 0 | 0 |  |  |  | 0 |  |  | #N/A | [12 empty] | 0 | [13 empty] | 0% | 0% |  | 0 | 0 | 0 | 0 | 0 | 0 | 0 | 0 | 0 | 0 | 0 | [44 empty] | 0
MCE Commercial | [10 empty] | 0 | 0 |  |  |  | 0 |  |  | #N/A | [12 empty] | 0 | [13 empty] | 0% | 0% |  | 0 | 0 | 0 | 0 | 0 | 0 | 0 | 0 | 0 | 0 | 0 | [44 empty] | 0
MCE Commercial | [10 empty] | 0 | 0 |  |  |  | 0 |  |  | #N/A | [12 empty] | 0 | [13 empty] | 0% | 0% |  | 0 | 0 | 0 | 0 | 0 | 0 | 0 | 0 | 0 | 0 | 0 | [44 empty] | 0
MCE Commercial | [10 empty] | 0 | 0 |  |  |  | 0 |  |  | #N/A | [12 empty] | 0 | [13 empty] | 0% | 0% |  | 0 | 0 | 0 | 0 | 0 | 0 | 0 | 0 | 0 | 0 | 0 | [44 empty] | 0
MCE Commercial | [10 empty] | 0 | 0 |  |  |  | 0 |  |  | #N/A | [12 empty] | 0 | [13 empty] | 0% | 0% |  | 0 | 0 | 0 | 0 | 0 | 0 | 0 | 0 | 0 | 0 | 0 | [44 empty] | 0
MCE Commercial | [10 empty] | 0 | 0 |  |  |  | 0 |  |  | #N/A | [12 empty] | 0 | [13 empty] | 0% | 0% |  | 0 | 0 | 0 | 0 | 0 | 0 | 0 | 0 | 0 | 0 | 0 | [44 empty] | 0
MCE Commercial | [10 empty] | 0 | 0 |  |  |  | 0 |  |  | #N/A | [12 empty] | 0 | [13 empty] | 0% | 0% |  | 0 | 0 | 0 | 0 | 0 | 0 | 0 | 0 | 0 | 0 | 0 | [44 empty] | 0
MCE Commercial | [10 empty] | 0 | 0 |  |  |  | 0 |  |  | #N/A | [12 empty] | 0 | [13 empty] | 0% | 0% |  | 0 | 0 | 0 | 0 | 0 | 0 | 0 | 0 | 0 | 0 | 0 | [44 empty] | 0
MCE Commercial | [10 empty] | 0 | 0 |  |  |  | 0 |  |  | #N/A | [12 empty] | 0 | [13 empty] | 0% | 0% |  | 0 | 0 | 0 | 0 | 0 | 0 | 0 | 0 | 0 | 0 | 0 | [44 empty] | 0
MCE Commercial | [10 empty] | 0 | 0 |  |  |  | 0 |  |  | #N/A | [12 empty] | 0 | [13 empty] | 0% | 0% |  | 0 | 0 | 0 | 0 | 0 | 0 | 0 | 0 | 0 | 0 | 0 | [44 empty] | 0
MCE Commercial | [10 empty] | 0 | 0 |  |  |  | 0 |  |  | #N/A | [12 empty] | 0 | [13 empty] | 0% | 0% |  | 0 | 0 | 0 | 0 | 0 | 0 | 0 | 0 | 0 | 0 | 0 | [44 empty] | 0
MCE Commercial | [10 empty] | 0 | 0 |  |  |  | 0 |  |  | #N/A | [12 empty] | 0 | [13 empty] | 0% | 0% |  | 0 | 0 | 0 | 0 | 0 | 0 | 0 | 0 | 0 | 0 | 0 | [44 empty] | 0
MCE Commercial | [10 empty] | 0 | 0 |  |  |  | 0 |  |  | #N/A | [12 empty] | 0 | [13 empty] | 0% | 0% |  | 0 | 0 | 0 | 0 | 0 | 0 | 0 | 0 | 0 | 0 | 0 | [44 empty] | 0
MCE Commercial | [10 empty] | 0 | 0 |  |  |  | 0 |  |  | #N/A | [12 empty] | 0 | [13 empty] | 0% | 0% |  | 0 | 0 | 0 | 0 | 0 | 0 | 0 | 0 | 0 | 0 | 0 | [44 empty] | 0
MCE Commercial | [10 empty] | 0 | 0 |  |  |  | 0 |  |  | #N/A | [12 empty] | 0 | [13 empty] | 0% | 0% |  | 0 | 0 | 0 | 0 | 0 | 0 | 0 | 0 | 0 | 0 | 0 | [44 empty] | 0
MCE Commercial | [10 empty] | 0 | 0 |  |  |  | 0 |  |  | #N/A | [12 empty] | 0 | [13 empty] | 0% | 0% |  | 0 | 0 | 0 | 0 | 0 | 0 | 0 | 0 | 0 | 0 | 0 | [44 empty] | 0
MCE Commercial | [10 empty] | 0 | 0 |  |  |  | 0 |  |  | #N/A | [12 empty] | 0 | [13 empty] | 0% | 0% |  | 0 | 0 | 0 | 0 | 0 | 0 | 0 | 0 | 0 | 0 | 0 | [44 empty] | 0
MCE Commercial | [10 empty] | 0 | 0 |  |  |  | 0 |  |  | #N/A | [12 empty] | 0 | [13 empty] | 0% | 0% |  | 0 | 0 | 0 | 0 | 0 | 0 | 0 | 0 | 0 | 0 | 0 | [44 empty] | 0
MCE Commercial | [10 empty] | 0 | 0 |  |  |  | 0 |  |  | #N/A | [12 empty] | 0 | [13 empty] | 0% | 0% |  | 0 | 0 | 0 | 0 | 0 | 0 | 0 | 0 | 0 | 0 | 0 | [44 empty] | 0
MCE Commercial | [10 empty] | 0 | 0 |  |  |  | 0 |  |  | #N/A | [12 empty] | 0 | [13 empty] | 0% | 0% |  | 0 | 0 | 0 | 0 | 0 | 0 | 0 | 0 | 0 | 0 | 0 | [44 empty] | 0
MCE Commercial | [10 empty] | 0 | 0 |  |  |  | 0 |  |  | #N/A | [12 empty] | 0 | [13 empty] | 0% | 0% |  | 0 | 0 | 0 | 0 | 0 | 0 | 0 | 0 | 0 | 0 | 0 | [44 empty] | 0
MCE Commercial | [10 empty] | 0 | 0 |  |  |  | 0 |  |  | #N/A | [12 empty] | 0 | [13 empty] | 0% | 0% |  | 0 | 0 | 0 | 0 | 0 | 0 | 0 | 0 | 0 | 0 | 0 | [44 empty] | 0
MCE Commercial | [10 empty] | 0 | 0 |  |  |  | 0 |  |  | #N/A | [12 empty] | 0 | [13 empty] | 0% | 0% |  | 0 | 0 | 0 | 0 | 0 | 0 | 0 | 0 | 0 | 0 | 0 | [44 empty] | 0
MCE Commercial | [10 empty] | 0 | 0 |  |  |  | 0 |  |  | #N/A | [12 empty] | 0 | [13 empty] | 0% | 0% |  | 0 | 0 | 0 | 0 | 0 | 0 | 0 | 0 | 0 | 0 | 0 | [44 empty] | 0
MCE Commercial | [10 empty] | 0 | 0 |  |  |  | 0 |  |  | #N/A | [12 empty] | 0 | [13 empty] | 0% | 0% |  | 0 | 0 | 0 | 0 | 0 | 0 | 0 | 0 | 0 | 0 | 0 | [44 empty] | 0
MCE Commercial | [10 empty] | 0 | 0 |  |  |  | 0 |  |  | #N/A | [12 empty] | 0 | [13 empty] | 0% | 0% |  | 0 | 0 | 0 | 0 | 0 | 0 | 0 | 0 | 0 | 0 | 0 | [44 empty] | 0
MCE Commercial | [10 empty] | 0 | 0 |  |  |  | 0 |  |  | #N/A | [12 empty] | 0 | [13 empty] | 0% | 0% |  | 0 | 0 | 0 | 0 | 0 | 0 | 0 | 0 | 0 | 0 | 0 | [44 empty] | 0
MCE Commercial | [10 empty] | 0 | 0 |  |  |  | 0 |  |  | #N/A | [12 empty] | 0 | [13 empty] | 0% | 0% |  | 0 | 0 | 0 | 0 | 0 | 0 | 0 | 0 | 0 | 0 | 0 | [44 empty] | 0
MCE Commercial | [10 empty] | 0 | 0 |  |  |  | 0 |  |  | #N/A | [12 empty] | 0 | [13 empty] | 0% | 0% |  | 0 | 0 | 0 | 0 | 0 | 0 | 0 | 0 | 0 | 0 | 0 | [44 empty] | 0
MCE Commercial | [10 empty] | 0 | 0 |  |  |  | 0 |  |  | #N/A | [12 empty] | 0 | [13 empty] | 0% | 0% |  | 0 | 0 | 0 | 0 | 0 | 0 | 0 | 0 | 0 | 0 | 0 | [44 empty] | 0
MCE Commercial | [10 empty] | 0 | 0 |  |  |  | 0 |  |  | #N/A | [12 empty] | 0 | [13 empty] | 0% | 0% |  | 0 | 0 | 0 | 0 | 0 | 0 | 0 | 0 | 0 | 0 | 0 | [44 empty] | 0
MCE Commercial | [10 empty] | 0 | 0 |  |  |  | 0 |  |  | #N/A | [12 empty] | 0 | [13 empty] | 0% | 0% |  | 0 | 0 | 0 | 0 | 0 | 0 | 0 | 0 | 0 | 0 | 0 | [44 empty] | 0
MCE Commercial | [10 empty] | 0 | 0 |  |  |  | 0 |  |  | #N/A | [12 empty] | 0 | [13 empty] | 0% | 0% |  | 0 | 0 | 0 | 0 | 0 | 0 | 0 | 0 | 0 | 0 | 0 | [44 empty] | 0
MCE Commercial | [10 empty] | 0 | 0 |  |  |  | 0 |  |  | #N/A | [12 empty] | 0 | [13 empty] | 0% | 0% |  | 0 | 0 | 0 | 0 | 0 | 0 | 0 | 0 | 0 | 0 | 0 | [44 empty] | 0
MCE Commercial | [10 empty] | 0 | 0 |  |  |  | 0 |  |  | #N/A | [12 empty] | 0 | [13 empty] | 0% | 0% |  | 0 | 0 | 0 | 0 | 0 | 0 | 0 | 0 | 0 | 0 | 0 | [44 empty] | 0
MCE Commercial | [10 empty] | 0 | 0 |  |  |  | 0 |  |  | #N/A | [12 empty] | 0 | [13 empty] | 0% | 0% |  | 0 | 0 | 0 | 0 | 0 | 0 | 0 | 0 | 0 | 0 | 0 | [44 empty] | 0
MCE Commercial | [10 empty] | 0 | 0 |  |  |  | 0 |  |  | #N/A | [12 empty] | 0 | [13 empty] | 0% | 0% |  | 0 | 0 | 0 | 0 | 0 | 0 | 0 | 0 | 0 | 0 | 0 | [44 empty] | 0
MCE Commercial | [10 empty] | 0 | 0 |  |  |  | 0 |  |  | #N/A | [12 empty] | 0 | [13 empty] | 0% | 0% |  | 0 | 0 | 0 | 0 | 0 | 0 | 0 | 0 | 0 | 0 | 0 | [44 empty] | 0
MCE Commercial | [10 empty] | 0 | 0 |  |  |  | 0 |  |  | #N/A | [12 empty] | 0 | [13 empty] | 0% | 0% |  | 0 | 0 | 0 | 0 | 0 | 0 | 0 | 0 | 0 | 0 | 0 | [44 empty] | 0
MCE Commercial | [10 empty] | 0 | 0 |  |  |  | 0 |  |  | #N/A | [12 empty] | 0 | [13 empty] | 0% | 0% |  | 0 | 0 | 0 | 0 | 0 | 0 | 0 | 0 | 0 | 0 | 0 | [44 empty] | 0
MCE Commercial | [10 empty] | 0 | 0 |  |  |  | 0 |  |  | #N/A | [12 empty] | 0 | [13 empty] | 0% | 0% |  | 0 | 0 | 0 | 0 | 0 | 0 | 0 | 0 | 0 | 0 | 0 | [44 empty] | 0
MCE Commercial | [10 empty] | 0 | 0 |  |  |  | 0 |  |  | #N/A | [12 empty] | 0 | [13 empty] | 0% | 0% |  | 0 | 0 | 0 | 0 | 0 | 0 | 0 | 0 | 0 | 0 | 0 | [44 empty] | 0
MCE Commercial | [10 empty] | 0 | 0 |  |  |  | 0 |  |  | #N/A | [12 empty] | 0 | [13 empty] | 0% | 0% |  | 0 | 0 | 0 | 0 | 0 | 0 | 0 | 0 | 0 | 0 | 0 | [44 empty] | 0
MCE Commercial | [10 empty] | 0 | 0 |  |  |  | 0 |  |  | #N/A | [12 empty] | 0 | [13 empty] | 0% | 0% |  | 0 | 0 | 0 | 0 | 0 | 0 | 0 | 0 | 0 | 0 | 0 | [44 empty] | 0
MCE Commercial | [10 empty] | 0 | 0 |  |  |  | 0 |  |  | #N/A | [12 empty] | 0 | [13 empty] | 0% | 0% |  | 0 | 0 | 0 | 0 | 0 | 0 | 0 | 0 | 0 | 0 | 0 | [44 empty] | 0
MCE Commercial | [10 empty] | 0 | 0 |  |  |  | 0 |  |  | #N/A | [12 empty] | 0 | [13 empty] | 0% | 0% |  | 0 | 0 | 0 | 0 | 0 | 0 | 0 | 0 | 0 | 0 | 0 | [44 empty] | 0
MCE Commercial | [10 empty] | 0 | 0 |  |  |  | 0 |  |  | #N/A | [12 empty] | 0 | [13 empty] | 0% | 0% |  | 0 | 0 | 0 | 0 | 0 | 0 | 0 | 0 | 0 | 0 | 0 | [44 empty] | 0
MCE Commercial | [10 empty] | 0 | 0 |  |  |  | 0 |  |  | #N/A | [12 empty] | 0 | [13 empty] | 0% | 0% |  | 0 | 0 | 0 | 0 | 0 | 0 | 0 | 0 | 0 | 0 | 0 | [44 empty] | 0
MCE Commercial | [10 empty] | 0 | 0 |  |  |  | 0 |  |  | #N/A | [12 empty] | 0 | [13 empty] | 0% | 0% |  | 0 | 0 | 0 | 0 | 0 | 0 | 0 | 0 | 0 | 0 | 0 | [44 empty] | 0
MCE Commercial | [10 empty] | 0 | 0 |  |  |  | 0 |  |  | #N/A | [12 empty] | 0 | [13 empty] | 0% | 0% |  | 0 | 0 | 0 | 0 | 0 | 0 | 0 | 0 | 0 | 0 | 0 | [44 empty] | 0
MCE Commercial | [10 empty] | 0 | 0 |  |  |  | 0 |  |  | #N/A | [12 empty] | 0 | [13 empty] | 0% | 0% |  | 0 | 0 | 0 | 0 | 0 | 0 | 0 | 0 | 0 | 0 | 0 | [44 empty] | 0
MCE Commercial | [10 empty] | 0 | 0 |  |  |  | 0 |  |  | #N/A | [12 empty] | 0 | [13 empty] | 0% | 0% |  | 0 | 0 | 0 | 0 | 0 | 0 | 0 | 0 | 0 | 0 | 0 | [44 empty] | 0
MCE Commercial | [10 empty] | 0 | 0 |  |  |  | 0 |  |  | #N/A | [12 empty] | 0 | [13 empty] | 0% | 0% |  | 0 | 0 | 0 | 0 | 0 | 0 | 0 | 0 | 0 | 0 | 0 | [44 empty] | 0
MCE Commercial | [10 empty] | 0 | 0 |  |  |  | 0 |  |  | #N/A | [12 empty] | 0 | [13 empty] | 0% | 0% |  | 0 | 0 | 0 | 0 | 0 | 0 | 0 | 0 | 0 | 0 | 0 | [44 empty] | 0
MCE Commercial | [10 empty] | 0 | 0 |  |  |  | 0 |  |  | #N/A | [12 empty] | 0 | [13 empty] | 0% | 0% |  | 0 | 0 | 0 | 0 | 0 | 0 | 0 | 0 | 0 | 0 | 0 | [44 empty] | 0
MCE Commercial | [10 empty] | 0 | 0 |  |  |  | 0 |  |  | #N/A | [12 empty] | 0 | [13 empty] | 0% | 0% |  | 0 | 0 | 0 | 0 | 0 | 0 | 0 | 0 | 0 | 0 | 0 | [44 empty] | 0
MCE Commercial | [10 empty] | 0 | 0 |  |  |  | 0 |  |  | #N/A | [12 empty] | 0 | [13 empty] | 0% | 0% |  | 0 | 0 | 0 | 0 | 0 | 0 | 0 | 0 | 0 | 0 | 0 | [44 empty] | 0
MCE Commercial | [10 empty] | 0 | 0 |  |  |  | 0 |  |  | #N/A | [12 empty] | 0 | [13 empty] | 0% | 0% |  | 0 | 0 | 0 | 0 | 0 | 0 | 0 | 0 | 0 | 0 | 0 | [44 empty] | 0
MCE Commercial | [10 empty] | 0 | 0 |  |  |  | 0 |  |  | #N/A | [12 empty] | 0 | [13 empty] | 0% | 0% |  | 0 | 0 | 0 | 0 | 0 | 0 | 0 | 0 | 0 | 0 | 0 | [44 empty] | 0
MCE Commercial | [10 empty] | 0 | 0 |  |  |  | 0 |  |  | #N/A | [12 empty] | 0 | [13 empty] | 0% | 0% |  | 0 | 0 | 0 | 0 | 0 | 0 | 0 | 0 | 0 | 0 | 0 | [44 empty] | 0
MCE Commercial | [10 empty] | 0 | 0 |  |  |  | 0 |  |  | #N/A | [12 empty] | 0 | [13 empty] | 0% | 0% |  | 0 | 0 | 0 | 0 | 0 | 0 | 0 | 0 | 0 | 0 | 0 | [44 empty] | 0
MCE Commercial | [10 empty] | 0 | 0 |  |  |  | 0 |  |  | #N/A | [12 empty] | 0 | [13 empty] | 0% | 0% |  | 0 | 0 | 0 | 0 | 0 | 0 | 0 | 0 | 0 | 0 | 0 | [44 empty] | 0
MCE Commercial | [10 empty] | 0 | 0 |  |  |  | 0 |  |  | #N/A | [12 empty] | 0 | [13 empty] | 0% | 0% |  | 0 | 0 | 0 | 0 | 0 | 0 | 0 | 0 | 0 | 0 | 0 | [44 empty] | 0
MCE Commercial | [10 empty] | 0 | 0 |  |  |  | 0 |  |  | #N/A | [12 empty] | 0 | [13 empty] | 0% | 0% |  | 0 | 0 | 0 | 0 | 0 | 0 | 0 | 0 | 0 | 0 | 0 | [44 empty] | 0
MCE Commercial | [10 empty] | 0 | 0 |  |  |  | 0 |  |  | #N/A | [12 empty] | 0 | [13 empty] | 0% | 0% |  | 0 | 0 | 0 | 0 | 0 | 0 | 0 | 0 | 0 | 0 | 0 | [44 empty] | 0
MCE Commercial | [10 empty] | 0 | 0 |  |  |  | 0 |  |  | #N/A | [12 empty] | 0 | [13 empty] | 0% | 0% |  | 0 | 0 | 0 | 0 | 0 | 0 | 0 | 0 | 0 | 0 | 0 | [44 empty] | 0
MCE Commercial | [10 empty] | 0 | 0 |  |  |  | 0 |  |  | #N/A | [12 empty] | 0 | [13 empty] | 0% | 0% |  | 0 | 0 | 0 | 0 | 0 | 0 | 0 | 0 | 0 | 0 | 0 | [44 empty] | 0
MCE Commercial | [10 empty] | 0 | 0 |  |  |  | 0 |  |  | #N/A | [12 empty] | 0 | [13 empty] | 0% | 0% |  | 0 | 0 | 0 | 0 | 0 | 0 | 0 | 0 | 0 | 0 | 0 | [44 empty] | 0
MCE Commercial | [10 empty] | 0 | 0 |  |  |  | 0 |  |  | #N/A | [12 empty] | 0 | [13 empty] | 0% | 0% |  | 0 | 0 | 0 | 0 | 0 | 0 | 0 | 0 | 0 | 0 | 0 | [44 empty] | 0
MCE Commercial | [10 empty] | 0 | 0 |  |  |  | 0 |  |  | #N/A | [12 empty] | 0 | [13 empty] | 0% | 0% |  | 0 | 0 | 0 | 0 | 0 | 0 | 0 | 0 | 0 | 0 | 0 | [44 empty] | 0
MCE Commercial | [10 empty] | 0 | 0 |  |  |  | 0 |  |  | #N/A | [12 empty] | 0 | [13 empty] | 0% | 0% |  | 0 | 0 | 0 | 0 | 0 | 0 | 0 | 0 | 0 | 0 | 0 | [44 empty] | 0
MCE Commercial | [10 empty] | 0 | 0 |  |  |  | 0 |  |  | #N/A | [12 empty] | 0 | [13 empty] | 0% | 0% |  | 0 | 0 | 0 | 0 | 0 | 0 | 0 | 0 | 0 | 0 | 0 | [44 empty] | 0
MCE Commercial | [10 empty] | 0 | 0 |  |  |  | 0 |  |  | #N/A | [12 empty] | 0 | [13 empty] | 0% | 0% |  | 0 | 0 | 0 | 0 | 0 | 0 | 0 | 0 | 0 | 0 | 0 | [44 empty] | 0
MCE Commercial | [10 empty] | 0 | 0 |  |  |  | 0 |  |  | #N/A | [12 empty] | 0 | [13 empty] | 0% | 0% |  | 0 | 0 | 0 | 0 | 0 | 0 | 0 | 0 | 0 | 0 | 0 | [44 empty] | 0
MCE Commercial | [10 empty] | 0 | 0 |  |  |  | 0 |  |  | #N/A | [12 empty] | 0 | [13 empty] | 0% | 0% |  | 0 | 0 | 0 | 0 | 0 | 0 | 0 | 0 | 0 | 0 | 0 | [44 empty] | 0
MCE Commercial | [10 empty] | 0 | 0 |  |  |  | 0 |  |  | #N/A | [12 empty] | 0 | [13 empty] | 0% | 0% |  | 0 | 0 | 0 | 0 | 0 | 0 | 0 | 0 | 0 | 0 | 0 | [44 empty] | 0
MCE Commercial | [10 empty] | 0 | 0 |  |  |  | 0 |  |  | #N/A | [12 empty] | 0 | [13 empty] | 0% | 0% |  | 0 | 0 | 0 | 0 | 0 | 0 | 0 | 0 | 0 | 0 | 0 | [44 empty] | 0
MCE Commercial | [10 empty] | 0 | 0 |  |  |  | 0 |  |  | #N/A | [12 empty] | 0 | [13 empty] | 0% | 0% |  | 0 | 0 | 0 | 0 | 0 | 0 | 0 | 0 | 0 | 0 | 0 | [44 empty] | 0
MCE Commercial | [10 empty] | 0 | 0 |  |  |  | 0 |  |  | #N/A | [12 empty] | 0 | [13 empty] | 0% | 0% |  | 0 | 0 | 0 | 0 | 0 | 0 | 0 | 0 | 0 | 0 | 0 | [44 empty] | 0
MCE Commercial | [10 empty] | 0 | 0 |  |  |  | 0 |  |  | #N/A | [12 empty] | 0 | [13 empty] | 0% | 0% |  | 0 | 0 | 0 | 0 | 0 | 0 | 0 | 0 | 0 | 0 | 0 | [44 empty] | 0
MCE Commercial | [10 empty] | 0 | 0 |  |  |  | 0 |  |  | #N/A | [12 empty] | 0 | [13 empty] | 0% | 0% |  | 0 | 0 | 0 | 0 | 0 | 0 | 0 | 0 | 0 | 0 | 0 | [44 empty] | 0
MCE Commercial | [10 empty] | 0 | 0 |  |  |  | 0 |  |  | #N/A | [12 empty] | 0 | [13 empty] | 0% | 0% |  | 0 | 0 | 0 | 0 | 0 | 0 | 0 | 0 | 0 | 0 | 0 | [44 empty] | 0
MCE Commercial | [10 empty] | 0 | 0 |  |  |  | 0 |  |  | #N/A | [12 empty] | 0 | [13 empty] | 0% | 0% |  | 0 | 0 | 0 | 0 | 0 | 0 | 0 | 0 | 0 | 0 | 0 | [44 empty] | 0
MCE Commercial | [10 empty] | 0 | 0 |  |  |  | 0 |  |  | #N/A | [12 empty] | 0 | [13 empty] | 0% | 0% |  | 0 | 0 | 0 | 0 | 0 | 0 | 0 | 0 | 0 | 0 | 0 | [44 empty] | 0
MCE Commercial | [10 empty] | 0 | 0 |  |  |  | 0 |  |  | #N/A | [12 empty] | 0 | [13 empty] | 0% | 0% |  | 0 | 0 | 0 | 0 | 0 | 0 | 0 | 0 | 0 | 0 | 0 | [44 empty] | 0
MCE Commercial | [10 empty] | 0 | 0 |  |  |  | 0 |  |  | #N/A | [12 empty] | 0 | [13 empty] | 0% | 0% |  | 0 | 0 | 0 | 0 | 0 | 0 | 0 | 0 | 0 | 0 | 0 | [44 empty] | 0
MCE Commercial | [10 empty] | 0 | 0 |  |  |  | 0 |  |  | #N/A | [12 empty] | 0 | [13 empty] | 0% | 0% |  | 0 | 0 | 0 | 0 | 0 | 0 | 0 | 0 | 0 | 0 | 0 | [44 empty] | 0
MCE Commercial | [10 empty] | 0 | 0 |  |  |  | 0 |  |  | #N/A | [12 empty] | 0 | [13 empty] | 0% | 0% |  | 0 | 0 | 0 | 0 | 0 | 0 | 0 | 0 | 0 | 0 | 0 | [44 empty] | 0
MCE Commercial | [10 empty] | 0 | 0 |  |  |  | 0 |  |  | #N/A | [12 empty] | 0 | [13 empty] | 0% | 0% |  | 0 | 0 | 0 | 0 | 0 | 0 | 0 | 0 | 0 | 0 | 0 | [44 empty] | 0
MCE Commercial | [10 empty] | 0 | 0 |  |  |  | 0 |  |  | #N/A | [12 empty] | 0 | [13 empty] | 0% | 0% |  | 0 | 0 | 0 | 0 | 0 | 0 | 0 | 0 | 0 | 0 | 0 | [44 empty] | 0
MCE Commercial | [10 empty] | 0 | 0 |  |  |  | 0 |  |  | #N/A | [12 empty] | 0 | [13 empty] | 0% | 0% |  | 0 | 0 | 0 | 0 | 0 | 0 | 0 | 0 | 0 | 0 | 0 | [44 empty] | 0
MCE Commercial | [10 empty] | 0 | 0 |  |  |  | 0 |  |  | #N/A | [12 empty] | 0 | [13 empty] | 0% | 0% |  | 0 | 0 | 0 | 0 | 0 | 0 | 0 | 0 | 0 | 0 | 0 | [44 empty] | 0
MCE Commercial | [10 empty] | 0 | 0 |  |  |  | 0 |  |  | #N/A | [12 empty] | 0 | [13 empty] | 0% | 0% |  | 0 | 0 | 0 | 0 | 0 | 0 | 0 | 0 | 0 | 0 | 0 | [44 empty] | 0
MCE Commercial | [10 empty] | 0 | 0 |  |  |  | 0 |  |  | #N/A | [12 empty] | 0 | [13 empty] | 0% | 0% |  | 0 | 0 | 0 | 0 | 0 | 0 | 0 | 0 | 0 | 0 | 0 | [44 empty] | 0
MCE Commercial | [10 empty] | 0 | 0 |  |  |  | 0 |  |  | #N/A | [12 empty] | 0 | [13 empty] | 0% | 0% |  | 0 | 0 | 0 | 0 | 0 | 0 | 0 | 0 | 0 | 0 | 0 | [44 empty] | 0
MCE Commercial | [10 empty] | 0 | 0 |  |  |  | 0 |  |  | #N/A | [12 empty] | 0 | [13 empty] | 0% | 0% |  | 0 | 0 | 0 | 0 | 0 | 0 | 0 | 0 | 0 | 0 | 0 | [44 empty] | 0
MCE Commercial | [10 empty] | 0 | 0 |  |  |  | 0 |  |  | #N/A | [12 empty] | 0 | [13 empty] | 0% | 0% |  | 0 | 0 | 0 | 0 | 0 | 0 | 0 | 0 | 0 | 0 | 0 | [44 empty] | 0
MCE Commercial | [10 empty] | 0 | 0 |  |  |  | 0 |  |  | #N/A | [12 empty] | 0 | [13 empty] | 0% | 0% |  | 0 | 0 | 0 | 0 | 0 | 0 | 0 | 0 | 0 | 0 | 0 | [44 empty] | 0
MCE Commercial | [10 empty] | 0 | 0 |  |  |  | 0 |  |  | #N/A | [12 empty] | 0 | [13 empty] | 0% | 0% |  | 0 | 0 | 0 | 0 | 0 | 0 | 0 | 0 | 0 | 0 | 0 | [44 empty] | 0
MCE Commercial | [10 empty] | 0 | 0 |  |  |  | 0 |  |  | #N/A | [12 empty] | 0 | [13 empty] | 0% | 0% |  | 0 | 0 | 0 | 0 | 0 | 0 | 0 | 0 | 0 | 0 | 0 | [44 empty] | 0
MCE Commercial | [10 empty] | 0 | 0 |  |  |  | 0 |  |  | #N/A | [12 empty] | 0 | [13 empty] | 0% | 0% |  | 0 | 0 | 0 | 0 | 0 | 0 | 0 | 0 | 0 | 0 | 0 | [44 empty] | 0
MCE Commercial | [10 empty] | 0 | 0 |  |  |  | 0 |  |  | #N/A | [12 empty] | 0 | [13 empty] | 0% | 0% |  | 0 | 0 | 0 | 0 | 0 | 0 | 0 | 0 | 0 | 0 | 0 | [44 empty] | 0
MCE Commercial | [10 empty] | 0 | 0 |  |  |  | 0 |  |  | #N/A | [12 empty] | 0 | [13 empty] | 0% | 0% |  | 0 | 0 | 0 | 0 | 0 | 0 | 0 | 0 | 0 | 0 | 0 | [44 empty] | 0
MCE Commercial | [10 empty] | 0 | 0 |  |  |  | 0 |  |  | #N/A | [12 empty] | 0 | [13 empty] | 0% | 0% |  | 0 | 0 | 0 | 0 | 0 | 0 | 0 | 0 | 0 | 0 | 0 | [44 empty] | 0
MCE Commercial | [10 empty] | 0 | 0 |  |  |  | 0 |  |  | #N/A | [12 empty] | 0 | [13 empty] | 0% | 0% |  | 0 | 0 | 0 | 0 | 0 | 0 | 0 | 0 | 0 | 0 | 0 | [44 empty] | 0
MCE Commercial | [10 empty] | 0 | 0 |  |  |  | 0 |  |  | #N/A | [12 empty] | 0 | [13 empty] | 0% | 0% |  | 0 | 0 | 0 | 0 | 0 | 0 | 0 | 0 | 0 | 0 | 0 | [44 empty] | 0
MCE Commercial | [10 empty] | 0 | 0 |  |  |  | 0 |  |  | #N/A | [12 empty] | 0 | [13 empty] | 0% | 0% |  | 0 | 0 | 0 | 0 | 0 | 0 | 0 | 0 | 0 | 0 | 0 | [44 empty] | 0
MCE Commercial | [10 empty] | 0 | 0 |  |  |  | 0 |  |  | #N/A | [12 empty] | 0 | [13 empty] | 0% | 0% |  | 0 | 0 | 0 | 0 | 0 | 0 | 0 | 0 | 0 | 0 | 0 | [44 empty] | 0
MCE Commercial | [10 empty] | 0 | 0 |  |  |  | 0 |  |  | #N/A | [12 empty] | 0 | [13 empty] | 0% | 0% |  | 0 | 0 | 0 | 0 | 0 | 0 | 0 | 0 | 0 | 0 | 0 | [44 empty] | 0
MCE Commercial | [10 empty] | 0 | 0 |  |  |  | 0 |  |  | #N/A | [12 empty] | 0 | [13 empty] | 0% | 0% |  | 0 | 0 | 0 | 0 | 0 | 0 | 0 | 0 | 0 | 0 | 0 | [44 empty] | 0
MCE Commercial | [10 empty] | 0 | 0 |  |  |  | 0 |  |  | #N/A | [12 empty] | 0 | [13 empty] | 0% | 0% |  | 0 | 0 | 0 | 0 | 0 | 0 | 0 | 0 | 0 | 0 | 0 | [44 empty] | 0
MCE Commercial | [10 empty] | 0 | 0 |  |  |  | 0 |  |  | #N/A | [12 empty] | 0 | [13 empty] | 0% | 0% |  | 0 | 0 | 0 | 0 | 0 | 0 | 0 | 0 | 0 | 0 | 0 | [44 empty] | 0
MCE Commercial | [10 empty] | 0 | 0 |  |  |  | 0 |  |  | #N/A | [12 empty] | 0 | [13 empty] | 0% | 0% |  | 0 | 0 | 0 | 0 | 0 | 0 | 0 | 0 | 0 | 0 | 0 | [44 empty] | 0
MCE Commercial | [10 empty] | 0 | 0 |  |  |  | 0 |  |  | #N/A | [12 empty] | 0 | [13 empty] | 0% | 0% |  | 0 | 0 | 0 | 0 | 0 | 0 | 0 | 0 | 0 | 0 | 0 | [44 empty] | 0
MCE Commercial | [10 empty] | 0 | 0 |  |  |  | 0 |  |  | #N/A | [12 empty] | 0 | [13 empty] | 0% | 0% |  | 0 | 0 | 0 | 0 | 0 | 0 | 0 | 0 | 0 | 0 | 0 | [44 empty] | 0
MCE Commercial | [10 empty] | 0 | 0 |  |  |  | 0 |  |  | #N/A | [12 empty] | 0 | [13 empty] | 0% | 0% |  | 0 | 0 | 0 | 0 | 0 | 0 | 0 | 0 | 0 | 0 | 0 | [44 empty] | 0
MCE Commercial | [10 empty] | 0 | 0 |  |  |  | 0 |  |  | #N/A | [12 empty] | 0 | [13 empty] | 0% | 0% |  | 0 | 0 | 0 | 0 | 0 | 0 | 0 | 0 | 0 | 0 | 0 | [44 empty] | 0
MCE Commercial | [10 empty] | 0 | 0 |  |  |  | 0 |  |  | #N/A | [12 empty] | 0 | [13 empty] | 0% | 0% |  | 0 | 0 | 0 | 0 | 0 | 0 | 0 | 0 | 0 | 0 | 0 | [44 empty] | 0
MCE Commercial | [10 empty] | 0 | 0 |  |  |  | 0 |  |  | #N/A | [12 empty] | 0 | [13 empty] | 0% | 0% |  | 0 | 0 | 0 | 0 | 0 | 0 | 0 | 0 | 0 | 0 | 0 | [44 empty] | 0
MCE Commercial | [10 empty] | 0 | 0 |  |  |  | 0 |  |  | #N/A | [12 empty] | 0 | [13 empty] | 0% | 0% |  | 0 | 0 | 0 | 0 | 0 | 0 | 0 | 0 | 0 | 0 | 0 | [44 empty] | 0
MCE Commercial | [10 empty] | 0 | 0 |  |  |  | 0 |  |  | #N/A | [12 empty] | 0 | [13 empty] | 0% | 0% |  | 0 | 0 | 0 | 0 | 0 | 0 | 0 | 0 | 0 | 0 | 0 | [44 empty] | 0
MCE Commercial | [10 empty] | 0 | 0 |  |  |  | 0 |  |  | #N/A | [12 empty] | 0 | [13 empty] | 0% | 0% |  | 0 | 0 | 0 | 0 | 0 | 0 | 0 | 0 | 0 | 0 | 0 | [44 empty] | 0
MCE Commercial | [10 empty] | 0 | 0 |  |  |  | 0 |  |  | #N/A | [12 empty] | 0 | [13 empty] | 0% | 0% |  | 0 | 0 | 0 | 0 | 0 | 0 | 0 | 0 | 0 | 0 | 0 | [44 empty] | 0
MCE Commercial | [10 empty] | 0 | 0 |  |  |  | 0 |  |  | #N/A | [12 empty] | 0 | [13 empty] | 0% | 0% |  | 0 | 0 | 0 | 0 | 0 | 0 | 0 | 0 | 0 | 0 | 0 | [44 empty] | 0
MCE Commercial | [10 empty] | 0 | 0 |  |  |  | 0 |  |  | #N/A | [12 empty] | 0 | [13 empty] | 0% | 0% |  | 0 | 0 | 0 | 0 | 0 | 0 | 0 | 0 | 0 | 0 | 0 | [44 empty] | 0
MCE Commercial | [10 empty] | 0 | 0 |  |  |  | 0 |  |  | #N/A | [12 empty] | 0 | [13 empty] | 0% | 0% |  | 0 | 0 | 0 | 0 | 0 | 0 | 0 | 0 | 0 | 0 | 0 | [44 empty] | 0
MCE Commercial | [10 empty] | 0 | 0 |  |  |  | 0 |  |  | #N/A | [12 empty] | 0 | [13 empty] | 0% | 0% |  | 0 | 0 | 0 | 0 | 0 | 0 | 0 | 0 | 0 | 0 | 0 | [44 empty] | 0
MCE Commercial | [10 empty] | 0 | 0 |  |  |  | 0 |  |  | #N/A | [12 empty] | 0 | [13 empty] | 0% | 0% |  | 0 | 0 | 0 | 0 | 0 | 0 | 0 | 0 | 0 | 0 | 0 | [44 empty] | 0
MCE Commercial | [10 empty] | 0 | 0 |  |  |  | 0 |  |  | #N/A | [12 empty] | 0 | [13 empty] | 0% | 0% |  | 0 | 0 | 0 | 0 | 0 | 0 | 0 | 0 | 0 | 0 | 0 | [44 empty] | 0
MCE Commercial | [10 empty] | 0 | 0 |  |  |  | 0 |  |  | #N/A | [12 empty] | 0 | [13 empty] | 0% | 0% |  | 0 | 0 | 0 | 0 | 0 | 0 | 0 | 0 | 0 | 0 | 0 | [44 empty] | 0
MCE Commercial | [10 empty] | 0 | 0 |  |  |  | 0 |  |  | #N/A | [12 empty] | 0 | [13 empty] | 0% | 0% |  | 0 | 0 | 0 | 0 | 0 | 0 | 0 | 0 | 0 | 0 | 0 | [44 empty] | 0
MCE Commercial | [10 empty] | 0 | 0 |  |  |  | 0 |  |  | #N/A | [12 empty] | 0 | [13 empty] | 0% | 0% |  | 0 | 0 | 0 | 0 | 0 | 0 | 0 | 0 | 0 | 0 | 0 | [44 empty] | 0
MCE Commercial | [10 empty] | 0 | 0 |  |  |  | 0 |  |  | #N/A | [12 empty] | 0 | [13 empty] | 0% | 0% |  | 0 | 0 | 0 | 0 | 0 | 0 | 0 | 0 | 0 | 0 | 0 | [44 empty] | 0
MCE Commercial | [10 empty] | 0 | 0 |  |  |  | 0 |  |  | #N/A | [12 empty] | 0 | [13 empty] | 0% | 0% |  | 0 | 0 | 0 | 0 | 0 | 0 | 0 | 0 | 0 | 0 | 0 | [44 empty] | 0
MCE Commercial | [10 empty] | 0 | 0 |  |  |  | 0 |  |  | #N/A | [12 empty] | 0 | [13 empty] | 0% | 0% |  | 0 | 0 | 0 | 0 | 0 | 0 | 0 | 0 | 0 | 0 | 0 | [44 empty] | 0
MCE Commercial | [10 empty] | 0 | 0 |  |  |  | 0 |  |  | #N/A | [12 empty] | 0 | [13 empty] | 0% | 0% |  | 0 | 0 | 0 | 0 | 0 | 0 | 0 | 0 | 0 | 0 | 0 | [44 empty] | 0
MCE Commercial | [10 empty] | 0 | 0 |  |  |  | 0 |  |  | #N/A | [12 empty] | 0 | [13 empty] | 0% | 0% |  | 0 | 0 | 0 | 0 | 0 | 0 | 0 | 0 | 0 | 0 | 0 | [44 empty] | 0
MCE Commercial | [10 empty] | 0 | 0 |  |  |  | 0 |  |  | #N/A | [12 empty] | 0 | [13 empty] | 0% | 0% |  | 0 | 0 | 0 | 0 | 0 | 0 | 0 | 0 | 0 | 0 | 0 | [44 empty] | 0
MCE Commercial | [10 empty] | 0 | 0 |  |  |  | 0 |  |  | #N/A | [12 empty] | 0 | [13 empty] | 0% | 0% |  | 0 | 0 | 0 | 0 | 0 | 0 | 0 | 0 | 0 | 0 | 0 | [44 empty] | 0
MCE Commercial | [10 empty] | 0 | 0 |  |  |  | 0 |  |  | #N/A | [12 empty] | 0 | [13 empty] | 0% | 0% |  | 0 | 0 | 0 | 0 | 0 | 0 | 0 | 0 | 0 | 0 | 0 | [44 empty] | 0
MCE Commercial | [10 empty] | 0 | 0 |  |  |  | 0 |  |  | #N/A | [12 empty] | 0 | [13 empty] | 0% | 0% |  | 0 | 0 | 0 | 0 | 0 | 0 | 0 | 0 | 0 | 0 | 0 | [44 empty] | 0
MCE Commercial | [10 empty] | 0 | 0 |  |  |  | 0 |  |  | #N/A | [12 empty] | 0 | [13 empty] | 0% | 0% |  | 0 | 0 | 0 | 0 | 0 | 0 | 0 | 0 | 0 | 0 | 0 | [44 empty] | 0
MCE Commercial | [10 empty] | 0 | 0 |  |  |  | 0 |  |  | #N/A | [12 empty] | 0 | [13 empty] | 0% | 0% |  | 0 | 0 | 0 | 0 | 0 | 0 | 0 | 0 | 0 | 0 | 0 | [44 empty] | 0
MCE Commercial | [10 empty] | 0 | 0 |  |  |  | 0 |  |  | #N/A | [12 empty] | 0 | [13 empty] | 0% | 0% |  | 0 | 0 | 0 | 0 | 0 | 0 | 0 | 0 | 0 | 0 | 0 | [44 empty] | 0
MCE Commercial | [10 empty] | 0 | 0 |  |  |  | 0 |  |  | #N/A | [12 empty] | 0 | [13 empty] | 0% | 0% |  | 0 | 0 | 0 | 0 | 0 | 0 | 0 | 0 | 0 | 0 | 0 | [44 empty] | 0
MCE Commercial | [10 empty] | 0 | 0 |  |  |  | 0 |  |  | #N/A | [12 empty] | 0 | [13 empty] | 0% | 0% |  | 0 | 0 | 0 | 0 | 0 | 0 | 0 | 0 | 0 | 0 | 0 | [44 empty] | 0
MCE Commercial | [10 empty] | 0 | 0 |  |  |  | 0 |  |  | #N/A | [12 empty] | 0 | [13 empty] | 0% | 0% |  | 0 | 0 | 0 | 0 | 0 | 0 | 0 | 0 | 0 | 0 | 0 | [44 empty] | 0
MCE Commercial | [10 empty] | 0 | 0 |  |  |  | 0 |  |  | #N/A | [12 empty] | 0 | [13 empty] | 0% | 0% |  | 0 | 0 | 0 | 0 | 0 | 0 | 0 | 0 | 0 | 0 | 0 | [44 empty] | 0
MCE Commercial | [10 empty] | 0 | 0 |  |  |  | 0 |  |  | #N/A | [12 empty] | 0 | [13 empty] | 0% | 0% |  | 0 | 0 | 0 | 0 | 0 | 0 | 0 | 0 | 0 | 0 | 0 | [44 empty] | 0
MCE Commercial | [10 empty] | 0 | 0 |  |  |  | 0 |  |  | #N/A | [12 empty] | 0 | [13 empty] | 0% | 0% |  | 0 | 0 | 0 | 0 | 0 | 0 | 0 | 0 | 0 | 0 | 0 | [44 empty] | 0
MCE Commercial | [10 empty] | 0 | 0 |  |  |  | 0 |  |  | #N/A | [12 empty] | 0 | [13 empty] | 0% | 0% |  | 0 | 0 | 0 | 0 | 0 | 0 | 0 | 0 | 0 | 0 | 0 | [44 empty] | 0
MCE Commercial | [10 empty] | 0 | 0 |  |  |  | 0 |  |  | #N/A | [12 empty] | 0 | [13 empty] | 0% | 0% |  | 0 | 0 | 0 | 0 | 0 | 0 | 0 | 0 | 0 | 0 | 0 | [44 empty] | 0
MCE Commercial | [10 empty] | 0 | 0 |  |  |  | 0 |  |  | #N/A | [12 empty] | 0 | [13 empty] | 0% | 0% |  | 0 | 0 | 0 | 0 | 0 | 0 | 0 | 0 | 0 | 0 | 0 | [44 empty] | 0
MCE Commercial | [10 empty] | 0 | 0 |  |  |  | 0 |  |  | #N/A | [12 empty] | 0 | [13 empty] | 0% | 0% |  | 0 | 0 | 0 | 0 | 0 | 0 | 0 | 0 | 0 | 0 | 0 | [44 empty] | 0
MCE Commercial | [10 empty] | 0 | 0 |  |  |  | 0 |  |  | #N/A | [12 empty] | 0 | [13 empty] | 0% | 0% |  | 0 | 0 | 0 | 0 | 0 | 0 | 0 | 0 | 0 | 0 | 0 | [44 empty] | 0
MCE Commercial | [10 empty] | 0 | 0 |  |  |  | 0 |  |  | #N/A | [12 empty] | 0 | [13 empty] | 0% | 0% |  | 0 | 0 | 0 | 0 | 0 | 0 | 0 | 0 | 0 | 0 | 0 | [44 empty] | 0
MCE Commercial | [10 empty] | 0 | 0 |  |  |  | 0 |  |  | #N/A | [12 empty] | 0 | [13 empty] | 0% | 0% |  | 0 | 0 | 0 | 0 | 0 | 0 | 0 | 0 | 0 | 0 | 0 | [44 empty] | 0
MCE Commercial | [10 empty] | 0 | 0 |  |  |  | 0 |  |  | #N/A | [12 empty] | 0 | [13 empty] | 0% | 0% |  | 0 | 0 | 0 | 0 | 0 | 0 | 0 | 0 | 0 | 0 | 0 | [44 empty] | 0
MCE Commercial | [10 empty] | 0 | 0 |  |  |  | 0 |  |  | #N/A | [12 empty] | 0 | [13 empty] | 0% | 0% |  | 0 | 0 | 0 | 0 | 0 | 0 | 0 | 0 | 0 | 0 | 0 | [44 empty] | 0
MCE Commercial | [10 empty] | 0 | 0 |  |  |  | 0 |  |  | #N/A | [12 empty] | 0 | [13 empty] | 0% | 0% |  | 0 | 0 | 0 | 0 | 0 | 0 | 0 | 0 | 0 | 0 | 0 | [44 empty] | 0
MCE Commercial | [10 empty] | 0 | 0 |  |  |  | 0 |  |  | #N/A | [12 empty] | 0 | [13 empty] | 0% | 0% |  | 0 | 0 | 0 | 0 | 0 | 0 | 0 | 0 | 0 | 0 | 0 | [44 empty] | 0
MCE Commercial | [10 empty] | 0 | 0 |  |  |  | 0 |  |  | #N/A | [12 empty] | 0 | [13 empty] | 0% | 0% |  | 0 | 0 | 0 | 0 | 0 | 0 | 0 | 0 | 0 | 0 | 0 | [44 empty] | 0
MCE Commercial | [10 empty] | 0 | 0 |  |  |  | 0 |  |  | #N/A | [12 empty] | 0 | [13 empty] | 0% | 0% |  | 0 | 0 | 0 | 0 | 0 | 0 | 0 | 0 | 0 | 0 | 0 | [44 empty] | 0
MCE Commercial | [10 empty] | 0 | 0 |  |  |  | 0 |  |  | #N/A | [12 empty] | 0 | [13 empty] | 0% | 0% |  | 0 | 0 | 0 | 0 | 0 | 0 | 0 | 0 | 0 | 0 | 0 | [44 empty] | 0
MCE Commercial | [10 empty] | 0 | 0 |  |  |  | 0 |  |  | #N/A | [12 empty] | 0 | [13 empty] | 0% | 0% |  | 0 | 0 | 0 | 0 | 0 | 0 | 0 | 0 | 0 | 0 | 0 | [44 empty] | 0
MCE Commercial | [10 empty] | 0 | 0 |  |  |  | 0 |  |  | #N/A | [12 empty] | 0 | [13 empty] | 0% | 0% |  | 0 | 0 | 0 | 0 | 0 | 0 | 0 | 0 | 0 | 0 | 0 | [44 empty] | 0
MCE Commercial | [10 empty] | 0 | 0 |  |  |  | 0 |  |  | #N/A | [12 empty] | 0 | [13 empty] | 0% | 0% |  | 0 | 0 | 0 | 0 | 0 | 0 | 0 | 0 | 0 | 0 | 0 | [44 empty] | 0
MCE Commercial | [10 empty] | 0 | 0 |  |  |  | 0 |  |  | #N/A | [12 empty] | 0 | [13 empty] | 0% | 0% |  | 0 | 0 | 0 | 0 | 0 | 0 | 0 | 0 | 0 | 0 | 0 | [44 empty] | 0
MCE Commercial | [10 empty] | 0 | 0 |  |  |  | 0 |  |  | #N/A | [12 empty] | 0 | [13 empty] | 0% | 0% |  | 0 | 0 | 0 | 0 | 0 | 0 | 0 | 0 | 0 | 0 | 0 | [44 empty] | 0
MCE Commercial | [10 empty] | 0 | 0 |  |  |  | 0 |  |  | #N/A | [12 empty] | 0 | [13 empty] | 0% | 0% |  | 0 | 0 | 0 | 0 | 0 | 0 | 0 | 0 | 0 | 0 | 0 | [44 empty] | 0
MCE Commercial | [10 empty] | 0 | 0 |  |  |  | 0 |  |  | #N/A | [12 empty] | 0 | [13 empty] | 0% | 0% |  | 0 | 0 | 0 | 0 | 0 | 0 | 0 | 0 | 0 | 0 | 0 | [44 empty] | 0
MCE Commercial | [10 empty] | 0 | 0 |  |  |  | 0 |  |  | #N/A | [12 empty] | 0 | [13 empty] | 0% | 0% |  | 0 | 0 | 0 | 0 | 0 | 0 | 0 | 0 | 0 | 0 | 0 | [44 empty] | 0
MCE Commercial | [10 empty] | 0 | 0 |  |  |  | 0 |  |  | #N/A | [12 empty] | 0 | [13 empty] | 0% | 0% |  | 0 | 0 | 0 | 0 | 0 | 0 | 0 | 0 | 0 | 0 | 0 | [44 empty] | 0
MCE Commercial | [10 empty] | 0 | 0 |  |  |  | 0 |  |  | #N/A | [12 empty] | 0 | [13 empty] | 0% | 0% |  | 0 | 0 | 0 | 0 | 0 | 0 | 0 | 0 | 0 | 0 | 0 | [44 empty] | 0
MCE Commercial | [10 empty] | 0 | 0 |  |  |  | 0 |  |  | #N/A | [12 empty] | 0 | [13 empty] | 0% | 0% |  | 0 | 0 | 0 | 0 | 0 | 0 | 0 | 0 | 0 | 0 | 0 | [44 empty] | 0
MCE Commercial | [10 empty] | 0 | 0 |  |  |  | 0 |  |  | #N/A | [12 empty] | 0 | [13 empty] | 0% | 0% |  | 0 | 0 | 0 | 0 | 0 | 0 | 0 | 0 | 0 | 0 | 0 | [44 empty] | 0
MCE Commercial | [10 empty] | 0 | 0 |  |  |  | 0 |  |  | #N/A | [12 empty] | 0 | [13 empty] | 0% | 0% |  | 0 | 0 | 0 | 0 | 0 | 0 | 0 | 0 | 0 | 0 | 0 | [44 empty] | 0
MCE Commercial | [10 empty] | 0 | 0 |  |  |  | 0 |  |  | #N/A | [12 empty] | 0 | [13 empty] | 0% | 0% |  | 0 | 0 | 0 | 0 | 0 | 0 | 0 | 0 | 0 | 0 | 0 | [44 empty] | 0
MCE Commercial | [10 empty] | 0 | 0 |  |  |  | 0 |  |  | #N/A | [12 empty] | 0 | [13 empty] | 0% | 0% |  | 0 | 0 | 0 | 0 | 0 | 0 | 0 | 0 | 0 | 0 | 0 | [44 empty] | 0
MCE Commercial | [10 empty] | 0 | 0 |  |  |  | 0 |  |  | #N/A | [12 empty] | 0 | [13 empty] | 0% | 0% |  | 0 | 0 | 0 | 0 | 0 | 0 | 0 | 0 | 0 | 0 | 0 | [44 empty] | 0
MCE Commercial | [10 empty] | 0 | 0 |  |  |  | 0 |  |  | #N/A | [12 empty] | 0 | [13 empty] | 0% | 0% |  | 0 | 0 | 0 | 0 | 0 | 0 | 0 | 0 | 0 | 0 | 0 | [44 empty] | 0
MCE Commercial | [10 empty] | 0 | 0 |  |  |  | 0 |  |  | #N/A | [12 empty] | 0 | [13 empty] | 0% | 0% |  | 0 | 0 | 0 | 0 | 0 | 0 | 0 | 0 | 0 | 0 | 0 | [44 empty] | 0
MCE Commercial | [10 empty] | 0 | 0 |  |  |  | 0 |  |  | #N/A | [12 empty] | 0 | [13 empty] | 0% | 0% |  | 0 | 0 | 0 | 0 | 0 | 0 | 0 | 0 | 0 | 0 | 0 | [44 empty] | 0
MCE Commercial | [10 empty] | 0 | 0 |  |  |  | 0 |  |  | #N/A | [12 empty] | 0 | [13 empty] | 0% | 0% |  | 0 | 0 | 0 | 0 | 0 | 0 | 0 | 0 | 0 | 0 | 0 | [44 empty] | 0
MCE Commercial | [10 empty] | 0 | 0 |  |  |  | 0 |  |  | #N/A | [12 empty] | 0 | [13 empty] | 0% | 0% |  | 0 | 0 | 0 | 0 | 0 | 0 | 0 | 0 | 0 | 0 | 0 | [44 empty] | 0
MCE Commercial | [10 empty] | 0 | 0 |  |  |  | 0 |  |  | #N/A | [12 empty] | 0 | [13 empty] | 0% | 0% |  | 0 | 0 | 0 | 0 | 0 | 0 | 0 | 0 | 0 | 0 | 0 | [44 empty] | 0
MCE Commercial | [10 empty] | 0 | 0 |  |  |  | 0 |  |  | #N/A | [12 empty] | 0 | [13 empty] | 0% | 0% |  | 0 | 0 | 0 | 0 | 0 | 0 | 0 | 0 | 0 | 0 | 0 | [44 empty] | 0
MCE Commercial | [10 empty] | 0 | 0 |  |  |  | 0 |  |  | #N/A | [12 empty] | 0 | [13 empty] | 0% | 0% |  | 0 | 0 | 0 | 0 | 0 | 0 | 0 | 0 | 0 | 0 | 0 | [44 empty] | 0
MCE Commercial | [10 empty] | 0 | 0 |  |  |  | 0 |  |  | #N/A | [12 empty] | 0 | [13 empty] | 0% | 0% |  | 0 | 0 | 0 | 0 | 0 | 0 | 0 | 0 | 0 | 0 | 0 | [44 empty] | 0
MCE Commercial | [10 empty] | 0 | 0 |  |  |  | 0 |  |  | #N/A | [12 empty] | 0 | [13 empty] | 0% | 0% |  | 0 | 0 | 0 | 0 | 0 | 0 | 0 | 0 | 0 | 0 | 0 | [44 empty] | 0
MCE Commercial | [10 empty] | 0 | 0 |  |  |  | 0 |  |  | #N/A | [12 empty] | 0 | [13 empty] | 0% | 0% |  | 0 | 0 | 0 | 0 | 0 | 0 | 0 | 0 | 0 | 0 | 0 | [44 empty] | 0
MCE Commercial | [10 empty] | 0 | 0 |  |  |  | 0 |  |  | #N/A | [12 empty] | 0 | [13 empty] | 0% | 0% |  | 0 | 0 | 0 | 0 | 0 | 0 | 0 | 0 | 0 | 0 | 0 | [44 empty] | 0
MCE Commercial | [10 empty] | 0 | 0 |  |  |  | 0 |  |  | #N/A | [12 empty] | 0 | [13 empty] | 0% | 0% |  | 0 | 0 | 0 | 0 | 0 | 0 | 0 | 0 | 0 | 0 | 0 | [44 empty] | 0
MCE Commercial | [10 empty] | 0 | 0 |  |  |  | 0 |  |  | #N/A | [12 empty] | 0 | [13 empty] | 0% | 0% |  | 0 | 0 | 0 | 0 | 0 | 0 | 0 | 0 | 0 | 0 | 0 | [44 empty] | 0
MCE Commercial | [10 empty] | 0 | 0 |  |  |  | 0 |  |  | #N/A | [12 empty] | 0 | [13 empty] | 0% | 0% |  | 0 | 0 | 0 | 0 | 0 | 0 | 0 | 0 | 0 | 0 | 0 | [44 empty] | 0
MCE Commercial | [10 empty] | 0 | 0 |  |  |  | 0 |  |  | #N/A | [12 empty] | 0 | [13 empty] | 0% | 0% |  | 0 | 0 | 0 | 0 | 0 | 0 | 0 | 0 | 0 | 0 | 0 | [44 empty] | 0
MCE Commercial | [10 empty] | 0 | 0 |  |  |  | 0 |  |  | #N/A | [12 empty] | 0 | [13 empty] | 0% | 0% |  | 0 | 0 | 0 | 0 | 0 | 0 | 0 | 0 | 0 | 0 | 0 | [44 empty] | 0
MCE Commercial | [10 empty] | 0 | 0 |  |  |  | 0 |  |  | #N/A | [12 empty] | 0 | [13 empty] | 0% | 0% |  | 0 | 0 | 0 | 0 | 0 | 0 | 0 | 0 | 0 | 0 | 0 | [44 empty] | 0
MCE Commercial | [10 empty] | 0 | 0 |  |  |  | 0 |  |  | #N/A | [12 empty] | 0 | [13 empty] | 0% | 0% |  | 0 | 0 | 0 | 0 | 0 | 0 | 0 | 0 | 0 | 0 | 0 | [44 empty] | 0
MCE Commercial | [10 empty] | 0 | 0 |  |  |  | 0 |  |  | #N/A | [12 empty] | 0 | [13 empty] | 0% | 0% |  | 0 | 0 | 0 | 0 | 0 | 0 | 0 | 0 | 0 | 0 | 0 | [44 empty] | 0
Do NOT enter program data in this row or below. The Spreadsheet will not evaluate any such data.
Lists of Dimensions and their Labels
|  |  | Climate Zones |  |  |  | Measure Types for Measure Life | Measure Types for NTGR | Gas Sector | Gas Savings Profile | Combustor Type | [5 empty] | Sector Name | End Uses
|  |  | 1 |  |  |  | NONRESIDENTIAL MEASURES: |  | Residential | Summer Only | Large Boilers (>100 MMBtu/hr Heat Input):Uncontrolled | [5 empty] | RES | DEER:Indoor_CFL_Ltg | DEER:RefgFrzr_HighEff | DEER:RefgFrzr_Recyc-Conditioned | DEER:RefgFrzr_Recyc-UnConditioned | DEER:HVAC_Eff_AC | DEER:HVAC_Eff_HP | DEER:HVAC_Duct_Sealing | DEER:HVAC_Refrig_Charge | DEER:Refg_Chrg_Duct_Seal | DEER:RefgFrzr_Recycling | DEER:Res_ClothesDishWasher | DEER:Res_BldgShell_Ins
|  |  | 2 |  |  |  | **************************************************************** | NonRes-sAll-mCFL-dn | Commercial | Winter Only | Large Boilers (>100 MMBtu/hr Heat Input):Controlled Low NOx Burner | [5 empty] | NON_RES | DEER:Indoor_CFL_Ltg | DEER:Indoor_Non-CFL_Ltg | DEER:HVAC_Chillers | DEER:HVAC_Refrig_Charge | DEER:HVAC_Split-Package_AC | DEER:HVAC_Split-Package_HP | DEER:HVAC_Duct_Sealing
|  |  | 3A |  |  |  | Ballast Ð Dimmable: NR - 11 | NonRes-sAll-mCFL-ci | Core | Annual | Large Boilers (>100 MMBtu/hr Heat Input):Controlled Ð Flue Gas Recirculation | [5 empty] | Residential | 21 = Res. Wtr. Heating | 22 = Res. Ht. Pump Cooling | 23 = Res. Ele. & Ht. Pump Heating | 24 = Res. Refrigeration | 25 = Res. Lighting | 26 = Res. Central Air Conditioning | 28 = Res. New Const. Lighting | 29 = Res. New Const. Cooling | 31 = Res. Cooking | 32 = Res. Clothes Dry | 33 = Res. Insul. Cen. A/C | 34 = Res. Insul. Elect. Heat | 35 = Res. Ceil. Insul. HP Cooling | 36 = Res. Ceil. Insul. HP Heating | 37 = Res. Wall Insul. HP Cooling | 38 = Res. Wall Insul. HP Heating | 39 = Res. Flr. Insul. HP Cooling | 40 = Res. Flr. Insul. HP Heating | 41 = Res. EMS | 42 = Res. Dir. Assist. Weatherization | 43 = Res. Dir. Assist. Refrigeration | 44 = Res. Dir. Assist. Lighting | 45 = Res. Dir. Assist. Evap. Cooler
|  |  | 3B |  |  |  | Ballast Ð Electronic: NR - 11 | NonRes-sAll-mCFL-dir |  |  | Small Boilers (<100 MMBtu/hr Heat Input):Uncontrolled | [5 empty] | Res_New_Construction | 21 = Res. Wtr. Heating | 22 = Res. Ht. Pump Cooling | 23 = Res. Ele. & Ht. Pump Heating | 24 = Res. Refrigeration | 25 = Res. Lighting | 26 = Res. Central Air Conditioning | 28 = Res. New Const. Lighting | 29 = Res. New Const. Cooling | 31 = Res. Cooking | 32 = Res. Clothes Dry | 33 = Res. Insul. Cen. A/C | 34 = Res. Insul. Elect. Heat | 35 = Res. Ceil. Insul. HP Cooling | 36 = Res. Ceil. Insul. HP Heating | 37 = Res. Wall Insul. HP Cooling | 38 = Res. Wall Insul. HP Heating | 39 = Res. Flr. Insul. HP Cooling | 40 = Res. Flr. Insul. HP Heating | 41 = Res. EMS | 42 = Res. Dir. Assist. Weatherization | 43 = Res. Dir. Assist. Refrigeration | 44 = Res. Dir. Assist. Lighting | 45 = Res. Dir. Assist. Evap. Cooler
|  |  | 4 |  |  |  | Fluorescent Fixture Ð T8: C/I/A - 11 | NonRes-sAll-mT5T8-dn |  |  | Small Boilers (<100 MMBtu/hr Heat Input):Controlled Low NOx Burner | [5 empty] | COMMERCIAL | 1 = Commercial Indoor Lighting | 2 = Commercial Outdoor Lighting | 3 = Commercial HVAC | 4 = Commercial Refrigeration | 5 = Commercial Food Service | 6 = Commercial Motors | 7 = Commercial Process | 17 = Commercial EMS
|  |  | 5 |  |  |  | Fixture: T8 Lamp & Electronic Ballast: C/I/A - 11 | NonRes-sAll-mT5T8-ci |  |  | Small Boilers (<100 MMBtu/hr Heat Input):Controlled Ð Flue Gas Recirculation | [5 empty] | INDUSTRIAL | 8 = Industrial Indoor Lighting | 9 = Industrial Outdoor Lighting | 10 = Industrial HVAC | 11 = Industrial Process | 12 = Industrial Motors | 13 = Industrial Refrigeration | 18 = Industrial EMS
|  |  | 11 |  |  |  | T8 Fixtures Ð 17 Watt Lamp, 2ft or 32-watt Lamp, 4ft 11 | NonRes-sAll-mT8-dir |  |  | Residential Furnaces (<0.3):Uncontrolled | [5 empty] | AGRICULTURAL | 14 = Agricultural | 19= Agricultural EMS
|  |  | 12 |  |  |  | T8 Lamps: C/I/A - 5 | NonRes-sAll-mLtgCtrl
|  |  | 13 |  |  |  | High Efficiency Lighting (HID): NR - 16 | NonRes-sAll-mLtgCtrl-htr
|  |  | 16 |  |  |  | High Output T5 Fixture: NR - 16 | NonRes-sAll-mOccSens | Electric Rate | Gas Rate
|  |  | System |  |  |  | Indoor or Outdoor Lighting System Modification: NR - 13.5 | NonRes-sAll-mCFL | Residential | Residential
[7 empty] | Lighting Controls: NR - 16 | Res-sAll-mCFL-up | Small Commercial | Small Commercial
[7 empty] | Daylighting Controls; NR - 16 | NonRes-sAll-mHVAC-RCA | Large Commercial | Large Commercial
[7 empty] | Lighting Power Density: NR - 11 | NonRes-sAll-mRCx-dn | Small Industrial
[7 empty] | Exit Sign Ð CF Hardware Kit/LED/ Electro-Luminescent: NR - 16 | NonRes-sAll-mRCx-ci | Large Industrial
[7 empty] | Occupancy Sensor: NR - 8 | NonRes-sAll-mHVAC-Chiller | Agricultural
[7 empty] | Photocell: NR - 8 | NonRes-sAll-mHVAC-DX-up
[7 empty] | Time Clock Ð Lighting: NR - 8 | Res-sAll-mHVAC-RmAC-dn
[7 empty] | Induction Lamps: NR - 2 | Res-sAll-mDuctSeal
[7 empty] | Induction Fixture: NR - 16 | Res-sAll-mHVAC-RCA
[7 empty] | Delamp/reflectors: C/I - 11 | Res-sSF-mShellIns
[7 empty] | Optical Reflectors- new construction: Ind, NRNC - 12 | Res-sSF-mACgt14-dn
[7 empty] | Optical Reflectors- retrofit: NR - 10 | Res-sSF-mACgt16-dn
[7 empty] | HID fixture: Interior, >= 176 Watts lamp: Ind - 16 | Res-sSF-mHPes
[7 empty] | HID fixture: Interior, 251-400 Watt lamp: Com - 16 | NonRes-sAll-mPOC
[7 empty] | CFL Fixture: Pin based CFL fixture: Com - 12.0 | NonRes-sAll-mPipeIns | bar: 2016 Qtr 1 to 2025 Qtr 1
[7 empty] | Screw-in CFL: Education - Primary School: NR - 5.6 | NonRes-sAll-mStmTrp-dn | bar: 2016 Qtr 1 to 2025 Qtr 1
[7 empty] | Screw-in CFL: Education - Secondary School: NR - 3.5 | NonRes-sAll-mStmTrp-ci | bar: 2016 Qtr 1 to 2025 Qtr 1
[7 empty] | Screw-in CFL: Education - Community College: NR - 2.1 | NonRes-sAll-mCust | bar: 2016 Qtr 1 to 2025 Qtr 1
[7 empty] | Screw-in CFL: Education - University: NR - 2.6 | NonRes-sAll-mCustElec-bd | bar: 2016 Qtr 1 to 2025 Qtr 1
[7 empty] | Screw-in CFL: Grocery: NR - 1.4 | NonRes-sGHS-mHtCrtn-dn | bar: 2016 Qtr 1 to 2025 Qtr 1
[7 empty] | Screw-in CFL: Health/Medical - Hospital: NR - 0.9 | NonRes-sGHS-mHtCrtn-ci | bar: 2016 Qtr 1 to 2025 Qtr 1
[7 empty] | Screw-in CFL: Health/Medical - Nursing Home: NR - 0.9 | NonRes-sGHS-mIRF-dn | bar: 2016 Qtr 1 to 2025 Qtr 1
[7 empty] | Screw-in CFL: Lodging - Hotel: NR - 0.9 | NonRes-sGHS-mIRF-ci | bar: 2016 Qtr 1 to 2025 Qtr 1
[7 empty] | Screw-in CFL: Lodging - Motel: NR - 0.9 | NonRes-sAll-mPmpTst | bar: 2016 Qtr 1 to 2025 Qtr 1
[7 empty] | Screw-in CFL: Lodging - Guest Rooms: NR - 7.0 | NonRes-sAg-mCust-ci | bar: 2016 Qtr 1 to 2025 Qtr 1
[7 empty] | Screw-in CFL: Manufacturing - Light Industrial: NR - 2.8 | Res-sAll-mDHWshwr | bar: 2016 Qtr 1 to 2025 Qtr 1
[7 empty] | Screw-in CFL: Office - Large: NR - 2.9 | Res-sSF-mDHWaerator | bar: 2016 Qtr 1 to 2025 Qtr 1
[7 empty] | Screw-in CFL: Office - Small: NR - 3.2 | Res-sMF-mDHWaerator | bar: 2016 Qtr 1 to 2025 Qtr 1
[7 empty] | Screw-in CFL: Restaurant - Sit-Down: NR - 2.3 | Res-sAll-mDHWgt62 | bar: 2016 Qtr 1 to 2025 Qtr 1
[7 empty] | Screw-in CFL: Restaurant - Fast-Food: NR - 1.3 | Res-sAll-mCW | bar: 2016 Qtr 1 to 2025 Qtr 1
[7 empty] | Screw-in CFL: Retail - 3-Story Large: NR - 1.9 | Res-sAll-mRefgRec
[7 empty] | Screw-in CFL: Retail - Single-Story Large: NR - 1.8 | Res-sAll-mFrzrRec
[7 empty] | Screw-in CFL: Retail - Small: NR - 2.1 | NonRes-sAll-mRfg-DG
[7 empty] | Screw-in CFL: Storage - Conditioned: NR - 2.8 | NonRes-sAll-mRfg-SC
[7 empty] | Screw-in CFL: Storage - Unconditioned: NR - 2.8 | Res-Default>2
[7 empty] | Screw-in CFL: Warehouse - Refrigerated: NR - 3.1 | Res-Default-HTG-di
Com-Default>2yrs
[7 empty] | HVAC/Refrigeration Ð SPC: NR - 16 | Ind-Default>2yrs
[7 empty] | Chiller Ð High Efficiency: NR - 20 | Agric-Default>2yrs
[7 empty] | Chiller Ð Variable Speed Drive: NR - 20 | Com-Default-HTG-di
[7 empty] | Water Cooled Chillers: NR - 20 | Ind-Default-HTG-di
[7 empty] | Air Conditioners Ð High Efficiency: NR - 15 | Agricult-Default-HTG-di
[7 empty] | Packaged HVAC Systems: NR - 15 | ET-Default
[7 empty] | Install HVAC EMS: Com - 14 | EUC-Default
[7 empty] | AC Packaged Terminal Units: NR - 15 | NonRes-sAll-mCust-Gas
[7 empty] | Evaporative Coolers: NR - 15 | NonRes-sAll-mCust-Elec
[7 empty] | Boiler Ð High Efficiency: NR - 20 | All-Default<=2yrs
[7 empty] | Cooling Towers/Evaporative Condenser: NR - 15 | 0
Heat Pump Ð Split System: NR - 15
Heat Pump with Integrated Water Heating: NR - 10
Ground Source Heat Pump: NR - 15
Reduce Internal Load: NR - 15
Insulation: NR - 20
Insulation Package: NR - 20
Reflective Window Film: NR - 10
Bypass/Delay Timer(lighting): NR - 8
Set-Back Thermostat: NR - 11
Time Clock - HVAC: NR - 10
HVAC/Space Heating/Efficiency (Gas): NR - 18
Nonresidential Gas Ð AC: NR - 20
Adjustable speed drive, application unknown: Ag - 10
Adjustable speed drive, application unknown: Com - 10
Adjustable Speed Drive: HVAC fan, 50 HP Max: Com - 10
Pump repair: Ag - 11
Injection molding machines: Ind - 15
Plastic extusion equipment: Ind - 15
Process cooling: Ind - 15
Process equipment insulation: Ind - 15
Horizontal Clothes Washer: NR - 10
Efficient Dishwashing: NR - 5
Water Heater Controls: NR - 15
Cooking measures , Assorted: Com - 12
Water Heater Ð Gas: NR - 15
Domestic Hot Water Boiler (Gas): NR - 20
Auto Closer for Cooler/Freezer: NR - 8
Door Gaskets: NR - 4
Floating Head Pressure: NR - 16
Heatless Door: NR - 16
Humidistat Control for Anti-Sweat Heater: NR - 12
Insulation on Refrigeration Suction Line: NR - 11
Night Covers for Display Cases: NR - 5
PSC Evaporator Motor Ð Walkin/ Display: NR - 15
Refrigeration Case Doors Ð Glass/Acrylic: NR - 12
Refrigerator Case with Doors: NR - 12
Refrigerator Condensate Evaporator Ð Elec/Non Elec: NR - 8
Strip Curtains for Walk-Ins: NR - 4
Ballast: Electronic, for display case: NR - 11
Defrost: NR - 16
FHP & EFF Conditioner: NR - 16
High-efficiency Liquid Suction Heat Exchangers: NR - 16
Night Shields on Refrigerator and Freezer Cases: NR - 5
Walk-in Refrigerator or Freezer: Evaporative Fan Controller: NR - 5
Multiplec Refrigeration Systems/Supermarket Systems: NR - 10
Kiln/Oven/Furnace: NR - 18
Thermal Night Curtains: NR - 5
Custom Measures Ð SPC: NR - 15
Local Government Partnership: NR - 11
Audits: NR - 3
Plug Load Sensor: NR - 10
Information: NR - 1
High Efficiency Motors: NR - 15
Process Overhaul: NR - 20
System Controls: NR - 15
RESIDENTIAL MEASURES
****************************************************************
T8 Fixtures ; lamp or ballast: Res - 15
Pin based CFL Fixture: Res - 16
CFL: Indoor Screw in: Res - 9.4
CFL: Outdoor Screw in: Res - 7
Torchiere: Res - 9
Air Conditioners with SEER >= 11.0: Res - 18
Central Air Conditioners: Res - 18
Duct Testing: Res NC - 18
High Energy Efficiency Ducts: Res - 18
Whole House Fan: Res - 15
Evaporative Cooler: Res - 15
Glazing - Low E Double / Low Shade Coefficient: Res - 20
Heat Pump - Electric: Res - 15
Insulation - Ceiling / Floor / Walls: Res - 20
A/C with Integrated Water Heating: Res - 10
Programmable Thermostat: Res - 12
Audits: Res - 3
Gas Cooktops: Res - 20
Gas Dryer Stub: Res - 18
Energy-Efficient Furnaces: Res - 18
Refrigerator Recycling: Res - 10
Refrigerator - Energy Efficient; 20% more efficient: Res - 18
Refrigerators: Res - 18
GENERIC USEFUL LIVES:
****************************************************************
0.1
0.2
0.3
0.4
0.5
0.6
0.7
0.8
0.9
1
1.1
1.2
1.3
1.4
1.5
1.6
1.7
1.8
1.9
2
2.1
2.2
2.3
2.4
2.5
2.6
2.7
2.8
2.9
3
3.1
3.2
3.3
3.4
3.5
3.6
3.7
3.8
3.9
4
4.1
4.2
4.3
4.4
4.5
4.6
4.7
4.8
4.9
5
5.1
5.2
5.3
5.4
5.5
5.6
5.7
5.8
5.9
6
6.1
6.2
6.3
6.4
6.5
6.6
6.7
6.8
6.9
7
7.1
7.2
7.3
7.4
7.5
7.6
7.7
7.8
7.9
8
8.1
8.2
8.3
8.4
8.5
8.6
8.7
8.8
8.9
9
9.1
9.2
9.3
9.4
9.5
9.6
9.7
9.8
9.9
10
10.1
10.2
10.3
10.4
10.5
10.6
10.7
10.8
10.9
11
11.1
11.2
11.3
11.4
11.5
11.6
11.7
11.8
11.9
12
12.1
12.2
12.3
12.4
12.5
12.6
12.7
12.8
12.9
13
13.1
13.2
13.3
13.4
13.5
13.6
13.7
13.8
13.9
14
14.1
14.2
14.3
14.4
14.5
14.6
14.7
14.8
14.9
15
15.1
15.2
15.3
15.4
15.5
15.6
15.7
15.8
15.9
16
16.1
16.2
16.3
16.4
16.5
16.6
16.7
16.8
16.9
17
17.1
17.2
17.3
17.4
17.5
17.6
17.7
17.8
17.9
18
18.1
18.2
18.3
18.4
18.5
18.6
18.7
18.8
18.9
19
19.1
19.2
19.3
19.4
19.5
19.6
19.7
19.8
19.9
20
21
22
23
24
25
26
27
28
29
30

## COMM 1-2yr Output
Program Summary |  | Nominal |  |  | Present Value |  |  |  | Avoided Cost Version
Proposer Name |  | Marin Clean Energy | [6 empty] | 2011-08-04
Program Name |  | MCE Commercial | [6 empty] | 2012-02-17
Total Program Budget ($) |  | 2820440.8605 |  |  | 2659168.8502 |  |  |  | Base Year
2013
Net Participant Cost ($) |  |  |  |  | -97217.7386 |  |  |  | PG&E 2013 v1c6-Draft.xls
Program Impacts | [9 empty] | Program Impacts (Gross)
| Wtd Annual Net kWh | Lifecycle Net kWh | Wtd Annual Net Therms | Lifecycle Net Therms | Wtd Net Jul-Sept Pk (kW) | Wtd Net Dec-Feb Pk (kW) |  | Wtd User Entered kW |  |  | Wtd Annual Gross kWh | Lifecycle Gross kWh | Wtd Annual Gross Therms | Lifecycle Gross Therms | Wtd User Entered kW
2013 | 699333.6157 | 10057595.2572 | 15476.6403 | 221382.4669 | 28.4057 | 20.3427 |  | 0 |  | 2013 | 1127512.9401 | 16329090.089 | 32203.6199 | 154545.802 | 0
2014 | 1140809.6205 | 16337569.0922 | 23016.2257 | 309477.3048 | 46.4135 | 33.3538 |  | 0 |  | 2014 | 1812078.9219 | 26145039.2127 | 47649.0112 | 217496.3425 | 0
2013-2014 | 1840143.2362 | 26395164.3494 | 38492.866 | 530859.7717 | 74.8193 | 53.6965 |  | 0 |  | 2013-2014 | 2939591.862 | 42474129.3018 | 79852.6311 | 372042.1444 | 0
Cost Effectiveness (Lifecycle Present Value Dollars)
|  | Benefits |  |  | Benefit - Cost
| Cost | Electric | Gas | Incentives | NPV | B/C Ratio | Notes
Program TRC ($) | 2561951.1116 | 2188625.7714 | 342513.1802 | NA | -30812.16 | 0.98797 | *1
Program PAC ($) | 2659168.8502 | 2188625.7714 | 342513.1802 | NA | -128029.8986 | 0.95185 | *1,2
Program RIM ($) | 6556774.3005 | 2188625.7714 | 342513.1802 | NA | -4025635.3489 | 0.38603 | *1
*1 B/C Ratio is an approximation because any supply cost increases are treated as negative benefits rather than as a cost as in the Standard Practice Manual
*2 PAC benefits include environmental costs. This is to be consistent with the TRC benefits, but is not strictly consistent with the Standard Practice Manual.
Levelized Cost and Benefit (All Measures Installed through 2023)
| Discounted Savings |  |  |  | Benefit - Cost
| kWh | Therms | Cost | Benefits | NPV
TRC ($/kWh ) | 15519811.3002 |  | 0.128 | 0.14102 | 0.01302
PAC ($/kWh) | 15519811.3002 |  | 0.13084 | 0.14102 | 0.010186
RIM ($/kWh) | 15519811.3002 |  | 0.36531 | 0.14102 | -0.22429
TRC ($/therm) |  | 323045.7939 | 1.7788 | 1.0603 | -0.71857
PAC ($/therm) |  | 323045.7939 | 1.9439 | 1.0603 | -0.88366
RIM ($/therm) |  | 323045.7939 | 2.7465 | 1.0603 | -1.6863
Wtd Avg Emissions Reductions | [9 empty] | Wtd Avg Emissions Reductions (Gross)
| Electric Reductions |  |  | Gas Reductions | [6 empty] | Electric Reductions |  |  | Gas Reductions
Annual Reductions | CO2 (tons) | NOX (lbs) | PM-10 (lbs) | CO2 (tons) | NOX (lbs) |  |  |  |  | Annual Reductions | CO2 (tons) | NOX (lbs) | PM-10 (lbs) | CO2 (tons) | NOX (lbs)
2013 | 0 | 0 | 0 | 0 | 0 | * annual reductions are the units |  |  |  | 2013 | 0 | 0 | 0 | 0 | 0 | * annual reductions are the units
2014 | 0 | 0 | 0 | 0 | 0 | implemented in the year, times |  |  |  | 2014 | 0 | 0 | 0 | 0 | 0 | implemented in the year, times
2015 | 0 | 0 | 0 | 0 | 0 | the annual emission reduction |  |  |  | 2015 | 0 | 0 | 0 | 0 | 0 | the annual emission reduction
2016 | 353.6733 | 85.6501 | 46.6867 | 90.5383 | 75.8355 | for the measure, weighted |  |  |  | 2016 | 569.4469 | 137.7172 | 75.1936 | 188.3912 | 157.7977 | for the measure, weighted for
2017 | 577.0361 | 139.7657 | 76.1689 | 134.6449 | 112.7795 | for dual baseline. |  |  |  | 2017 | 915.2532 | 221.365 | 120.8541 | 278.7467 | 233.4802 | split baseline performance
2018 | 0 | 0 | 0 | 0 | 0 |  |  |  |  | 2018 | 0 | 0 | 0 | 0 | 0
2019 | 0 | 0 | 0 | 0 | 0 |  |  |  |  | 2019 | 0 | 0 | 0 | 0 | 0
2020 | 0 | 0 | 0 | 0 | 0 |  |  |  |  | 2020 | 0 | 0 | 0 | 0 | 0
2021 | 0 | 0 | 0 | 0 | 0 |  |  |  |  | 2021 | 0 | 0 | 0 | 0 | 0
2022 | 0 | 0 | 0 | 0 | 0 |  |  |  |  | 2022 | 0 | 0 | 0 | 0 | 0
2023 | 0 | 0 | 0 | 0 | 0 |  |  |  |  | 2023 | 0 | 0 | 0 | 0 | 0
Total Annual | 930.7094 | 225.4157 | 122.8556 | 225.1833 | 188.615 |  |  |  |  | Total Annual | 1484.7001 | 359.0823 | 196.0476 | 467.1379 | 391.2779
Lifecycle Reductions | [9 empty] | Lifecycle Reductions
2013 | 0 | 0 | 0 | 0 | 0 |  |  |  |  | 2013 | 0 | 0 | 0 | 0 | 0
2014 | 0 | 0 | 0 | 0 | 0 |  |  |  |  | 2014 | 0 | 0 | 0 | 0 | 0
2015 | 0 | 0 | 0 | 0 | 0 |  |  |  |  | 2015 | 0 | 0 | 0 | 0 | 0
2016 | 5086.6222 | 1231.8912 | 671.4546 | 1295.0874 | 1084.7741 |  |  |  |  | 2016 | 8246.4838 | 1994.2461 | 1088.9354 | 2711.8986 | 2271.5048
2017 | 8263.6523 | 2001.5408 | 1090.8066 | 1810.4422 | 1516.4388 |  |  |  |  | 2017 | 13203.8598 | 3193.1232 | 1743.5448 | 3816.6045 | 3196.814
2018 | 0 | 0 | 0 | 0 | 0 |  |  |  |  | 2018 | 0 | 0 | 0 | 0 | 0
2019 | 0 | 0 | 0 | 0 | 0 |  |  |  |  | 2019 | 0 | 0 | 0 | 0 | 0
2020 | 0 | 0 | 0 | 0 | 0 |  |  |  |  | 2020 | 0 | 0 | 0 | 0 | 0
2021 | 0 | 0 | 0 | 0 | 0 |  |  |  |  | 2021 | 0 | 0 | 0 | 0 | 0
2022 | 0 | 0 | 0 | 0 | 0 |  |  |  |  | 2022 | 0 | 0 | 0 | 0 | 0
2023 | 0 | 0 | 0 | 0 | 0 |  |  |  |  | 2023 | 0 | 0 | 0 | 0 | 0
Total Lifecycle | 13350.2745 | 3233.432 | 1762.2611 | 3105.5297 | 2601.2129 |  |  |  |  | Total Lifecycle | 21450.3435 | 5187.3693 | 2832.4803 | 6528.5031 | 5468.3188
Reductions based on total annual installations | [9 empty] | Wtd Avg Reductions based on total annual installations (Gross)
| Annual Wtd Avg Net kWh | Lifecycle Net kWh | Annual Wtd Avg Net Therms | Lifecycle Net Therms | Net July-Sept Wtd Avg Peak ** (kW) | Net Wtd Avg Dec-Feb ** (kW) |  | Wtd Avg Net User Entered kW | Net Annual NCP (kW) |  | Wtd Avg Annual Gross kWh | Wtd Avg Lifecycle Gross kWh | Wtd Avg Annual Gross Therms | Wtd Avg Lifecycle Gross Therms | Wtd Avg User Entered kW
2013 | 699333.6157 | 10057595.2572 | 15476.6403 | 221382.4669 | 28.4057 | 20.3427 |  | 0 | #REF! | 2013 | 1127512.9401 | 16329090.089 | 32203.6199 | 154545.802 | 0
2014 | 1140809.6205 | 16337569.0922 | 23016.2257 | 309477.3048 | 46.4135 | 33.3538 |  | 0 | #REF! | 2014 | 1812078.9219 | 26145039.2127 | 47649.0112 | 217496.3425 | 0
2015 | 0 | 0 | 0 | 0 | 0 | 0 |  | 0 | #VALUE! | 2015 | 0 | 0 | 0 | 0 | 0
2016 | 0 | 0 | 0 | 0 | 0 | 0 |  | 26.9487 | #REF! | 2016 | 0 | 0 | 0 | 0 | 43.2137
2017 | 0 | 0 | 0 | 0 | 0 | 0 |  | 44.4705 | #REF! | 2017 | 0 | 0 | 0 | 0 | 70.0006
2018 | 0 | 0 | 0 | 0 | 0 | 0 |  | 0 | #REF! | 2018 | 0 | 0 | 0 | 0 | 0
2019 | 0 | 0 | 0 | 0 | 0 | 0 |  | 0 | #REF! | 2019 | 0 | 0 | 0 | 0 | 0
2020 | 0 | 0 | 0 | 0 | 0 | 0 |  | 0 | #REF! | 2020 | 0 | 0 | 0 | 0 | 0
2021 | 0 | 0 | 0 | 0 | 0 | 0 |  | 0 | #REF! | 2021 | 0 | 0 | 0 | 0 | 0
2022 | 0 | 0 | 0 | 0 | 0 | 0 |  | 0 | #REF! | 2022 | 0 | 0 | 0 | 0 | 0
2023 | 0 | 0 | 0 | 0 | 0 | 0 |  | 0 | #REF! | 2023 | 0 | 0 | 0 | 0 | 0
Total | 1840143.2362 | 26395164.3494 | 38492.866 | 530859.7717 | 74.8193 | 53.6965 |  | 71.4193 | #REF! | Total | 2939591.862 | 42474129.3018 | 79852.6311 | 372042.1444 | 113.2143
Wtd Average Net Impacts by Sector (All Measures Installed through 2023) | [9 empty] | Gross Savings for Goal Attainment - kWh
| Annual Wtd Avg Net kWh | Lifecycle Net kWh | Annual Wtd Avg Net Therms | Lifecycle Net Therms | Net July-Sept Wtd Avg Peak ** (kW) | Net Wtd Avg Dec-Feb ** (kW) |  | Wtd Avg Net User Entered kW | TRC Lifecycle Net Benefits* ($) |  | 1st Year Annual Savings | Decay of single or first baseline | 2nd Baseline Savings | 2nd Baseline Decay | Total Cumulative | Net Annual Savings
Total | 1840143.2362 | 26395164.3494 | 38492.866 | 530859.7717 | 74.8193 | 53.6965 |  | 71.4193 | -30812.16 |  | kWh | kWh | kWh | kWh | kWh | kWh
RES | 0 | 0 | 0 | 0 | 0 | 0 |  | 0 | 0 | 2013 | 1225044.2841 |  | #REF! | #REF! | #REF! | #REF!
NON_RES | 0 | 0 | 0 | 0 | 0 | 0 |  | 0 | 0 | 2014 | 1225044.2841 | #REF! | #REF! | #REF! | #REF! | #REF!
Residential | 0 | 0 | 0 | 0 | 0 | 0 |  | 0 | 0 | 2015 | #REF! | 6301544.7903 | 5190167.6853 | 5190167.6853 | #REF! | #REF!
Res_New_Construction | 0 | 0 | 0 | 0 | 0 | 0 |  | 0 | 0 | 2016 | 1225044.2841 | 0 | 0 | 0 | 1225044.2841 | #REF!
COMMERCIAL | 1840143.2362 | 26395164.3494 | 38492.866 | 530859.7717 | 68.9906 | 50.6947 |  | 71.4193 | -30812.16 | 2017 | 3167054.55 | -5.0463 | 5.0463 | 0 | 3167054.55 | 1942010.2659
INDUSTRIAL | 0 | 0 | 0 | 0 | 0 | 0 |  | 0 | 0 | 2018 | 3167054.55 | -70.6482 | 70.6482 | 0 | 3167054.55 | 0
AGRICULTURAL | 0 | 0 | 0 | 0 | 0 | 0 |  | 0 | 0 | 2019 | 3167054.55 | -11930.5125 | 11930.5125 | 0 | 3167054.55 | 0
0 | 0 | 0 | 0 | 0 | 0 | 0 |  | 0 | 0 | 2020 | 3167054.55 | -82271.5398 | 82271.5398 | 0 | 3167054.55 | 0
0 | 0 | 0 | 0 | 0 | 0 | 0 |  | 0 | 0 | 2021 | 3167054.55 | -855124.2257 | 770074.2257 | -50.463 | 3081954.087 | -85100.463
0 | 0 | 0 | 0 | 0 | 0 | 0 |  | 0 | 0 | 2022 | 3167054.55 | -2432418.8131 | 2165087.7496 | -131.2038 | 2899592.2827 | -182361.8043
0 | 0 | 0 | 0 | 0 | 0 | 0 |  | 0 | 0
0 | 0 | 0 | 0 | 0 | 0 | 0 |  | 0 | 0 | Gross Savings for Goal Attainment - kW
0 | 0 | 0 | 0 | 0 | 0 | 0 |  | 0 | 0 |  | 1st Year Annual | Decay or single or | 2nd Baseline | 2nd Baseline | Total | Net Annual
0 | 0 | 0 | 0 | 0 | 0 | 0 |  | 0 | 0 |  | Savings | first baseline | Savings | Decay | Cummulative | Savings
0 | 0 | 0 | 0 | 0 | 0 | 0 |  | 0 | 0 |  | kW | kW | kW | kW | kW | kW
0 | 0 | 0 | 0 | 0 | 0 | 0 |  | 0 | 0 | 2013 | 48.2226 |  | #REF! | #REF! | #REF! | #REF!
0 | 0 | 0 | 0 | 0 | 0 | 0 | 0 | 0 | 0 | 2014 | 48.2226 | #REF! | #REF! | #REF! | #REF! | #REF!
0 | 0 | 0 | 0 | 0 | 0 | 0 | 0 | 0 | 0 | 2015 | #REF! | 920.2568 | 809.7619 | 809.7619 | #REF! | #REF!
0 | 0 | 0 | 0 | 0 | 0 | 0 | 0 | 0 | 0 | 2016 | 48.2226 | 0 | 0 | 0 | 48.2226 | #REF!
0 | 0 | 0 | 0 | 0 | 0 | 0 | 0 | 0 | 0 | 2017 | 124.8521 | 0.0011162 | -0.0011162 | 0 | 124.8521 | 76.6295
0 | 0 | 0 | 0 | 0 | 0 | 0 | 0 | 0 | 0 | 2018 | 124.8521 | 0.015627 | -0.015627 | 0 | 124.8521 | 0
0 | 0 | 0 | 0 | 0 | 0 | 0 | 0 | 0 | 0 | 2019 | 124.8521 | -2.4346 | 2.4346 | 0 | 124.8521 | 0
0 | 0 | 0 | 0 | 0 | 0 | 0 | 0 | 0 | 0 | 2020 | 124.8521 | -13.936 | 13.936 | 0 | 124.8521 | 0
Other and upspecified | 2.3283e-09 | 0 | 0 | 0 | 5.8286 | 3.0017 | 0 | 0 | 0 | 2021 | 124.8521 | -45.9749 | 41.7224 | 0.011162 | 120.6108 | -4.2413
* Include program-level and admin costs allocated based to total gas and electric programs at the measure level. | [9 empty] | 2022 | 124.8521 | -94.0648 | 80.6858 | 0.029021 | 111.5022 | -9.1086
Net Impacts by CPUC End Use Categories (All Measures Installed through 2023) | [9 empty] | Gross Savings for Goal Attainment - Therms
| Annual Wtd Avg Net kWh | Lifecycle Net kWh | Annual Wtd Avg Net Therms | Lifecycle Net Therms | Net July-Sept Wtd Avg Peak ** (kW) | Net Wtd Avg Dec-Feb ** (kW) |  | Wtd Avg Net User Entered kW | TRC Lifecycle Net Benefits* ($) |  | 1st Year Annual Savings | Decay of single or first baseline | 2nd Baseline Savings | 2nd Baseline Decay | Total Cumulative | Net Annual Savings
Total | 1840143.2362 | 26395164.3494 | 38492.866 | 530859.7717 | 74.8193 | 53.6965 |  | 71.4193 | -30812.16 |  | Therms | Therms | Therms | Therms | Therms | Therms
Clothes Dryer | 0 | 0 | 0 | 0 | 0 | 0 |  | 0 | 0 | 2013 | 38278.6199 |  | #REF! | #REF! | #REF! | #REF!
Clothes Washer | 0 | 0 | 0 | 0 | 0 | 0 |  | 0 | 0 | 2014 | 38278.6199 | #REF! | #REF! | #REF! | #REF! | #REF!
Consumer Electronics | 0 | 0 | 0 | 0 | 0 | 0 |  | 0 | 0 | 2015 | #REF! | 123808.836 | 103506.834 | 103506.834 | #REF! | #REF!
Cooking | 0 | 0 | 0 | 0 | 0 | 0 |  | 0 | 0 | 2016 | 38278.6199 | 0 | 0 | 0 | 38278.6199 | #REF!
Dishwasher | 0 | 0 | 0 | 0 | 0 | 0 |  | 0 | 0 | 2017 | 94027.6311 | -0.46737 | 0.46737 | 0 | 94027.6311 | 55749.0112
Other Appliance | 0 | 0 | 0 | 0 | 0 | 0 |  | 0 | 0 | 2018 | 94027.6311 | -6.5432 | 6.5432 | 0 | 94027.6311 | 0
Office Equipment | 0 | 0 | 0 | 0 | 0 | 0 |  | 0 | 0 | 2019 | 94027.6311 | -2806.1901 | 2806.1901 | 0 | 94027.6311 | 0
Building shell | 0 | 0 | 0 | 0 | 0 | 0 |  | 0 | 0 | 2020 | 94027.6311 | -11491.5454 | 11491.5454 | 0 | 94027.6311 | 0
Space Cooling | 1564903.0247 | 22614761.8283 | 23097.6588 | 358804.723 | 45.6947 | 23.5328 |  | 48.1233 | 36363.3765 | 2021 | 94027.6311 | -38959.1939 | 33643.5689 | -4.6737 | 88707.3324 | -5320.2987
Space Heating | 0 | 0 | 0 | 0 | 0 | 0 |  | 0 | 0 | 2022 | 94027.6311 | -75565.2816 | 58859.0316 | -12.1516 | 77309.2295 | -11398.1029
Ventilation | 0 | 0 | 0 | 0 | 0 | 0 |  | 0 | 0
Interior Lighting | 0 | 0 | 0 | 0 | 0 | 0 |  | 0 | 0
Exterior Lighting | 0 | 0 | 0 | 0 | 0 | 0 |  | 0 | 0
Daylighting | 0 | 0 | 0 | 0 | 0 | 0 |  | 0 | 0
Motors | 0 | 0 | 0 | 0 | 0 | 0 |  | 0 | 0
Process | 63148.407 | 625373.5461 | 15124.9336 | 168706.7443 | 13.359 | 19.5042 |  | 13.359 | -87737.0101
Compressed Air | 0 | 0 | 0 | 0 | 0 | 0 |  | 0 | 0
Food Processor | 0 | 0 | 0 | 0 | 0 | 0 |  | 0 | 0
Refrigeration | 198765.563 | 3021766.56 | 270.2736 | 3348.3044 | 8.4146 | 6.2268 |  | 8.4146 | 21244.5309
Freezers | 0 | 0 | 0 | 0 | 0 | 0 |  | 0 | 0
Pumps | 0 | 0 | 0 | 0 | 0 | 0 |  | 0 | 0
Pool Pump | 0 | 0 | 0 | 0 | 0 | 0 |  | 0 | 0
Domestic Hot Water | 0 | 0 | 0 | 0 | 0 | 0 |  | 0 | 0
Water Heating | 0 | 0 | 0 | 0 | 0 | 0 |  | 0 | 0
Other or unspecified | 13326.2415 | 133262.415 | 0 | 0 | 7.3509 | 4.4327 | 0 | 1.5223 | -683.0574
* Include program-level and admin costs allocated based to total gas and electric programs at the measure level.
**These values are only approximations if there are dual baseline measures in the program
Net Impacts by Climate Zone (All Measures Installed through 2023)
| Annual Wtd Avg Net kWh | Lifecycle Net kWh | Annual Wtd Avg Net Therms | Lifecycle Net Therms | Net July-Sept Wtd Avg Peak ** (kW) | Net Wtd Avg Dec-Feb ** (kW) |  | Wtd Avg Net User Entered kW | TRC Lifecycle Net Benefits* ($)
Total | 1840143.2362 | 26395164.3494 | 38492.866 | 530859.7717 | 68.9906 | 50.6947 |  | 71.4193 | -30812.16
1 | 0 | 0 | 0 | 0 | 0 | 0 |  | 0 | 0
2 | 268113.2654 | 3778227.6547 | 1154.9954 | 5183.9695 | 12.9848 | 10.3019 |  | 13.0273 | 5604.6479
3A | 299278.2277 | 4208977.9663 | 481.1569 | -4477.2683 | 13.0691 | 10.1053 |  | 13.0945 | 10558.7907
3B | 299278.2277 | 4208977.9663 | 481.1569 | -4477.2683 | 13.0691 | 10.1053 |  | 13.0945 | 10621.6169
4 | 0 | 0 | 0 | 0 | 0 | 0 |  | 0 | 0
5 | 0 | 0 | 0 | 0 | 0 | 0 |  | 0 | 0
11 | 0 | 0 | 0 | 0 | 0 | 0 |  | 0 | 0
12 | 241411.5938 | 3399690.187 | 935.1966 | 3024.9371 | 13.0653 | 9.9956 |  | 13.1325 | -4430.6731
13 | 0 | 0 | 0 | 0 | 0 | 0 |  | 0 | 0
16 | 0 | 0 | 0 | 0 | 0 | 0 |  | 0 | 0
System | 732061.9215 | 10799290.575 | 35440.3601 | 531605.4017 | 16.8024 | 10.1867 |  | 19.0704 | -53166.5425
* Include program-level and admin costs allocated based to total gas and electric programs at the measure level.
Persistent reductions in the summer (3rd Qtr) or winter (4th Qtr) of each year
| Net July-Sept Peak (kW) | Net Annual Dec-Feb (kW)
2013 | #REF! | #REF!
2014 | #REF! | #VALUE!
2015 | 6733.0147 | 0
2016 | 11.7423 | 21.1385
2017 | 50.405 | 55.5385
2018 | 78.396 | 55.5385
2019 | 78.396 | 55.5385
2020 | 78.396 | 55.5385
2021 | 76.4556 | 53.2912
2022 | 71.1167 | 50.2763
2023 | 68.1071 | 50.2096
2024 | 67.9776 | 50.1595
These values are only approximations if there are dual baseline measures in the program
Monthly Impacts
First Year for Impact Table: | 2013 | These values are only approximations if there are dual baseline measures in the program
| Quarter | Monthly Five Hour Avg or TOU Peak | Net Monthly NCP (kW) |  | Monthly Net kWh | Monthly Net Therms
2013-01-01 | -11 | #REF! | #REF! |  | #REF! | #REF!
2013-02-01 | -11 | #REF! | #REF! |  | #REF! | #REF!
2013-03-01 | -11 | #REF! | #REF! |  | #REF! | #REF!
2013-04-01 | -10 | #REF! | #REF! |  | #REF! | #REF!
2013-05-01 | -10 | #REF! | #REF! |  | #REF! | #REF!
2013-06-01 | -10 | #REF! | #REF! |  | #REF! | #REF!
2013-07-01 | -9 | #REF! | #REF! |  | #REF! | #REF!
2013-08-01 | -9 | #REF! | #REF! |  | #REF! | #REF!
2013-09-01 | -9 | #REF! | #REF! |  | #REF! | #REF!
2013-10-01 | -8 | #REF! | #REF! |  | #REF! | #REF!
2013-11-01 | -8 | #REF! | #REF! |  | #REF! | #REF!
2013-12-01 | -8 | #REF! | #REF! |  | #REF! | #REF!
2014-01-01 | -7 | #REF! | #REF! |  | #REF! | #REF!
2014-02-01 | -7 | #REF! | #REF! |  | #REF! | #REF!
2014-03-01 | -7 | #REF! | #REF! |  | #REF! | #REF!
2014-04-01 | -6 | #REF! | #REF! |  | #REF! | #REF!
2014-05-01 | -6 | #REF! | #REF! |  | #REF! | #REF!
2014-06-01 | -6 | #REF! | #REF! |  | #REF! | #REF!
2014-07-01 | -5 | #REF! | #REF! |  | #REF! | #REF!
2014-08-01 | -5 | #REF! | #REF! |  | #REF! | #REF!
2014-09-01 | -5 | #REF! | #REF! |  | #REF! | #REF!
2014-10-01 | -4 | #REF! | #REF! |  | #REF! | #REF!
2014-11-01 | -4 | #REF! | #REF! |  | #REF! | #REF!
2014-12-01 | -4 | #REF! | #REF! |  | #REF! | #REF!
2015-01-01 | -3 | #VALUE! | #VALUE! |  | #VALUE! | #VALUE!
2015-02-01 | -3 | #VALUE! | #VALUE! |  | #VALUE! | #VALUE!
2015-03-01 | -3 | #VALUE! | #VALUE! |  | #VALUE! | #VALUE!
2015-04-01 | -2 | 2361.7416 | 2426.5623 |  | 1220755.5364 | 35378.9602
2015-05-01 | -2 | 2361.7416 | 2426.5623 |  | 1220755.5364 | 35378.9602
2015-06-01 | -2 | 2361.7416 | 2426.5623 |  | 1220755.5364 | 35378.9602
2015-07-01 | -1 | 6733.0147 | 6816.7165 |  | 3384371.9279 | 107104.191
2015-08-01 | -1 | 6733.0147 | 6816.7165 |  | 3384371.9279 | 107104.191
2015-09-01 | -1 | 6733.0147 | 6816.7165 |  | 3384371.9279 | 107104.191
2015-10-01 | 0 | 0 | 0 |  | 0 | 0
2015-11-01 | 0 | 0 | 0 |  | 0 | 0
2015-12-01 | 0 | 0 | 0 |  | 0 | 0
2016-01-01 | 1 | 0 | 0 |  | 0 | 0
2016-02-01 | 1 | 0 | 0 |  | 0 | 0
2016-03-01 | 1 | 0 | 0 |  | 0 | 0
2016-04-01 | 2 | 6.0666 | 6.2248 |  | 12329.1047 | 812.7213
2016-05-01 | 2 | 6.0666 | 6.2248 |  | 12329.1047 | 812.7213
2016-06-01 | 2 | 6.0666 | 6.2248 |  | 12329.1047 | 812.7213
2016-07-01 | 3 | 11.7423 | 12.0656 |  | 25537.1891 | 1519.8116
2016-08-01 | 3 | 11.7423 | 12.0656 |  | 25537.1891 | 1519.8116
2016-09-01 | 3 | 11.7423 | 12.0656 |  | 25537.1891 | 1519.8116
2016-10-01 | 4 | 18.8346 | 19.33 |  | 39713.7233 | -136.4065
2016-11-01 | 4 | 13.0755 | 13.0755 |  | 44017.8866 | -136.4065
2016-12-01 | 4 | 13.0755 | 13.0755 |  | 44017.8866 | -136.4065
2017-01-01 | 5 | 21.1385 | 21.1385 |  | 67097.106 | -323.7613
2017-02-01 | 5 | 21.1385 | 21.1385 |  | 67097.106 | -323.7613
2017-03-01 | 5 | 21.1385 | 21.1385 |  | 67097.106 | -323.7613
2017-04-01 | 6 | 39.5336 | 41.1169 |  | 80029.9591 | 4600.0823
2017-05-01 | 6 | 39.5336 | 41.1169 |  | 80029.9591 | 4600.0823
2017-06-01 | 6 | 39.5336 | 41.1169 |  | 80029.9591 | 4600.0823
2017-07-01 | 7 | 50.405 | 52.25 |  | 103253.8034 | 5851.1328
2017-08-01 | 7 | 50.405 | 52.25 |  | 103253.8034 | 5851.1328
2017-09-01 | 7 | 50.405 | 52.25 |  | 103253.8034 | 5851.1328
2017-10-01 | 8 | 62.5693 | 64.676 |  | 127541.2428 | -583.8728
2017-11-01 | 8 | 44.1172 | 44.1172 |  | 141572.181 | -583.8728
2017-12-01 | 8 | 44.1172 | 44.1172 |  | 141572.181 | -583.8728
2018-01-01 | 9 | 55.5385 | 55.5385 |  | 174977.6321 | -773.7063
2018-02-01 | 9 | 55.5385 | 55.5385 |  | 174977.6321 | -773.7063
2018-03-01 | 9 | 55.5385 | 55.5385 |  | 174977.6321 | -773.7063
2018-04-01 | 10 | 78.396 | 81.5936 |  | 157388.4906 | 8370.4339
2018-05-01 | 10 | 78.396 | 81.5936 |  | 157388.4906 | 8370.4339
2018-06-01 | 10 | 78.396 | 81.5936 |  | 157388.4906 | 8370.4339
2018-07-01 | 11 | 78.396 | 81.5936 |  | 157388.4906 | 8370.4339
2018-08-01 | 11 | 78.396 | 81.5936 |  | 157388.4906 | 8370.4339
2018-09-01 | 11 | 78.396 | 81.5936 |  | 157388.4906 | 8370.4339
2018-10-01 | 12 | 78.396 | 81.5936 |  | 157388.4906 | -773.7063
2018-11-01 | 12 | 55.5385 | 55.5385 |  | 174977.6321 | -773.7063
2018-12-01 | 12 | 55.5385 | 55.5385 |  | 174977.6321 | -773.7063
2019-01-01 | 13 | 55.5385 | 55.5385 |  | 174977.6321 | -773.7063
2019-02-01 | 13 | 55.5385 | 55.5385 |  | 174977.6321 | -773.7063
2019-03-01 | 13 | 55.5385 | 55.5385 |  | 174977.6321 | -773.7063
2019-04-01 | 14 | 78.396 | 81.5936 |  | 157388.4906 | 8370.4339
2019-05-01 | 14 | 78.396 | 81.5936 |  | 157388.4906 | 8370.4339
2019-06-01 | 14 | 78.396 | 81.5936 |  | 157388.4906 | 8370.4339
2019-07-01 | 15 | 78.396 | 81.5936 |  | 157388.4906 | 8370.4339
2019-08-01 | 15 | 78.396 | 81.5936 |  | 157388.4906 | 8370.4339
2019-09-01 | 15 | 78.396 | 81.5936 |  | 157388.4906 | 8370.4339
2019-10-01 | 16 | 78.396 | 81.5936 |  | 157388.4906 | -773.7063
2019-11-01 | 16 | 55.5385 | 55.5385 |  | 174977.6321 | -773.7063
2019-12-01 | 16 | 55.5385 | 55.5385 |  | 174977.6321 | -773.7063
2020-01-01 | 17 | 55.5385 | 55.5385 |  | 174977.6321 | -773.7063
2020-02-01 | 17 | 55.5385 | 55.5385 |  | 174977.6321 | -773.7063
2020-03-01 | 17 | 55.5385 | 55.5385 |  | 174977.6321 | -773.7063
2020-04-01 | 18 | 78.396 | 81.5936 |  | 157388.4906 | 8370.4339
2020-05-01 | 18 | 78.396 | 81.5936 |  | 157388.4906 | 8370.4339
2020-06-01 | 18 | 78.396 | 81.5936 |  | 157388.4906 | 8370.4339
2020-07-01 | 19 | 78.396 | 81.5936 |  | 157388.4906 | 8370.4339
2020-08-01 | 19 | 78.396 | 81.5936 |  | 157388.4906 | 8370.4339
2020-09-01 | 19 | 78.396 | 81.5936 |  | 157388.4906 | 8370.4339
2020-10-01 | 20 | 78.396 | 81.5936 |  | 157388.4906 | -773.7063
2020-11-01 | 20 | 55.5385 | 55.5385 |  | 174977.6321 | -773.7063
2020-12-01 | 20 | 55.5385 | 55.5385 |  | 174977.6321 | -773.7063
2021-01-01 | 21 | 55.5385 | 55.5385 |  | 174977.6321 | -773.7063
2021-02-01 | 21 | 55.5385 | 55.5385 |  | 174977.6321 | -773.7063
2021-03-01 | 21 | 55.5385 | 55.5385 |  | 174977.6321 | -773.7063
2021-04-01 | 22 | 77.4258 | 80.624 |  | 155824.3479 | 8201.6216
2021-05-01 | 22 | 77.4258 | 80.624 |  | 155824.3479 | 8201.6216
2021-06-01 | 22 | 77.4258 | 80.624 |  | 155824.3479 | 8201.6216
2021-07-01 | 23 | 76.4556 | 79.6545 |  | 154260.2051 | 8032.8093
2021-08-01 | 23 | 76.4556 | 79.6545 |  | 154260.2051 | 8032.8093
2021-09-01 | 23 | 76.4556 | 79.6545 |  | 154260.2051 | 8032.8093
2021-10-01 | 24 | 75.4854 | 78.685 |  | 152696.0624 | -773.8932
2021-11-01 | 24 | 54.0407 | 54.0407 |  | 169878.1873 | -773.8932
2021-12-01 | 24 | 54.0407 | 54.0407 |  | 169878.1873 | -773.8932
2022-01-01 | 25 | 53.2912 | 53.2912 |  | 167328.8443 | -773.9555
2022-02-01 | 25 | 53.2912 | 53.2912 |  | 167328.8443 | -773.9555
2022-03-01 | 25 | 53.2912 | 53.2912 |  | 167328.8443 | -773.9555
2022-04-01 | 26 | 72.5729 | 75.7739 |  | 148004.2455 | 7357.6224
2022-05-01 | 26 | 72.5729 | 75.7739 |  | 148004.2455 | 7357.6224
2022-06-01 | 26 | 72.5729 | 75.7739 |  | 148004.2455 | 7357.6224
2022-07-01 | 27 | 71.1167 | 74.3184 |  | 145658.337 | 7104.435
2022-08-01 | 27 | 71.1167 | 74.3184 |  | 145658.337 | 7104.435
2022-09-01 | 27 | 71.1167 | 74.3184 |  | 145658.337 | 7104.435
2022-10-01 | 28 | 69.6605 | 72.8628 |  | 143312.4285 | -774.1425
2022-11-01 | 28 | 51.0425 | 51.0425 |  | 159680.8154 | -774.1425
2022-12-01 | 28 | 51.0425 | 51.0425 |  | 159680.8154 | -774.1425
2023-01-01 | 29 | 50.2763 | 50.2763 |  | 157125.1738 | -774.2048
2023-02-01 | 29 | 50.2763 | 50.2763 |  | 157125.1738 | -774.2048
2023-03-01 | 29 | 50.2763 | 50.2763 |  | 157125.1738 | -774.2048
2023-04-01 | 30 | 68.1395 | 71.3425 |  | 140954.9275 | 6598.0604
2023-05-01 | 30 | 68.1395 | 71.3425 |  | 140954.9275 | 6598.0604
2023-06-01 | 30 | 68.1395 | 71.3425 |  | 140954.9275 | 6598.0604
2023-07-01 | 31 | 68.1071 | 71.3101 |  | 140949.1312 | 6598.0604
2023-08-01 | 31 | 68.1071 | 71.3101 |  | 140949.1312 | 6598.0604
2023-09-01 | 31 | 68.1071 | 71.3101 |  | 140949.1312 | 6598.0604
2023-10-01 | 32 | 68.0747 | 71.2777 |  | 140943.335 | -774.2048
2023-11-01 | 32 | 50.2263 | 50.2263 |  | 157106.2777 | -774.2048
2023-12-01 | 32 | 50.2263 | 50.2263 |  | 157106.2777 | -774.2048

## COMM 1-2yr Output by Measure
Marin Clean Energy
MCE Commercial
PG&E | [7 empty] | Levelized Benefits less Costs (TRC) |  |  |  | Levelized Benefits less Costs (PAC) |  |  |  | Benefit Cost Ratios
Net Impacts by Measure | [7 empty] | No Allocated Admin |  | w/ Allocated Admin |  | No Allocated Admin |  | w/ Allocated Admin |  | No Allocated Admin |  | w/ Allocated Admin
| Wtd Avg Net Avg Jul-Sep (kW) | Wtd Avg Net Dec-Feb Pk (kW) | Wtd Avg Net User Entered kW | Wtd Avg Annual kWh adj for Net to gross | Wtd Avg Lifecycle kWh (Annual * Measure Life) | Wtd Avg Annual Therms | Wtd Avg Lifecycle Therms | Electric ($/kWh) | Gas ($/Th) | Electric ($/kWh) | Gas ($/Th) | Electric ($/kWh) | Gas ($/Th) | Electric ($/kWh) | Gas ($/Th) | TRC | PAC | TRC | PAC
Total or Average | 71.4193 | 51.9455 | 71.4193 | 1840143.2362 | 26395164.3494 | 38492.866 | 530859.7717 | 0.10096 | 0.22367 | 0.01302 | -0.71857 | 0.098123 | 0.058575 | 0.010186 | -0.88366
MCE Commercialprogram, Tier 1 rebates | 0 | 0 | 0 | 0 | 0 | 0 | 0 | 0 | 0 | 0 | 0 | 0 | 0 | 0 | 0 | 0 | 0 | 0 | 0
Night cover reduces infiltration by 50% for 4 hours/night | -0.0039917 | -0.0029538 | -0.0039917 | 16.0704 | 80.352 | 1.3893 | 6.9466 | -0.82593 | -10.0829 | -0.88114 | -10.7569 | -0.76562 | -9.3467 | -0.82084 | -10.0207 | 0.097005 | 0.10385 | 0.091483 | 0.097548
Night cover reduces infiltration by 50% for 4 hours/night | -0.003691 | -0.0027313 | -0.003691 | 16.4851 | 82.4256 | 1.6796 | 8.3981 | -0.76003 | -8.4934 | -0.82035 | -9.1674 | -0.70353 | -7.862 | -0.76385 | -8.536 | 0.11311 | 0.12109 | 0.10567 | 0.1126
Night cover reduces infiltration by 50% for 4 hours/night | -0.003691 | -0.0027313 | -0.003691 | 16.4851 | 82.4256 | 1.6796 | 8.3981 | -0.75876 | -8.5093 | -0.81886 | -9.1833 | -0.70236 | -7.8768 | -0.76246 | -8.5508 | 0.11292 | 0.12089 | 0.1055 | 0.11243
Night cover reduces infiltration by 50% for 4 hours/night | -0.0029134 | -0.0021559 | -0.0029134 | 15.552 | 77.76 | 1.2338 | 6.169 | -0.9235 | -10.5704 | -0.98238 | -11.2445 | -0.85637 | -9.8021 | -0.91525 | -10.4761 | 0.092947 | 0.099508 | 0.087865 | 0.093705
Open fixture is retrofitted with doors and additional lighting | 0.049144 | 0.036367 | 0.049144 | 129.6 | 1555.2 | 26.6458 | 319.7491 | -0.17735 | -1.3574 | -0.27806 | -2.1282 | -0.15498 | -1.1862 | -0.25569 | -1.9571 | 0.47714 | 0.51082 | 0.3679 | 0.38761
Open fixture is retrofitted with doors and additional lighting | 0.022913 | 0.016956 | 0.022913 | 129.6 | 1555.2 | 31.3114 | 375.7363 | -0.13704 | -1.2412 | -0.22214 | -2.012 | -0.11898 | -1.0777 | -0.20409 | -1.8485 | 0.4995 | 0.53476 | 0.38105 | 0.40124
Open fixture is retrofitted with doors and additional lighting | 0.022913 | 0.016956 | 0.022913 | 129.6 | 1555.2 | 31.3114 | 375.7363 | -0.13714 | -1.2396 | -0.22243 | -2.0104 | -0.11906 | -1.0762 | -0.20435 | -1.847 | 0.49982 | 0.53511 | 0.38124 | 0.40143
Open fixture is retrofitted with doors and additional lighting | 0.065733 | 0.048643 | 0.065733 | 126.4896 | 1517.8752 | 24.1574 | 289.8893 | -0.20543 | -1.4498 | -0.31465 | -2.2206 | -0.18031 | -1.2725 | -0.28954 | -2.0434 | 0.46074 | 0.49326 | 0.35808 | 0.37742
Replace open fixtures with fixtures having doors | 0.051529 | 0.038131 | 0.051529 | 149.2992 | 1791.5904 | 26.6458 | 319.7491 | -0.51825 | -4.0517 | -0.61685 | -4.8226 | -0.47363 | -3.7029 | -0.57223 | -4.4738 | 0.23414 | 0.25067 | 0.20436 | 0.21684
Replace open fixtures with fixtures having doors | 0.024676 | 0.01826 | 0.024676 | 148.2624 | 1779.1488 | 31.3114 | 375.7363 | -0.42233 | -3.8463 | -0.50697 | -4.6171 | -0.38551 | -3.511 | -0.47015 | -4.2818 | 0.2436 | 0.2608 | 0.21154 | 0.22438
Replace open fixtures with fixtures having doors | 0.024676 | 0.01826 | 0.024676 | 148.2624 | 1779.1488 | 31.3114 | 375.7363 | -0.42278 | -3.8428 | -0.50759 | -4.6137 | -0.38592 | -3.5078 | -0.47073 | -4.2786 | 0.24377 | 0.26097 | 0.21166 | 0.22451
Replace open fixtures with fixtures having doors | 0.068221 | 0.050484 | 0.068221 | 146.1888 | 1754.2656 | 24.1574 | 289.8893 | -0.58142 | -4.23 | -0.68738 | -5.0008 | -0.53186 | -3.8694 | -0.63782 | -4.6403 | 0.22651 | 0.2425 | 0.19853 | 0.2107
0 | 0 | 0 | 0 | 0 | 0 | 0 | 0 | 0 | 0 | 0 | 0 | 0 | 0 | 0 | 0 | 0 | 0 | 0 | 0
SCT controlled to 70degF | 0.13056 | 0.096617 | 0.13056 | 13298.175 | 212770.8 | 3.1432 | 50.2913 | 0.12247 | 1.2401 | 0.040566 | 0.41077 | 0.12307 | 1.2462 | 0.04117 | 0.41688 | 14.3902 | 15.4059 | 1.4455 | 1.4552
SCT controlled to 70degF | -0.038927 | -0.028806 | -0.038927 | 11766.87 | 188269.92 | 3.522 | 56.352 | 0.12039 | 1.2307 | 0.039263 | 0.40139 | 0.12105 | 1.2375 | 0.03992 | 0.40811 | 13.0664 | 13.9887 | 1.431 | 1.4414
SCT controlled to 70degF | -0.038927 | -0.028806 | -0.038927 | 11766.87 | 188269.92 | 3.522 | 56.352 | 0.12038 | 1.2307 | 0.039261 | 0.40138 | 0.12104 | 1.2375 | 0.039918 | 0.40811 | 13.0658 | 13.9881 | 1.431 | 1.4414
SCT controlled to 70degF | -0.088655 | -0.065604 | -0.088655 | 11122.11 | 177953.76 | 2.8047 | 44.8753 | 0.11901 | 1.2219 | 0.038233 | 0.39257 | 0.11972 | 1.2292 | 0.038945 | 0.39988 | 12.0268 | 12.8757 | 1.4176 | 1.4287
Control SCT to wetbulb + 17degF TD, 70degF min, backflood setpoint of 68degF | 0.59237 | 0.43836 | 0.59237 | 14265.315 | 228245.04 | 2.6193 | 41.9094 | 0.12485 | 1.2337 | 0.040917 | 0.40433 | 0.12551 | 1.2402 | 0.041578 | 0.41086 | 13.4548 | 14.4046 | 1.4355 | 1.4457
Control SCT to wetbulb + 17degF TD, 70degF min, backflood setpoint of 68degF | 0.22808 | 0.16878 | 0.22808 | 12895.2 | 206323.2 | 2.845 | 45.5201 | 0.12122 | 1.2246 | 0.039122 | 0.39523 | 0.12192 | 1.2317 | 0.039828 | 0.40236 | 12.3223 | 13.1921 | 1.4216 | 1.4325
Control SCT to wetbulb + 17degF TD, 70degF min, backflood setpoint of 68degF | 0.22808 | 0.16878 | 0.22808 | 12895.2 | 206323.2 | 2.845 | 45.5201 | 0.12125 | 1.2246 | 0.039133 | 0.39525 | 0.12195 | 1.2317 | 0.039839 | 0.40238 | 12.3251 | 13.1951 | 1.4216 | 1.4325
Control SCT to wetbulb + 17degF TD, 70degF min, backflood setpoint of 68degF | 0.43199 | 0.31967 | 0.43199 | 12250.44 | 196007.04 | 2.2325 | 35.7197 | 0.12268 | 1.2183 | 0.039168 | 0.38896 | 0.12344 | 1.2259 | 0.039928 | 0.39651 | 11.6478 | 12.47 | 1.4121 | 1.4235
Control SCT to wetbulb + 17degF TD, 70degF min, backflood setpt of 68degF, var-spd cond | 0.73664 | 0.54511 | 0.73664 | 14990.67 | 239850.72 | 2.6193 | 41.9094 | 0.12068 | 1.1857 | 0.036266 | 0.3563 | 0.12167 | 1.1954 | 0.037253 | 0.366 | 9.0613 | 9.701 | 1.3649 | 1.3786
Control SCT to wetbulb + 17degF TD, 70degF min, backflood setpt of 68degF, var-spd cond | 0.44005 | 0.32564 | 0.44005 | 13701.15 | 219218.4 | 2.8611 | 45.778 | 0.11718 | 1.1743 | 0.034418 | 0.34491 | 0.11822 | 1.1847 | 0.035461 | 0.35536 | 8.4097 | 9.0033 | 1.3492 | 1.3636
Control SCT to wetbulb + 17degF TD, 70degF min, backflood setpt of 68degF, var-spd cond | 0.44005 | 0.32564 | 0.44005 | 13701.15 | 219218.4 | 2.8611 | 45.778 | 0.11723 | 1.1743 | 0.034438 | 0.34497 | 0.11827 | 1.1848 | 0.035481 | 0.35542 | 8.4131 | 9.0069 | 1.3492 | 1.3637
Control SCT to wetbulb + 17degF TD, 70degF min, backflood setpt of 68degF, var-spd cond | 0.55127 | 0.40794 | 0.55127 | 13056.39 | 208902.24 | 2.2405 | 35.8487 | 0.11795 | 1.1651 | 0.033991 | 0.33578 | 0.11906 | 1.1762 | 0.03511 | 0.34683 | 7.9518 | 8.5131 | 1.3368 | 1.3518
0 | 0 | 0 | 0 | 0 | 0 | 0 | 0 | 0 | 0 | 0 | 0 | 0 | 0 | 0 | 0 | 0 | 0 | 0 | 0
SST setpoint reset based on worst-case demand | 0.19596 | 0.14501 | 0.19596 | 951.264 | 15220.224 | 0.11197 | 1.7916 | 0.087222 | 0.76427 | -0.0067058 | -0.058759 | 0.091423 | 0.80108 | -0.0025047 | -0.021948 | 2.3689 | 2.5361 | 0.95746 | 0.98368
SST setpoint reset based on worst-case demand | 0.083203 | 0.06157 | 0.083203 | 842.4 | 13478.4 | 0.12571 | 2.0114 | 0.067789 | 0.65361 | -0.017571 | -0.16942 | 0.072364 | 0.69772 | -0.012997 | -0.12531 | 1.977 | 2.1166 | 0.88645 | 0.91345
SST setpoint reset based on worst-case demand | 0.083203 | 0.06157 | 0.083203 | 842.4 | 13478.4 | 0.12571 | 2.0114 | 0.067952 | 0.65441 | -0.01751 | -0.16862 | 0.072527 | 0.69846 | -0.012935 | -0.12457 | 1.9794 | 2.1191 | 0.88692 | 0.91392
SST setpoint reset based on worst-case demand | 0.18403 | 0.13618 | 0.18403 | 912.384 | 14598.144 | 0.10005 | 1.6008 | 0.085123 | 0.74872 | -0.0084479 | -0.074306 | 0.089425 | 0.78656 | -0.0041462 | -0.03647 | 2.3047 | 2.4674 | 0.94681 | 0.97317
0 | 0 | 0 | 0 | 0 | 0 | 0 | 0 | 0 | 0 | 0 | 0 | 0 | 0 | 0 | 0 | 0 | 0 | 0 | 0
Hot water boiler (< 300 kBtuh, 84.5% AFUE, atmospheric) | 0 | 0 | 0 | 0 | 0 | 0 | 0 | 0 | 0 | 0 | 0 | 0 | 0 | 0 | 0 | 0 | 0 | 0 | 0
Hot water boiler (< 300 kBtuh, 84.5% AFUE, atmospheric) | 0 | 0 | 0 | 0 | 0 | 0 | 0 | 0 | 0 | 0 | 0 | 0 | 0 | 0 | 0 | 0 | 0 | 0 | 0
Hot water boiler (< 300 kBtuh, 84.5% AFUE, atmospheric) | 0 | 0 | 0 | 0 | 0 | 0 | 0 | 0 | 0 | 0 | 0 | 0 | 0 | 0 | 0 | 0 | 0 | 0 | 0
Hot water boiler (< 300 kBtuh, 84.5% AFUE, atmospheric) | 0 | 0 | 0 | 0 | 0 | 0 | 0 | 0 | 0 | 0 | 0 | 0 | 0 | 0 | 0 | 0 | 0 | 0 | 0
Hot water boiler (< 300 kBtuh, 84.5% AFUE, forced draft) | 0 | 0 | 0 | 0 | 0 | 0 | 0 | 0 | 0 | 0 | 0 | 0 | 0 | 0 | 0 | 0 | 0 | 0 | 0
Hot water boiler (< 300 kBtuh, 84.5% AFUE, forced draft) | 0 | 0 | 0 | 0 | 0 | 0 | 0 | 0 | 0 | 0 | 0 | 0 | 0 | 0 | 0 | 0 | 0 | 0 | 0
Hot water boiler (< 300 kBtuh, 84.5% AFUE, forced draft) | 0 | 0 | 0 | 0 | 0 | 0 | 0 | 0 | 0 | 0 | 0 | 0 | 0 | 0 | 0 | 0 | 0 | 0 | 0
Hot water boiler (< 300 kBtuh, 84.5% AFUE, forced draft) | 0 | 0 | 0 | 0 | 0 | 0 | 0 | 0 | 0 | 0 | 0 | 0 | 0 | 0 | 0 | 0 | 0 | 0 | 0
Hot water boiler (< 300 kBtuh, 94.0 AFUE, condensing) | 0 | 0 | 0 | 0 | 0 | 0 | 0 | 0 | 0 | 0 | 0 | 0 | 0 | 0 | 0 | 0 | 0 | 0 | 0
Hot water boiler (< 300 kBtuh, 94.0 AFUE, condensing) | 0 | 0 | 0 | 0 | 0 | 0 | 0 | 0 | 0 | 0 | 0 | 0 | 0 | 0 | 0 | 0 | 0 | 0 | 0
Hot water boiler (< 300 kBtuh, 94.0 AFUE, condensing) | 0 | 0 | 0 | 0 | 0 | 0 | 0 | 0 | 0 | 0 | 0 | 0 | 0 | 0 | 0 | 0 | 0 | 0 | 0
Hot water boiler (< 300 kBtuh, 94.0 AFUE, condensing) | 0 | 0 | 0 | 0 | 0 | 0 | 0 | 0 | 0 | 0 | 0 | 0 | 0 | 0 | 0 | 0 | 0 | 0 | 0
Hot water boiler (> 2500 kBtuh, 85.0% combustion efficiency, atmospheric) | 0 | 0 | 0 | 0 | 0 | 0 | 0 | 0 | 0 | 0 | 0 | 0 | 0 | 0 | 0 | 0 | 0 | 0 | 0
Hot water boiler (> 2500 kBtuh, 85.0% combustion efficiency, atmospheric) | 0 | 0 | 0 | 0 | 0 | 0 | 0 | 0 | 0 | 0 | 0 | 0 | 0 | 0 | 0 | 0 | 0 | 0 | 0
Hot water boiler (> 2500 kBtuh, 85.0% combustion efficiency, atmospheric) | 0 | 0 | 0 | 0 | 0 | 0 | 0 | 0 | 0 | 0 | 0 | 0 | 0 | 0 | 0 | 0 | 0 | 0 | 0
Hot water boiler (> 2500 kBtuh, 85.0% combustion efficiency, atmospheric) | 0 | 0 | 0 | 0 | 0 | 0 | 0 | 0 | 0 | 0 | 0 | 0 | 0 | 0 | 0 | 0 | 0 | 0 | 0
Hot water boiler (> 2500 kBtuh, 85.0% combustion efficiency, forced draft) | 0 | 0 | 0 | 0 | 0 | 0 | 0 | 0 | 0 | 0 | 0 | 0 | 0 | 0 | 0 | 0 | 0 | 0 | 0
Hot water boiler (> 2500 kBtuh, 85.0% combustion efficiency, forced draft) | 0 | 0 | 0 | 0 | 0 | 0 | 0 | 0 | 0 | 0 | 0 | 0 | 0 | 0 | 0 | 0 | 0 | 0 | 0
Hot water boiler (> 2500 kBtuh, 85.0% combustion efficiency, forced draft) | 0 | 0 | 0 | 0 | 0 | 0 | 0 | 0 | 0 | 0 | 0 | 0 | 0 | 0 | 0 | 0 | 0 | 0 | 0
Hot water boiler (> 2500 kBtuh, 85.0% combustion efficiency, forced draft) | 0 | 0 | 0 | 0 | 0 | 0 | 0 | 0 | 0 | 0 | 0 | 0 | 0 | 0 | 0 | 0 | 0 | 0 | 0
Hot water boiler (300-2500 kBtuh, 85.0% thermal efficiency, atmospheric) | 0 | 0 | 0 | 0 | 0 | 0 | 0 | 0 | 0 | 0 | 0 | 0 | 0 | 0 | 0 | 0 | 0 | 0 | 0
Hot water boiler (300-2500 kBtuh, 85.0% thermal efficiency, atmospheric) | 0 | 0 | 0 | 0 | 0 | 0 | 0 | 0 | 0 | 0 | 0 | 0 | 0 | 0 | 0 | 0 | 0 | 0 | 0
Hot water boiler (300-2500 kBtuh, 85.0% thermal efficiency, atmospheric) | 0 | 0 | 0 | 0 | 0 | 0 | 0 | 0 | 0 | 0 | 0 | 0 | 0 | 0 | 0 | 0 | 0 | 0 | 0
Hot water boiler (300-2500 kBtuh, 85.0% thermal efficiency, atmospheric) | 0 | 0 | 0 | 0 | 0 | 0 | 0 | 0 | 0 | 0 | 0 | 0 | 0 | 0 | 0 | 0 | 0 | 0 | 0
Hot water boiler (300-2500 kBtuh, 85.0% thermal efficiency, forced draft) | 0 | 0 | 0 | 0 | 0 | 0 | 0 | 0 | 0 | 0 | 0 | 0 | 0 | 0 | 0 | 0 | 0 | 0 | 0
Hot water boiler (300-2500 kBtuh, 85.0% thermal efficiency, forced draft) | 0 | 0 | 0 | 0 | 0 | 0 | 0 | 0 | 0 | 0 | 0 | 0 | 0 | 0 | 0 | 0 | 0 | 0 | 0
Hot water boiler (300-2500 kBtuh, 85.0% thermal efficiency, forced draft) | 0 | 0 | 0 | 0 | 0 | 0 | 0 | 0 | 0 | 0 | 0 | 0 | 0 | 0 | 0 | 0 | 0 | 0 | 0
Hot water boiler (300-2500 kBtuh, 85.0% thermal efficiency, forced draft) | 0 | 0 | 0 | 0 | 0 | 0 | 0 | 0 | 0 | 0 | 0 | 0 | 0 | 0 | 0 | 0 | 0 | 0 | 0
Hot water boiler (300-2500 kBtuh, 94.0% thermal efficiency, condensing) | -0.0050855 | -0.0074248 | -0.0050855 | -205.2864 | -4105.728 | 430.7904 | 8615.808 | 0.14151 | 0.37402 | 0.14151 | -0.50052 | 0.14151 | 0.37292 | 0.14151 | -0.50161 | 1.2973 | 1.2959 | 0.702 | 0.70159
Hot water boiler (300-2500 kBtuh, 94.0% thermal efficiency, condensing) | -0.0041368 | -0.0060398 | -0.0041368 | -191.2896 | -3825.792 | 388.8 | 7776 | 0.14052 | 0.26263 | 0.14052 | -0.6119 | 0.14052 | 0.26142 | 0.14052 | -0.61312 | 1.1693 | 1.1681 | 0.66239 | 0.66199
Hot water boiler (300-2500 kBtuh, 94.0% thermal efficiency, condensing) | -0.0041368 | -0.0060398 | -0.0041368 | -191.2896 | -3825.792 | 388.8 | 7776 | 0.14056 | 0.26263 | 0.14056 | -0.6119 | 0.14056 | 0.26142 | 0.14056 | -0.61312 | 1.1693 | 1.1681 | 0.66238 | 0.66198
Hot water boiler (300-2500 kBtuh, 94.0% thermal efficiency, condensing) | -0.0045567 | -0.0066528 | -0.0045567 | -167.9616 | -3359.232 | 348.3648 | 6967.296 | 0.14171 | 0.13 | 0.14171 | -0.74453 | 0.14171 | 0.12864 | 0.14171 | -0.74589 | 1.0484 | 1.0472 | 0.6219 | 0.62151
0 | 0 | 0 | 0 | 0 | 0 | 0 | 0 | 0 | 0 | 0 | 0 | 0 | 0 | 0 | 0 | 0 | 0 | 0 | 0
Small storage HP water heater: 40 gallon, EF = 2.00, RE = 0.98, Cap = 4.5 kW, UA = 4.20 BTU/hr-F | 0 | 0 | 0 | 0 | 0 | 0 | 0 | 0 | 0 | 0 | 0 | 0 | 0 | 0 | 0 | 0 | 0 | 0 | 0
Small storage HP water heater: 40 gallon, EF = 2.00, RE = 0.98, Cap = 4.5 kW, UA = 4.20 BTU/hr-F | 0 | 0 | 0 | 0 | 0 | 0 | 0 | 0 | 0 | 0 | 0 | 0 | 0 | 0 | 0 | 0 | 0 | 0 | 0
Small storage HP water heater: 40 gallon, EF = 2.00, RE = 0.98, Cap = 4.5 kW, UA = 4.20 BTU/hr-F | 0 | 0 | 0 | 0 | 0 | 0 | 0 | 0 | 0 | 0 | 0 | 0 | 0 | 0 | 0 | 0 | 0 | 0 | 0
Small storage HP water heater: 40 gallon, EF = 2.00, RE = 0.98, Cap = 4.5 kW, UA = 4.20 BTU/hr-F | 0 | 0 | 0 | 0 | 0 | 0 | 0 | 0 | 0 | 0 | 0 | 0 | 0 | 0 | 0 | 0 | 0 | 0 | 0
Small storage HP water heater: 40 gallon, EF = 2.20, RE = 0.98, Cap = 4.5 kW, UA = 4.20 BTU/hr-F | 0.81085 | 1.1838 | 0.81085 | 3894.4547 | 38944.5469 | 0 | 0 | 0.041839 | 0 | -0.048592 | 0 | 0.037657 | 0 | -0.052774 | 0 | 1.4043 | 1.3498 | 0.74941 | 0.73359
Small storage HP water heater: 40 gallon, EF = 2.20, RE = 0.98, Cap = 4.5 kW, UA = 4.20 BTU/hr-F | 0.80386 | 1.1736 | 0.80386 | 3674.7675 | 36747.675 | 0 | 0 | 0.03051 | 0 | -0.056721 | 0 | 0.026078 | 0 | -0.061153 | 0 | 1.2782 | 1.2286 | 0.71193 | 0.69626
Small storage HP water heater: 40 gallon, EF = 2.20, RE = 0.98, Cap = 4.5 kW, UA = 4.20 BTU/hr-F | 0.80386 | 1.1736 | 0.80386 | 3674.7675 | 36747.675 | 0 | 0 | 0.030861 | 0 | -0.056588 | 0 | 0.026429 | 0 | -0.06102 | 0 | 1.2814 | 1.2316 | 0.71292 | 0.69724
Small storage HP water heater: 40 gallon, EF = 2.20, RE = 0.98, Cap = 4.5 kW, UA = 4.20 BTU/hr-F | 0.75293 | 1.0993 | 0.75293 | 3534.9666 | 35349.6656 | 0 | 0 | 0.031448 | 0 | -0.059065 | 0 | 0.026841 | 0 | -0.063673 | 0 | 1.2759 | 1.2263 | 0.7112 | 0.69553
Small storage HP water heater: 40 gallon, EF = 2.40, RE = 0.98, Cap = 4.5 kW, UA = 4.20 BTU/hr-F | 0.88075 | 1.2859 | 0.88075 | 4283.9002 | 42839.0016 | 0 | 0 | 0.050985 | 0 | -0.039283 | 0 | 0.047183 | 0 | -0.043085 | 0 | 1.542 | 1.4821 | 0.7869 | 0.771
Small storage HP water heater: 40 gallon, EF = 2.40, RE = 0.98, Cap = 4.5 kW, UA = 4.20 BTU/hr-F | 0.87475 | 1.2771 | 0.87475 | 4044.2414 | 40442.4141 | 0 | 0 | 0.040353 | 0 | -0.046768 | 0 | 0.036326 | 0 | -0.050795 | 0 | 1.405 | 1.3504 | 0.74959 | 0.73377
Small storage HP water heater: 40 gallon, EF = 2.40, RE = 0.98, Cap = 4.5 kW, UA = 4.20 BTU/hr-F | 0.87475 | 1.2771 | 0.87475 | 4044.2414 | 40442.4141 | 0 | 0 | 0.0407 | 0 | -0.046637 | 0 | 0.036673 | 0 | -0.050664 | 0 | 1.4084 | 1.3537 | 0.75058 | 0.73476
Small storage HP water heater: 40 gallon, EF = 2.40, RE = 0.98, Cap = 4.5 kW, UA = 4.20 BTU/hr-F | 0.81784 | 1.194 | 0.81784 | 3894.4547 | 38944.5469 | 0 | 0 | 0.041677 | 0 | -0.048653 | 0 | 0.037495 | 0 | -0.052835 | 0 | 1.4028 | 1.3483 | 0.74897 | 0.73315
Small storage HP water heater: 50 gallon, EF = 2.00, RE = 0.98, Cap = 5 kW, UA = 4.20 BTU/hr-F | 0 | 0 | 0 | 0 | 0 | 0 | 0 | 0 | 0 | 0 | 0 | 0 | 0 | 0 | 0 | 0 | 0 | 0 | 0
Small storage HP water heater: 50 gallon, EF = 2.00, RE = 0.98, Cap = 5 kW, UA = 4.20 BTU/hr-F | 0 | 0 | 0 | 0 | 0 | 0 | 0 | 0 | 0 | 0 | 0 | 0 | 0 | 0 | 0 | 0 | 0 | 0 | 0
Small storage HP water heater: 50 gallon, EF = 2.00, RE = 0.98, Cap = 5 kW, UA = 4.20 BTU/hr-F | 0 | 0 | 0 | 0 | 0 | 0 | 0 | 0 | 0 | 0 | 0 | 0 | 0 | 0 | 0 | 0 | 0 | 0 | 0
Small storage HP water heater: 50 gallon, EF = 2.00, RE = 0.98, Cap = 5 kW, UA = 4.20 BTU/hr-F | 0 | 0 | 0 | 0 | 0 | 0 | 0 | 0 | 0 | 0 | 0 | 0 | 0 | 0 | 0 | 0 | 0 | 0 | 0
Small storage HP water heater: 50 gallon, EF = 2.20, RE = 0.98, Cap = 5 kW, UA = 4.20 BTU/hr-F | 0.89473 | 1.3063 | 0.89473 | 4483.6158 | 44836.1578 | 0 | 0 | 0.080514 | 0 | -0.0093788 | 0 | 0.07565 | 0 | -0.014242 | 0 | 2.2592 | 2.0995 | 0.93903 | 0.91025
Small storage HP water heater: 50 gallon, EF = 2.20, RE = 0.98, Cap = 5 kW, UA = 4.20 BTU/hr-F | 0.89572 | 1.3078 | 0.89572 | 4243.957 | 42439.5703 | 0 | 0 | 0.072074 | 0 | -0.014813 | 0 | 0.066936 | 0 | -0.019951 | 0 | 2.067 | 1.9209 | 0.90408 | 0.87497
Small storage HP water heater: 50 gallon, EF = 2.20, RE = 0.98, Cap = 5 kW, UA = 4.20 BTU/hr-F | 0.89572 | 1.3078 | 0.89572 | 4243.957 | 42439.5703 | 0 | 0 | 0.072413 | 0 | -0.014686 | 0 | 0.067275 | 0 | -0.019824 | 0 | 2.072 | 1.9255 | 0.90504 | 0.87594
Small storage HP water heater: 50 gallon, EF = 2.20, RE = 0.98, Cap = 5 kW, UA = 4.20 BTU/hr-F | 0.8398 | 1.2261 | 0.8398 | 4104.1561 | 41041.5609 | 0 | 0 | 0.074776 | 0 | -0.015225 | 0 | 0.069463 | 0 | -0.020538 | 0 | 2.0705 | 1.9241 | 0.90476 | 0.87565
Small storage HP water heater: 50 gallon, EF = 2.40, RE = 0.98, Cap = 5 kW, UA = 4.20 BTU/hr-F | 0.97162 | 1.4186 | 0.97162 | 4922.9902 | 49229.9016 | 0 | 0 | 0.086001 | 0 | -0.003755 | 0 | 0.081572 | 0 | -0.0081844 | 0 | 2.4768 | 2.3018 | 0.97463 | 0.9463
Small storage HP water heater: 50 gallon, EF = 2.40, RE = 0.98, Cap = 5 kW, UA = 4.20 BTU/hr-F | 0.97361 | 1.4215 | 0.97361 | 4663.3598 | 46633.5984 | 0 | 0 | 0.077986 | 0 | -0.0087999 | 0 | 0.07331 | 0 | -0.013476 | 0 | 2.2686 | 2.1082 | 0.94065 | 0.91189
Small storage HP water heater: 50 gallon, EF = 2.40, RE = 0.98, Cap = 5 kW, UA = 4.20 BTU/hr-F | 0.97361 | 1.4215 | 0.97361 | 4663.3598 | 46633.5984 | 0 | 0 | 0.078321 | 0 | -0.0086735 | 0 | 0.073645 | 0 | -0.013349 | 0 | 2.274 | 2.1133 | 0.94158 | 0.91283
Small storage HP water heater: 50 gallon, EF = 2.40, RE = 0.98, Cap = 5 kW, UA = 4.20 BTU/hr-F | 0.9107 | 1.3296 | 0.9107 | 4513.5731 | 45135.7312 | 0 | 0 | 0.080831 | 0 | -0.0089947 | 0 | 0.076 | 0 | -0.013826 | 0 | 2.2726 | 2.112 | 0.94134 | 0.91259
Small storage HP water heater: 60 gallon, EF = 2.20, RE = 0.98, Cap = 5.5 kW, UA = 4.20 BTU/hr-F | 0 | 0 | 0 | 0 | 0 | 0 | 0 | 0 | 0 | 0 | 0 | 0 | 0 | 0 | 0 | 0 | 0 | 0 | 0
Small storage HP water heater: 60 gallon, EF = 2.20, RE = 0.98, Cap = 5.5 kW, UA = 4.20 BTU/hr-F | 0 | 0 | 0 | 0 | 0 | 0 | 0 | 0 | 0 | 0 | 0 | 0 | 0 | 0 | 0 | 0 | 0 | 0 | 0
Small storage HP water heater: 60 gallon, EF = 2.20, RE = 0.98, Cap = 5.5 kW, UA = 4.20 BTU/hr-F | 0 | 0 | 0 | 0 | 0 | 0 | 0 | 0 | 0 | 0 | 0 | 0 | 0 | 0 | 0 | 0 | 0 | 0 | 0
Small storage HP water heater: 60 gallon, EF = 2.20, RE = 0.98, Cap = 5.5 kW, UA = 4.20 BTU/hr-F | 0 | 0 | 0 | 0 | 0 | 0 | 0 | 0 | 0 | 0 | 0 | 0 | 0 | 0 | 0 | 0 | 0 | 0 | 0
Small storage HP water heater: 60 gallon, EF = 2.40, RE = 0.98, Cap = 5.5 kW, UA = 4.20 BTU/hr-F | 0 | 0 | 0 | 0 | 0 | 0 | 0 | 0 | 0 | 0 | 0 | 0 | 0 | 0 | 0 | 0 | 0 | 0 | 0
Small storage HP water heater: 60 gallon, EF = 2.40, RE = 0.98, Cap = 5.5 kW, UA = 4.20 BTU/hr-F | 0 | 0 | 0 | 0 | 0 | 0 | 0 | 0 | 0 | 0 | 0 | 0 | 0 | 0 | 0 | 0 | 0 | 0 | 0
Small storage HP water heater: 60 gallon, EF = 2.40, RE = 0.98, Cap = 5.5 kW, UA = 4.20 BTU/hr-F | 0 | 0 | 0 | 0 | 0 | 0 | 0 | 0 | 0 | 0 | 0 | 0 | 0 | 0 | 0 | 0 | 0 | 0 | 0
Small storage HP water heater: 60 gallon, EF = 2.40, RE = 0.98, Cap = 5.5 kW, UA = 4.20 BTU/hr-F | 0 | 0 | 0 | 0 | 0 | 0 | 0 | 0 | 0 | 0 | 0 | 0 | 0 | 0 | 0 | 0 | 0 | 0 | 0
Small storage HP water heater: 75 gallon, EF = 2.20, RE = 0.98, Cap = 5.5 kW, UA = 4.20 BTU/hr-F | 0 | 0 | 0 | 0 | 0 | 0 | 0 | 0 | 0 | 0 | 0 | 0 | 0 | 0 | 0 | 0 | 0 | 0 | 0
Small storage HP water heater: 75 gallon, EF = 2.20, RE = 0.98, Cap = 5.5 kW, UA = 4.20 BTU/hr-F | 0 | 0 | 0 | 0 | 0 | 0 | 0 | 0 | 0 | 0 | 0 | 0 | 0 | 0 | 0 | 0 | 0 | 0 | 0
Small storage HP water heater: 75 gallon, EF = 2.20, RE = 0.98, Cap = 5.5 kW, UA = 4.20 BTU/hr-F | 0 | 0 | 0 | 0 | 0 | 0 | 0 | 0 | 0 | 0 | 0 | 0 | 0 | 0 | 0 | 0 | 0 | 0 | 0
Small storage HP water heater: 75 gallon, EF = 2.20, RE = 0.98, Cap = 5.5 kW, UA = 4.20 BTU/hr-F | 0 | 0 | 0 | 0 | 0 | 0 | 0 | 0 | 0 | 0 | 0 | 0 | 0 | 0 | 0 | 0 | 0 | 0 | 0
Small storage HP water heater: 75 gallon, EF = 2.40, RE = 0.98, Cap = 5.5 kW, UA = 4.20 BTU/hr-F | 0 | 0 | 0 | 0 | 0 | 0 | 0 | 0 | 0 | 0 | 0 | 0 | 0 | 0 | 0 | 0 | 0 | 0 | 0
Small storage HP water heater: 75 gallon, EF = 2.40, RE = 0.98, Cap = 5.5 kW, UA = 4.20 BTU/hr-F | 0 | 0 | 0 | 0 | 0 | 0 | 0 | 0 | 0 | 0 | 0 | 0 | 0 | 0 | 0 | 0 | 0 | 0 | 0
Small storage HP water heater: 75 gallon, EF = 2.40, RE = 0.98, Cap = 5.5 kW, UA = 4.20 BTU/hr-F | 0 | 0 | 0 | 0 | 0 | 0 | 0 | 0 | 0 | 0 | 0 | 0 | 0 | 0 | 0 | 0 | 0 | 0 | 0
Small storage HP water heater: 75 gallon, EF = 2.40, RE = 0.98, Cap = 5.5 kW, UA = 4.20 BTU/hr-F | 0 | 0 | 0 | 0 | 0 | 0 | 0 | 0 | 0 | 0 | 0 | 0 | 0 | 0 | 0 | 0 | 0 | 0 | 0
Small storage Gas water heater: 40 gallon, EF = 0.70, RE = 0.82, Cap = 40kBTUh, UA = 4.63 BTU/hr-F, AuxBTUh: 350 | 0 | 0 | 0 | 0 | 0 | 335.34 | 3353.4 | 0 | -0.45529 | 0 | -1.202 | 0 | -0.93824 | 0 | -1.685 | 0.72494 | 0.56121 | 0.49957 | 0.41594
Small storage Gas water heater: 40 gallon, EF = 0.70, RE = 0.82, Cap = 40kBTUh, UA = 4.63 BTU/hr-F, AuxBTUh: 350 | 0 | 0 | 0 | 0 | 0 | 329.508 | 3295.08 | 0 | -0.48459 | 0 | -1.2313 | 0 | -0.97609 | 0 | -1.7228 | 0.71234 | 0.55145 | 0.49355 | 0.41056
Small storage Gas water heater: 40 gallon, EF = 0.70, RE = 0.82, Cap = 40kBTUh, UA = 4.63 BTU/hr-F, AuxBTUh: 350 | 0 | 0 | 0 | 0 | 0 | 329.508 | 3295.08 | 0 | -0.48459 | 0 | -1.2313 | 0 | -0.97609 | 0 | -1.7228 | 0.71234 | 0.55145 | 0.49355 | 0.41056
Small storage Gas water heater: 40 gallon, EF = 0.70, RE = 0.82, Cap = 40kBTUh, UA = 4.63 BTU/hr-F, AuxBTUh: 350 | 0 | 0 | 0 | 0 | 0 | 309.096 | 3090.96 | 0 | -0.59584 | 0 | -1.3426 | 0 | -1.1198 | 0 | -1.8665 | 0.66821 | 0.51729 | 0.47196 | 0.39132
Small storage Gas water heater: 40 gallon, EF = 0.82, RE = 0.9, Cap = 40kBTUh, UA = 2.61 BTU/hr-F, VentW: 50, AuxBTUh: 350 | -0.08751 | -0.12777 | -0.08751 | -450.6131 | -4506.1313 | 809.7975 | 8097.975 | 0.14449 | 0.44315 | 0.14449 | -0.31027 | 0.14449 | 0.21921 | 0.14449 | -0.53422 | 1.4726 | 1.14 | 0.74315 | 0.64777
Small storage Gas water heater: 40 gallon, EF = 0.82, RE = 0.9, Cap = 40kBTUh, UA = 2.61 BTU/hr-F, VentW: 50, AuxBTUh: 350 | -0.093388 | -0.13635 | -0.093388 | -437.5519 | -4375.5188 | 786.9403 | 7869.4031 | 0.14035 | 0.42086 | 0.14035 | -0.33257 | 0.14035 | 0.19041 | 0.14035 | -0.56302 | 1.434 | 1.1101 | 0.73394 | 0.63859
Small storage Gas water heater: 40 gallon, EF = 0.82, RE = 0.9, Cap = 40kBTUh, UA = 2.61 BTU/hr-F, VentW: 50, AuxBTUh: 350 | -0.093388 | -0.13635 | -0.093388 | -437.5519 | -4375.5188 | 786.9403 | 7869.4031 | 0.1407 | 0.42086 | 0.1407 | -0.33257 | 0.1407 | 0.19041 | 0.1407 | -0.56302 | 1.4338 | 1.1099 | 0.73382 | 0.63848
Small storage Gas water heater: 40 gallon, EF = 0.82, RE = 0.9, Cap = 40kBTUh, UA = 2.61 BTU/hr-F, VentW: 50, AuxBTUh: 350 | -0.084572 | -0.12347 | -0.084572 | -417.96 | -4179.6 | 741.2259 | 7412.2594 | 0.14497 | 0.37214 | 0.14497 | -0.38128 | 0.14497 | 0.12748 | 0.14497 | -0.62594 | 1.3463 | 1.0422 | 0.70916 | 0.61469
Small storage Gas water heater: 50 gallon, EF = 0.67, RE = 0.79, Cap = 40kBTUh, UA = 4.85 BTU/hr-F, AuxBTUh: 350 | 0 | 0 | 0 | 0 | 0 | 0 | 0 | 0 | 0 | 0 | 0 | 0 | 0 | 0 | 0 | 0 | 0 | 0 | 0
Small storage Gas water heater: 50 gallon, EF = 0.67, RE = 0.79, Cap = 40kBTUh, UA = 4.85 BTU/hr-F, AuxBTUh: 350 | 0 | 0 | 0 | 0 | 0 | 0 | 0 | 0 | 0 | 0 | 0 | 0 | 0 | 0 | 0 | 0 | 0 | 0 | 0
Small storage Gas water heater: 50 gallon, EF = 0.67, RE = 0.79, Cap = 40kBTUh, UA = 4.85 BTU/hr-F, AuxBTUh: 350 | 0 | 0 | 0 | 0 | 0 | 0 | 0 | 0 | 0 | 0 | 0 | 0 | 0 | 0 | 0 | 0 | 0 | 0 | 0
Small storage Gas water heater: 50 gallon, EF = 0.67, RE = 0.79, Cap = 40kBTUh, UA = 4.85 BTU/hr-F, AuxBTUh: 350 | 0 | 0 | 0 | 0 | 0 | 0 | 0 | 0 | 0 | 0 | 0 | 0 | 0 | 0 | 0 | 0 | 0 | 0 | 0
Small storage Gas water heater: 50 gallon, EF = 0.70, RE = 0.82, Cap = 40kBTUh, UA = 4.63 BTU/hr-F, AuxBTUh: 350 | 0 | 0 | 0 | 0 | 0 | 425.736 | 4257.36 | 0 | -0.24208 | 0 | -0.98882 | 0 | -0.65451 | 0 | -1.4013 | 0.83213 | 0.64707 | 0.54824 | 0.46131
Small storage Gas water heater: 50 gallon, EF = 0.70, RE = 0.82, Cap = 40kBTUh, UA = 4.63 BTU/hr-F, AuxBTUh: 350 | 0 | 0 | 0 | 0 | 0 | 431.568 | 4315.68 | 0 | -0.22259 | 0 | -0.96933 | 0 | -0.62945 | 0 | -1.3762 | 0.84353 | 0.65593 | 0.55316 | 0.4658
Small storage Gas water heater: 50 gallon, EF = 0.70, RE = 0.82, Cap = 40kBTUh, UA = 4.63 BTU/hr-F, AuxBTUh: 350 | 0 | 0 | 0 | 0 | 0 | 431.568 | 4315.68 | 0 | -0.22259 | 0 | -0.96933 | 0 | -0.62945 | 0 | -1.3762 | 0.84353 | 0.65593 | 0.55316 | 0.4658
Small storage Gas water heater: 50 gallon, EF = 0.70, RE = 0.82, Cap = 40kBTUh, UA = 4.63 BTU/hr-F, AuxBTUh: 350 | 0 | 0 | 0 | 0 | 0 | 376.164 | 3761.64 | 0 | -0.43211 | 0 | -1.1789 | 0 | -0.89891 | 0 | -1.6456 | 0.73524 | 0.57172 | 0.50444 | 0.42169
Small storage Gas water heater: 50 gallon, EF = 0.82, RE = 0.9, Cap = 40kBTUh, UA = 2.61 BTU/hr-F, VentW: 50, AuxBTUh: 350 | -0.094368 | -0.13778 | -0.094368 | -496.3275 | -4963.275 | 999.1856 | 9991.8563 | 0.14408 | 0.52268 | 0.14408 | -0.23074 | 0.14408 | 0.3259 | 0.14408 | -0.42753 | 1.6556 | 1.2874 | 0.79028 | 0.69535
Small storage Gas water heater: 50 gallon, EF = 0.82, RE = 0.9, Cap = 40kBTUh, UA = 2.61 BTU/hr-F, VentW: 50, AuxBTUh: 350 | -0.10057 | -0.14683 | -0.10057 | -483.2663 | -4832.6625 | 1012.2469 | 10122.4688 | 0.13997 | 0.53156 | 0.13997 | -0.22187 | 0.13997 | 0.33731 | 0.13997 | -0.41611 | 1.6843 | 1.3097 | 0.79848 | 0.70314
Small storage Gas water heater: 50 gallon, EF = 0.82, RE = 0.9, Cap = 40kBTUh, UA = 2.61 BTU/hr-F, VentW: 50, AuxBTUh: 350 | -0.10057 | -0.14683 | -0.10057 | -483.2663 | -4832.6625 | 1012.2469 | 10122.4688 | 0.1403 | 0.53156 | 0.1403 | -0.22187 | 0.1403 | 0.33731 | 0.1403 | -0.41611 | 1.684 | 1.3095 | 0.79837 | 0.70305
Small storage Gas water heater: 50 gallon, EF = 0.82, RE = 0.9, Cap = 40kBTUh, UA = 2.61 BTU/hr-F, VentW: 50, AuxBTUh: 350 | -0.091102 | -0.13301 | -0.091102 | -460.4091 | -4604.0906 | 894.6956 | 8946.9563 | 0.14453 | 0.44232 | 0.14453 | -0.3111 | 0.14453 | 0.22256 | 0.14453 | -0.53087 | 1.4789 | 1.15 | 0.7467 | 0.65248
Small storage Gas water heater: 60 gallon, EF = 0.78, RE = 0.9, Cap = 40kBTUh, UA = 4.13 BTU/hr-F, VentW: 50, AuxBTUh: 350 | 0 | 0 | 0 | 0 | 0 | 0 | 0 | 0 | 0 | 0 | 0 | 0 | 0 | 0 | 0 | 0 | 0 | 0 | 0
Small storage Gas water heater: 60 gallon, EF = 0.78, RE = 0.9, Cap = 40kBTUh, UA = 4.13 BTU/hr-F, VentW: 50, AuxBTUh: 350 | 0 | 0 | 0 | 0 | 0 | 0 | 0 | 0 | 0 | 0 | 0 | 0 | 0 | 0 | 0 | 0 | 0 | 0 | 0
Small storage Gas water heater: 60 gallon, EF = 0.78, RE = 0.9, Cap = 40kBTUh, UA = 4.13 BTU/hr-F, VentW: 50, AuxBTUh: 350 | 0 | 0 | 0 | 0 | 0 | 0 | 0 | 0 | 0 | 0 | 0 | 0 | 0 | 0 | 0 | 0 | 0 | 0 | 0
Small storage Gas water heater: 60 gallon, EF = 0.78, RE = 0.9, Cap = 40kBTUh, UA = 4.13 BTU/hr-F, VentW: 50, AuxBTUh: 350 | 0 | 0 | 0 | 0 | 0 | 0 | 0 | 0 | 0 | 0 | 0 | 0 | 0 | 0 | 0 | 0 | 0 | 0 | 0
Small storage Gas water heater: 60 gallon, EF = 0.80, RE = 0.92, Cap = 40kBTUh, UA = 4.02 BTU/hr-F, VentW: 50, AuxBTUh: 350 | 0.011197 | 0.016348 | 0.011197 | 50.4468 | 504.468 | 405.324 | 4053.24 | -0.049726 | -0.40762 | -0.14082 | -1.1544 | -0.10917 | -0.89494 | -0.20027 | -1.6417 | 0.74644 | 0.57281 | 0.50969 | 0.42228
Small storage Gas water heater: 60 gallon, EF = 0.80, RE = 0.92, Cap = 40kBTUh, UA = 4.02 BTU/hr-F, VentW: 50, AuxBTUh: 350 | 0.012801 | 0.01869 | 0.012801 | 50.4468 | 504.468 | 402.408 | 4024.08 | -0.049805 | -0.41976 | -0.13841 | -1.1665 | -0.10806 | -0.91076 | -0.19666 | -1.6575 | 0.74085 | 0.56851 | 0.50707 | 0.41994
Small storage Gas water heater: 60 gallon, EF = 0.80, RE = 0.92, Cap = 40kBTUh, UA = 4.02 BTU/hr-F, VentW: 50, AuxBTUh: 350 | 0.012801 | 0.01869 | 0.012801 | 50.4468 | 504.468 | 402.408 | 4024.08 | -0.049939 | -0.41969 | -0.13879 | -1.1664 | -0.10836 | -0.91067 | -0.19722 | -1.6574 | 0.74088 | 0.56854 | 0.50709 | 0.41996
Small storage Gas water heater: 60 gallon, EF = 0.80, RE = 0.92, Cap = 40kBTUh, UA = 4.02 BTU/hr-F, VentW: 50, AuxBTUh: 350 | 0.0069984 | 0.010218 | 0.0069984 | 44.0316 | 440.316 | 352.836 | 3528.36 | -0.075498 | -0.64794 | -0.16251 | -1.3947 | -0.14077 | -1.2081 | -0.22778 | -1.9548 | 0.64937 | 0.49832 | 0.46248 | 0.38037
Small storage Gas water heater: 60 gallon, EF = 0.82, RE = 0.92, Cap = 40kBTUh, UA = 3.26 BTU/hr-F, VentW: 50, AuxBTUh: 350 | 0.01146 | 0.016731 | 0.01146 | 52.1964 | 521.964 | 416.988 | 4169.88 | -0.044156 | -0.36256 | -0.1351 | -1.1093 | -0.10184 | -0.83621 | -0.19279 | -1.583 | 0.76797 | 0.58933 | 0.51964 | 0.43119
Small storage Gas water heater: 60 gallon, EF = 0.82, RE = 0.92, Cap = 40kBTUh, UA = 3.26 BTU/hr-F, VentW: 50, AuxBTUh: 350 | 0.013122 | 0.019158 | 0.013122 | 51.9048 | 519.048 | 416.988 | 4169.88 | -0.043085 | -0.3633 | -0.13164 | -1.11 | -0.099285 | -0.83718 | -0.18784 | -1.5839 | 0.7676 | 0.58905 | 0.51947 | 0.43104
Small storage Gas water heater: 60 gallon, EF = 0.82, RE = 0.92, Cap = 40kBTUh, UA = 3.26 BTU/hr-F, VentW: 50, AuxBTUh: 350 | 0.013122 | 0.019158 | 0.013122 | 51.9048 | 519.048 | 416.988 | 4169.88 | -0.0432 | -0.36324 | -0.13201 | -1.11 | -0.099558 | -0.8371 | -0.18837 | -1.5838 | 0.76764 | 0.58907 | 0.51948 | 0.43106
Small storage Gas water heater: 60 gallon, EF = 0.82, RE = 0.92, Cap = 40kBTUh, UA = 3.26 BTU/hr-F, VentW: 50, AuxBTUh: 350 | 0.0071734 | 0.010473 | 0.0071734 | 45.4896 | 454.896 | 364.5 | 3645 | -0.06855 | -0.58882 | -0.15548 | -1.3356 | -0.13168 | -1.1311 | -0.21861 | -1.8778 | 0.67083 | 0.51478 | 0.47326 | 0.38988
Small storage Gas water heater: 75 gallon, EF = 0.78, RE = 0.9, Cap = 70kBTUh, UA = 4.03 BTU/hr-F, VentW: 50, AuxBTUh: 350 | 0 | 0 | 0 | 0 | 0 | 0 | 0 | 0 | 0 | 0 | 0 | 0 | 0 | 0 | 0 | 0 | 0 | 0 | 0
Small storage Gas water heater: 75 gallon, EF = 0.78, RE = 0.9, Cap = 70kBTUh, UA = 4.03 BTU/hr-F, VentW: 50, AuxBTUh: 350 | 0 | 0 | 0 | 0 | 0 | 0 | 0 | 0 | 0 | 0 | 0 | 0 | 0 | 0 | 0 | 0 | 0 | 0 | 0
Small storage Gas water heater: 75 gallon, EF = 0.78, RE = 0.9, Cap = 70kBTUh, UA = 4.03 BTU/hr-F, VentW: 50, AuxBTUh: 350 | 0 | 0 | 0 | 0 | 0 | 0 | 0 | 0 | 0 | 0 | 0 | 0 | 0 | 0 | 0 | 0 | 0 | 0 | 0
Small storage Gas water heater: 75 gallon, EF = 0.78, RE = 0.9, Cap = 70kBTUh, UA = 4.03 BTU/hr-F, VentW: 50, AuxBTUh: 350 | 0 | 0 | 0 | 0 | 0 | 0 | 0 | 0 | 0 | 0 | 0 | 0 | 0 | 0 | 0 | 0 | 0 | 0 | 0
Small storage Gas water heater: 75 gallon, EF = 0.80, RE = 0.92, Cap = 70kBTUh, UA = 3.92 BTU/hr-F, VentW: 50, AuxBTUh: 350 | 0 | 0 | 0 | 0 | 0 | 0 | 0 | 0 | 0 | 0 | 0 | 0 | 0 | 0 | 0 | 0 | 0 | 0 | 0
Small storage Gas water heater: 75 gallon, EF = 0.80, RE = 0.92, Cap = 70kBTUh, UA = 3.92 BTU/hr-F, VentW: 50, AuxBTUh: 350 | 0 | 0 | 0 | 0 | 0 | 0 | 0 | 0 | 0 | 0 | 0 | 0 | 0 | 0 | 0 | 0 | 0 | 0 | 0
Small storage Gas water heater: 75 gallon, EF = 0.80, RE = 0.92, Cap = 70kBTUh, UA = 3.92 BTU/hr-F, VentW: 50, AuxBTUh: 350 | 0 | 0 | 0 | 0 | 0 | 0 | 0 | 0 | 0 | 0 | 0 | 0 | 0 | 0 | 0 | 0 | 0 | 0 | 0
Small storage Gas water heater: 75 gallon, EF = 0.80, RE = 0.92, Cap = 70kBTUh, UA = 3.92 BTU/hr-F, VentW: 50, AuxBTUh: 350 | 0 | 0 | 0 | 0 | 0 | 0 | 0 | 0 | 0 | 0 | 0 | 0 | 0 | 0 | 0 | 0 | 0 | 0 | 0
Small storage Gas water heater: 75 gallon, EF = 0.82, RE = 0.94, Cap = 70kBTUh, UA = 3.83 BTU/hr-F, VentW: 50, AuxBTUh: 350 | 0 | 0 | 0 | 0 | 0 | 0 | 0 | 0 | 0 | 0 | 0 | 0 | 0 | 0 | 0 | 0 | 0 | 0 | 0
Small storage Gas water heater: 75 gallon, EF = 0.82, RE = 0.94, Cap = 70kBTUh, UA = 3.83 BTU/hr-F, VentW: 50, AuxBTUh: 350 | 0 | 0 | 0 | 0 | 0 | 0 | 0 | 0 | 0 | 0 | 0 | 0 | 0 | 0 | 0 | 0 | 0 | 0 | 0
Small storage Gas water heater: 75 gallon, EF = 0.82, RE = 0.94, Cap = 70kBTUh, UA = 3.83 BTU/hr-F, VentW: 50, AuxBTUh: 350 | 0 | 0 | 0 | 0 | 0 | 0 | 0 | 0 | 0 | 0 | 0 | 0 | 0 | 0 | 0 | 0 | 0 | 0 | 0
Small storage Gas water heater: 75 gallon, EF = 0.82, RE = 0.94, Cap = 70kBTUh, UA = 3.83 BTU/hr-F, VentW: 50, AuxBTUh: 350 | 0 | 0 | 0 | 0 | 0 | 0 | 0 | 0 | 0 | 0 | 0 | 0 | 0 | 0 | 0 | 0 | 0 | 0 | 0
0 | 0 | 0 | 0 | 0 | 0 | 0 | 0 | 0 | 0 | 0 | 0 | 0 | 0 | 0 | 0 | 0 | 0 | 0 | 0
Instantaneous Gas water heater: EF = 0.82, RE = 0.82, Cap = 150kBTUh, AuxBTUh: 350 | 0 | 0 | 0 | 0 | 0 | 0 | 0 | 0 | 0 | 0 | 0 | 0 | 0 | 0 | 0 | 0 | 0 | 0 | 0
Instantaneous Gas water heater: EF = 0.82, RE = 0.82, Cap = 150kBTUh, AuxBTUh: 350 | 0 | 0 | 0 | 0 | 0 | 0 | 0 | 0 | 0 | 0 | 0 | 0 | 0 | 0 | 0 | 0 | 0 | 0 | 0
Instantaneous Gas water heater: EF = 0.82, RE = 0.82, Cap = 150kBTUh, AuxBTUh: 350 | 0 | 0 | 0 | 0 | 0 | 0 | 0 | 0 | 0 | 0 | 0 | 0 | 0 | 0 | 0 | 0 | 0 | 0 | 0
Instantaneous Gas water heater: EF = 0.82, RE = 0.82, Cap = 150kBTUh, AuxBTUh: 350 | 0 | 0 | 0 | 0 | 0 | 0 | 0 | 0 | 0 | 0 | 0 | 0 | 0 | 0 | 0 | 0 | 0 | 0 | 0
Instantaneous Gas water heater: EF = 0.92, RE = 0.92, Cap = 150kBTUh, VentW: 50, AuxBTUh: 350 | 0.014322 | 0.02091 | 0.014322 | 74.7225 | 1120.8375 | 100.8754 | 1513.1306 | 0.095403 | 0.82259 | 0.0010786 | 0.0092996 | 0.10256 | 0.88429 | 0.0082349 | 0.071004 | 2.6984 | 3.0923 | 1.0072 | 1.0574
Instantaneous Gas water heater: EF = 0.92, RE = 0.92, Cap = 150kBTUh, VentW: 50, AuxBTUh: 350 | 0.015256 | 0.022274 | 0.015256 | 72.8544 | 1092.8166 | 94.0258 | 1410.3872 | 0.088803 | 0.78798 | -0.0028522 | -0.025309 | 0.096254 | 0.8541 | 0.0045985 | 0.040805 | 2.5184 | 2.8861 | 0.981 | 1.0322
Instantaneous Gas water heater: EF = 0.92, RE = 0.92, Cap = 150kBTUh, VentW: 50, AuxBTUh: 350 | 0.015256 | 0.022274 | 0.015256 | 72.8544 | 1092.8166 | 94.0258 | 1410.3872 | 0.089023 | 0.78808 | -0.0028479 | -0.025211 | 0.09649 | 0.85418 | 0.004619 | 0.04089 | 2.5189 | 2.8867 | 0.98107 | 1.0323
Instantaneous Gas water heater: EF = 0.92, RE = 0.92, Cap = 150kBTUh, VentW: 50, AuxBTUh: 350 | 0.013824 | 0.020183 | 0.013824 | 69.1183 | 1036.7747 | 89.0443 | 1335.6647 | 0.088503 | 0.76047 | -0.0061478 | -0.052825 | 0.096605 | 0.83008 | 0.0019544 | 0.016794 | 2.3916 | 2.7408 | 0.96115 | 1.013
0 | 0 | 0 | 0 | 0 | 0 | 0 | 0 | 0 | 0 | 0 | 0 | 0 | 0 | 0 | 0 | 0 | 0 | 0 | 0
Air cooled package reciprocating chiller (1.008 kW/ton) | 0.038712 | 0.019936 | 0.038712 | 99.0965 | 1981.9296 | 0 | 0 | -0.19679 | 0 | -0.31352 | 0 | -0.31097 | 0 | -0.42769 | 0 | 0.488 | 0.37624 | 0.37432 | 0.30486
Air cooled package reciprocating chiller (1.008 kW/ton) | 0.030731 | 0.015827 | 0.030731 | 96.9667 | 1939.3344 | 0 | 0 | -0.22265 | 0 | -0.32826 | 0 | -0.3392 | 0 | -0.44481 | 0 | 0.43255 | 0.33349 | 0.34081 | 0.27617
Air cooled package reciprocating chiller (1.008 kW/ton) | 0.030731 | 0.015827 | 0.030731 | 96.9667 | 1939.3344 | 0 | 0 | -0.22211 | 0 | -0.32805 | 0 | -0.33866 | 0 | -0.4446 | 0 | 0.43392 | 0.33455 | 0.34166 | 0.2769
Air cooled package reciprocating chiller (1.008 kW/ton) | 0.061262 | 0.03155 | 0.061262 | 134.4254 | 2688.5088 | 0 | 0 | -0.09021 | 0 | -0.21044 | 0 | -0.1744 | 0 | -0.29462 | 0 | 0.6817 | 0.52558 | 0.47865 | 0.39604
Air cooled package reciprocating chiller (1.008 kW/ton) | 0.037734 | 0.019433 | 0.037734 | 112.5014 | 2250.0288 | 0 | 0 | -0.15689 | 0 | -0.26991 | 0 | -0.25745 | 0 | -0.37047 | 0 | 0.53652 | 0.41365 | 0.40223 | 0.32897
Air cooled package reciprocating chiller (1.008 kW/ton) | 0.029491 | 0.015188 | 0.029491 | 104.7341 | 2094.6816 | 0 | 0 | -0.19639 | 0 | -0.30035 | 0 | -0.30435 | 0 | -0.40832 | 0 | 0.45966 | 0.35439 | 0.35742 | 0.29035
Air cooled package reciprocating chiller (1.008 kW/ton) | 0.029491 | 0.015188 | 0.029491 | 104.7341 | 2094.6816 | 0 | 0 | -0.19591 | 0 | -0.30017 | 0 | -0.30387 | 0 | -0.40813 | 0 | 0.46097 | 0.3554 | 0.35822 | 0.29104
Air cooled package reciprocating chiller (1.008 kW/ton) | 0.05838 | 0.030066 | 0.05838 | 121.271 | 2425.4208 | 0 | 0 | -0.11846 | 0 | -0.24038 | 0 | -0.21185 | 0 | -0.33377 | 0 | 0.62318 | 0.48046 | 0.44904 | 0.36987
Air cooled package reciprocating chiller (1.008 kW/ton) | 0.040967 | 0.021098 | 0.040967 | 52.367 | 1047.3408 | 0 | 0 | -0.49735 | 0 | -0.6402 | 0 | -0.71328 | 0 | -0.85613 | 0 | 0.31579 | 0.24347 | 0.26393 | 0.21144
Air cooled package reciprocating chiller (1.008 kW/ton) | 0.0061011 | 0.0031421 | 0.0061011 | 40.2149 | 804.2976 | 0 | 0 | -0.78882 | 0 | -0.88661 | 0 | -1.0698 | 0 | -1.1676 | 0 | 0.16611 | 0.12807 | 0.15055 | 0.11862
Air cooled package reciprocating chiller (1.008 kW/ton) | 0.0061011 | 0.0031421 | 0.0061011 | 40.2149 | 804.2976 | 0 | 0 | -0.78857 | 0 | -0.88651 | 0 | -1.0696 | 0 | -1.1675 | 0 | 0.16639 | 0.12828 | 0.15077 | 0.1188
Air cooled package reciprocating chiller (1.008 kW/ton) | 0.060886 | 0.031356 | 0.060886 | 66.0226 | 1320.4512 | 0 | 0 | -0.33523 | 0 | -0.48573 | 0 | -0.50665 | 0 | -0.65715 | 0 | 0.41909 | 0.32311 | 0.3324 | 0.26902
Air cooled package reciprocating chiller (1.008 kW/ton) | 0.02592 | 0.013349 | 0.02592 | 66.8995 | 1337.9904 | 0 | 0 | -0.38194 | 0 | -0.49844 | 0 | -0.55101 | 0 | -0.6675 | 0 | 0.32892 | 0.25359 | 0.27303 | 0.21903
Air cooled package reciprocating chiller (1.008 kW/ton) | 0.02126 | 0.010949 | 0.02126 | 62.0136 | 1240.272 | 0 | 0 | -0.44129 | 0 | -0.54809 | 0 | -0.62335 | 0 | -0.73015 | 0 | 0.28 | 0.21587 | 0.23845 | 0.19031
Air cooled package reciprocating chiller (1.008 kW/ton) | 0.02126 | 0.010949 | 0.02126 | 62.0136 | 1240.272 | 0 | 0 | -0.44071 | 0 | -0.54786 | 0 | -0.62277 | 0 | -0.72993 | 0 | 0.28095 | 0.21661 | 0.23914 | 0.19088
Air cooled package reciprocating chiller (1.008 kW/ton) | 0.050613 | 0.026066 | 0.050613 | 82.5595 | 1651.1904 | 0 | 0 | -0.25184 | 0 | -0.38225 | 0 | -0.3889 | 0 | -0.51931 | 0 | 0.45419 | 0.35017 | 0.35411 | 0.28752
Air cooled package reciprocating chiller (1.008 kW/ton) | 0.037784 | 0.019459 | 0.037784 | 59.7586 | 1195.1712 | 0 | 0 | -0.424 | 0 | -0.55683 | 0 | -0.61335 | 0 | -0.74618 | 0 | 0.33486 | 0.25817 | 0.27711 | 0.22243
Air cooled package reciprocating chiller (1.008 kW/ton) | 0.01918 | 0.0098779 | 0.01918 | 46.4789 | 929.5776 | 0 | 0 | -0.64182 | 0 | -0.75198 | 0 | -0.88506 | 0 | -0.99522 | 0 | 0.21619 | 0.16668 | 0.19055 | 0.15101
Air cooled package reciprocating chiller (1.008 kW/ton) | 0.01918 | 0.0098779 | 0.01918 | 46.4789 | 929.5776 | 0 | 0 | -0.64112 | 0 | -0.75172 | 0 | -0.88435 | 0 | -0.99495 | 0 | 0.21705 | 0.16734 | 0.19122 | 0.15156
Air cooled package reciprocating chiller (1.008 kW/ton) | 0.061387 | 0.031614 | 0.061387 | 74.4163 | 1488.3264 | 0 | 0 | -0.28102 | 0 | -0.42527 | 0 | -0.43336 | 0 | -0.5776 | 0 | 0.452 | 0.34849 | 0.35278 | 0.28638
Air cooled package reciprocating chiller (1.008 kW/ton) | 0.040465 | 0.02084 | 0.040465 | 53.1187 | 1062.3744 | 0 | 0 | -0.48953 | 0 | -0.63099 | 0 | -0.70247 | 0 | -0.84393 | 0 | 0.31711 | 0.24449 | 0.26485 | 0.2122
Air cooled package reciprocating chiller (1.008 kW/ton) | 0.011789 | 0.0060713 | 0.011789 | 39.7138 | 794.2752 | 0 | 0 | -0.79084 | 0 | -0.89556 | 0 | -1.0757 | 0 | -1.1805 | 0 | 0.17546 | 0.13528 | 0.15819 | 0.12477
Air cooled package reciprocating chiller (1.008 kW/ton) | 0.011789 | 0.0060713 | 0.011789 | 39.7138 | 794.2752 | 0 | 0 | -0.79033 | 0 | -0.89537 | 0 | -1.0752 | 0 | -1.1803 | 0 | 0.17599 | 0.13568 | 0.15862 | 0.12512
Air cooled package reciprocating chiller (1.008 kW/ton) | 0.060886 | 0.031356 | 0.060886 | 65.6467 | 1312.9344 | 0 | 0 | -0.33793 | 0 | -0.48876 | 0 | -0.51031 | 0 | -0.66114 | 0 | 0.41767 | 0.32202 | 0.33151 | 0.26826
Air cooled package reciprocating chiller (1.008 kW/ton) | 0.0278 | 0.014317 | 0.0278 | 63.0158 | 1260.3168 | 0 | 0 | -0.41105 | 0 | -0.53111 | 0 | -0.59046 | 0 | -0.71053 | 0 | 0.31944 | 0.24628 | 0.26647 | 0.21355
Air cooled package reciprocating chiller (1.008 kW/ton) | 0.024154 | 0.012439 | 0.024154 | 53.1187 | 1062.3744 | 0 | 0 | -0.53657 | 0 | -0.64876 | 0 | -0.74951 | 0 | -0.8617 | 0 | 0.25148 | 0.19389 | 0.21745 | 0.17301
Air cooled package reciprocating chiller (1.008 kW/ton) | 0.024154 | 0.012439 | 0.024154 | 53.1187 | 1062.3744 | 0 | 0 | -0.5358 | 0 | -0.64847 | 0 | -0.74874 | 0 | -0.86141 | 0 | 0.25256 | 0.19472 | 0.21826 | 0.17368
Air cooled package reciprocating chiller (1.008 kW/ton) | 0.049861 | 0.025679 | 0.049861 | 78.1747 | 1563.4944 | 0 | 0 | -0.27526 | 0 | -0.40731 | 0 | -0.42006 | 0 | -0.55211 | 0 | 0.43533 | 0.33563 | 0.34254 | 0.27764
Air cooled screw chiller (1.008 kW/ton) | 0.041969 | 0.021614 | 0.041969 | 110.1211 | 2202.4224 | 0 | 0 | -0.15935 | 0 | -0.27541 | 0 | -0.26209 | 0 | -0.37815 | 0 | 0.53926 | 0.41576 | 0.40377 | 0.3303
Air cooled screw chiller (1.008 kW/ton) | 0.032773 | 0.016878 | 0.032773 | 108.4925 | 2169.8496 | 0 | 0 | -0.18198 | 0 | -0.28687 | 0 | -0.28611 | 0 | -0.39099 | 0 | 0.48084 | 0.37072 | 0.3701 | 0.30123
Air cooled screw chiller (1.008 kW/ton) | 0.032773 | 0.016878 | 0.032773 | 108.4925 | 2169.8496 | 0 | 0 | -0.18147 | 0 | -0.28668 | 0 | -0.28559 | 0 | -0.3908 | 0 | 0.4823 | 0.37185 | 0.37097 | 0.30197
Air cooled screw chiller (1.008 kW/ton) | 0.064394 | 0.033163 | 0.064394 | 147.7051 | 2954.1024 | 0 | 0 | -0.066835 | 0 | -0.18579 | 0 | -0.14347 | 0 | -0.26243 | 0 | 0.74095 | 0.57126 | 0.50712 | 0.42144
Air cooled screw chiller (1.008 kW/ton) | 0.04009 | 0.020646 | 0.04009 | 128.1614 | 2563.2288 | 0 | 0 | -0.118 | 0 | -0.22954 | 0 | -0.20629 | 0 | -0.31783 | 0 | 0.60301 | 0.46491 | 0.43847 | 0.36059
Air cooled screw chiller (1.008 kW/ton) | 0.032448 | 0.01671 | 0.032448 | 120.5194 | 2410.3872 | 0 | 0 | -0.14969 | 0 | -0.25306 | 0 | -0.2435 | 0 | -0.34687 | 0 | 0.526 | 0.40554 | 0.39629 | 0.32382
Air cooled screw chiller (1.008 kW/ton) | 0.032448 | 0.01671 | 0.032448 | 120.5194 | 2410.3872 | 0 | 0 | -0.14923 | 0 | -0.25289 | 0 | -0.24304 | 0 | -0.3467 | 0 | 0.52745 | 0.40666 | 0.39711 | 0.32453
Air cooled screw chiller (1.008 kW/ton) | 0.065521 | 0.033744 | 0.065521 | 137.6827 | 2753.6544 | 0 | 0 | -0.081584 | 0 | -0.20317 | 0 | -0.16386 | 0 | -0.28545 | 0 | 0.70545 | 0.54389 | 0.49024 | 0.40635
Air cooled screw chiller (1.008 kW/ton) | 0.044099 | 0.022711 | 0.044099 | 58.2552 | 1165.104 | 0 | 0 | -0.42668 | 0 | -0.56785 | 0 | -0.62081 | 0 | -0.76198 | 0 | 0.34711 | 0.26761 | 0.28545 | 0.22941
Air cooled screw chiller (1.008 kW/ton) | 0.0070908 | 0.0036518 | 0.0070908 | 45.3514 | 907.0272 | 0 | 0 | -0.68124 | 0 | -0.77924 | 0 | -0.93038 | 0 | -1.0284 | 0 | 0.18777 | 0.14476 | 0.16812 | 0.1328
Air cooled screw chiller (1.008 kW/ton) | 0.0070908 | 0.0036518 | 0.0070908 | 45.3514 | 907.0272 | 0 | 0 | -0.68097 | 0 | -0.77914 | 0 | -0.93012 | 0 | -1.0283 | 0 | 0.18808 | 0.14501 | 0.16838 | 0.13301
Air cooled screw chiller (1.008 kW/ton) | 0.068027 | 0.035034 | 0.068027 | 73.0382 | 1460.7648 | 0 | 0 | -0.27894 | 0 | -0.4301 | 0 | -0.43396 | 0 | -0.58512 | 0 | 0.46547 | 0.35887 | 0.36093 | 0.29336
Air cooled screw chiller (1.008 kW/ton) | 0.028514 | 0.014685 | 0.028514 | 76.2955 | 1525.9104 | 0 | 0 | -0.31345 | 0 | -0.42904 | 0 | -0.46174 | 0 | -0.57733 | 0 | 0.37211 | 0.28689 | 0.30215 | 0.24343
Air cooled screw chiller (1.008 kW/ton) | 0.02369 | 0.012201 | 0.02369 | 72.1613 | 1443.2256 | 0 | 0 | -0.35657 | 0 | -0.46271 | 0 | -0.51315 | 0 | -0.6193 | 0 | 0.32358 | 0.24947 | 0.26934 | 0.21595
Air cooled screw chiller (1.008 kW/ton) | 0.02369 | 0.012201 | 0.02369 | 72.1613 | 1443.2256 | 0 | 0 | -0.35601 | 0 | -0.4625 | 0 | -0.5126 | 0 | -0.61909 | 0 | 0.32463 | 0.25029 | 0.27007 | 0.21656
Air cooled screw chiller (1.008 kW/ton) | 0.056627 | 0.029163 | 0.056627 | 93.96 | 1879.2 | 0 | 0 | -0.19689 | 0 | -0.32666 | 0 | -0.31732 | 0 | -0.44709 | 0 | 0.51437 | 0.39657 | 0.38965 | 0.31807
Air cooled screw chiller (1.008 kW/ton) | 0.04009 | 0.020646 | 0.04009 | 66.5237 | 1330.4736 | 0 | 0 | -0.36204 | 0 | -0.49288 | 0 | -0.53204 | 0 | -0.66288 | 0 | 0.36737 | 0.28324 | 0.29902 | 0.2408
Air cooled screw chiller (1.008 kW/ton) | 0.02126 | 0.010949 | 0.02126 | 52.367 | 1047.3408 | 0 | 0 | -0.55038 | 0 | -0.66023 | 0 | -0.7663 | 0 | -0.87616 | 0 | 0.24285 | 0.18723 | 0.21097 | 0.16769
Air cooled screw chiller (1.008 kW/ton) | 0.02126 | 0.010949 | 0.02126 | 52.367 | 1047.3408 | 0 | 0 | -0.54969 | 0 | -0.65997 | 0 | -0.76561 | 0 | -0.8759 | 0 | 0.2438 | 0.18796 | 0.21168 | 0.16828
Air cooled screw chiller (1.008 kW/ton) | 0.068528 | 0.035292 | 0.068528 | 82.6848 | 1653.696 | 0 | 0 | -0.22921 | 0 | -0.37371 | 0 | -0.36627 | 0 | -0.51078 | 0 | 0.50325 | 0.388 | 0.38323 | 0.31254
Air cooled screw chiller (1.008 kW/ton) | 0.043597 | 0.022453 | 0.043597 | 59.0069 | 1180.1376 | 0 | 0 | -0.42052 | 0 | -0.56046 | 0 | -0.61223 | 0 | -0.75217 | 0 | 0.34842 | 0.26863 | 0.28634 | 0.23015
Air cooled screw chiller (1.008 kW/ton) | 0.013643 | 0.0070261 | 0.013643 | 44.4744 | 889.488 | 0 | 0 | -0.68706 | 0 | -0.79224 | 0 | -0.94136 | 0 | -1.0465 | 0 | 0.19742 | 0.15221 | 0.17582 | 0.13904
Air cooled screw chiller (1.008 kW/ton) | 0.013643 | 0.0070261 | 0.013643 | 44.4744 | 889.488 | 0 | 0 | -0.68654 | 0 | -0.79204 | 0 | -0.94084 | 0 | -1.0463 | 0 | 0.19803 | 0.15268 | 0.17631 | 0.13943
Air cooled screw chiller (1.008 kW/ton) | 0.067902 | 0.034969 | 0.067902 | 72.7877 | 1455.7536 | 0 | 0 | -0.28031 | 0 | -0.43143 | 0 | -0.43571 | 0 | -0.58683 | 0 | 0.4642 | 0.35789 | 0.36016 | 0.2927
Air cooled screw chiller (1.008 kW/ton) | 0.03023 | 0.015568 | 0.03023 | 70.4074 | 1408.1472 | 0 | 0 | -0.34918 | 0 | -0.4685 | 0 | -0.50986 | 0 | -0.62917 | 0 | 0.35446 | 0.27328 | 0.2904 | 0.23356
Air cooled screw chiller (1.008 kW/ton) | 0.027073 | 0.013943 | 0.027073 | 60.385 | 1207.6992 | 0 | 0 | -0.45002 | 0 | -0.56182 | 0 | -0.63706 | 0 | -0.74886 | 0 | 0.28532 | 0.21997 | 0.2423 | 0.19349
Air cooled screw chiller (1.008 kW/ton) | 0.027073 | 0.013943 | 0.027073 | 60.385 | 1207.6992 | 0 | 0 | -0.44926 | 0 | -0.56153 | 0 | -0.6363 | 0 | -0.74857 | 0 | 0.28653 | 0.22091 | 0.24317 | 0.19421
Air cooled screw chiller (1.008 kW/ton) | 0.05575 | 0.028711 | 0.05575 | 86.6938 | 1733.8752 | 0 | 0 | -0.22702 | 0 | -0.35947 | 0 | -0.35768 | 0 | -0.49013 | 0 | 0.48388 | 0.37306 | 0.3719 | 0.30277
0 | 0 | 0 | 0 | 0 | 0 | 0 | 0 | 0 | 0 | 0 | 0 | 0 | 0 | 0 | 0 | 0 | 0 | 0 | 0
Hsp--Efficient HVAC Motors - Supply Fans, NumUnit: 282hp | 0.21907 | 0.11282 | 0.21907 | 1380.8286 | 19331.6003 | -2.8148 | -39.4067 | 0.061694 | 1.4507 | -0.035681 | 1.4507 | 0.072511 | 1.4507 | -0.024864 | 1.4507 | 1.6197 | 1.8283 | 0.79893 | 0.84658
Hsp--Efficient HVAC Motors - Supply Fans, NumUnit: 282hp | 0.22704 | 0.11693 | 0.22704 | 1407.383 | 19703.3619 | -2.3766 | -33.2727 | 0.058862 | 1.4507 | -0.035638 | 1.4507 | 0.069475 | 1.4507 | -0.025025 | 1.4507 | 1.6066 | 1.8136 | 0.79686 | 0.84467
Hsp--Efficient HVAC Motors - Supply Fans, NumUnit: 282hp | 0.22704 | 0.11693 | 0.22704 | 1407.383 | 19703.3619 | -2.3766 | -33.2727 | 0.05913 | 1.4507 | -0.035537 | 1.4507 | 0.069743 | 1.4507 | -0.024924 | 1.4507 | 1.6095 | 1.8168 | 0.79758 | 0.84539
Hsp--Efficient HVAC Motors - Supply Fans, NumUnit: 283hp | 0.21907 | 0.11282 | 0.21907 | 1354.2742 | 18959.8388 | -3.6778 | -51.489 | 0.059691 | 1.4507 | -0.037595 | 1.4507 | 0.07072 | 1.4507 | -0.026565 | 1.4507 | 1.5769 | 1.78 | 0.78583 | 0.83321
Htl--Efficient HVAC Motors - Supply Fans, NumUnit: 27.5hp | 1.3295 | 0.68471 | 1.3295 | 10188.2173 | 142635.0416 | -41.0058 | -574.0808 | 0.12652 | 1.4507 | 0.03098 | 1.4507 | 0.12961 | 1.4507 | 0.034063 | 1.4507 | 5.4679 | 6.1723 | 1.2051 | 1.2362
Htl--Efficient HVAC Motors - Supply Fans, NumUnit: 27.2hp | 1.194 | 0.61493 | 1.194 | 9465.6487 | 132519.0812 | -46.967 | -657.5374 | 0.12018 | 1.4507 | 0.0273 | 1.4507 | 0.12349 | 1.4507 | 0.030618 | 1.4507 | 4.886 | 5.5154 | 1.1648 | 1.1974
Htl--Efficient HVAC Motors - Supply Fans, NumUnit: 27.2hp | 1.194 | 0.61493 | 1.194 | 9465.6487 | 132519.0812 | -46.967 | -657.5374 | 0.12039 | 1.4507 | 0.027379 | 1.4507 | 0.1237 | 1.4507 | 0.030697 | 1.4507 | 4.8932 | 5.5235 | 1.1653 | 1.1979
Htl--Efficient HVAC Motors - Supply Fans, NumUnit: 27.8hp | 1.8606 | 0.95822 | 1.8606 | 9574.034 | 134036.4753 | -28.7221 | -402.1094 | 0.1309 | 1.4507 | 0.031555 | 1.4507 | 0.13418 | 1.4507 | 0.034835 | 1.4507 | 5.4025 | 6.0985 | 1.2124 | 1.2442
Nrs--Efficient HVAC Motors - Supply Fans, NumUnit: 2.61hp | 5.4915 | 2.8281 | 5.4915 | 32515.587 | 455218.218 | -581.6677 | -8143.3481 | 0.1466 | 1.4507 | 0.048555 | 1.4507 | 0.14785 | 1.4507 | 0.049805 | 1.4507 | 12.0149 | 13.5627 | 1.2074 | 1.2214
Nrs--Efficient HVAC Motors - Supply Fans, NumUnit: 2.61hp | 4.5522 | 2.3444 | 4.5522 | 31973.6606 | 447631.2477 | -552.765 | -7738.7097 | 0.13932 | 1.4507 | 0.045689 | 1.4507 | 0.14059 | 1.4507 | 0.04696 | 1.4507 | 11.2559 | 12.7059 | 1.1967 | 1.2114
Nrs--Efficient HVAC Motors - Supply Fans, NumUnit: 2.61hp | 4.5522 | 2.3444 | 4.5522 | 31973.6606 | 447631.2477 | -552.765 | -7738.7097 | 0.13955 | 1.4507 | 0.045778 | 1.4507 | 0.14082 | 1.4507 | 0.047049 | 1.4507 | 11.2771 | 12.7299 | 1.1973 | 1.212
Nrs--Efficient HVAC Motors - Supply Fans, NumUnit: 2.61hp | 4.8412 | 2.4932 | 4.8412 | 32515.587 | 455218.218 | -648.5053 | -9079.0745 | 0.14407 | 1.4507 | 0.047602 | 1.4507 | 0.14532 | 1.4507 | 0.048852 | 1.4507 | 11.5123 | 12.9954 | 1.1738 | 1.1876
OfL--Efficient HVAC Motors - Supply Fans, NumUnit: 233hp | 0 | 0 | 0 | 0 | 0 | 0 | 0 | 0 | 0 | 0 | 0 | 0 | 0 | 0 | 0 | 0 | 0 | 0 | 0
OfL--Efficient HVAC Motors - Supply Fans, NumUnit: 232hp | 0 | 0 | 0 | 0 | 0 | 0 | 0 | 0 | 0 | 0 | 0 | 0 | 0 | 0 | 0 | 0 | 0 | 0 | 0
OfL--Efficient HVAC Motors - Supply Fans, NumUnit: 232hp | 0 | 0 | 0 | 0 | 0 | 0 | 0 | 0 | 0 | 0 | 0 | 0 | 0 | 0 | 0 | 0 | 0 | 0 | 0
OfL--Efficient HVAC Motors - Supply Fans, NumUnit: 227hp | 0 | 0 | 0 | 0 | 0 | 0 | 0 | 0 | 0 | 0 | 0 | 0 | 0 | 0 | 0 | 0 | 0 | 0 | 0
Rt3--Efficient HVAC Motors - Supply Fans, NumUnit: 88.2hp | 0 | 0 | 0 | 0 | 0 | 0 | 0 | 0 | 0 | 0 | 0 | 0 | 0 | 0 | 0 | 0 | 0 | 0 | 0
Rt3--Efficient HVAC Motors - Supply Fans, NumUnit: 87.4hp | 0 | 0 | 0 | 0 | 0 | 0 | 0 | 0 | 0 | 0 | 0 | 0 | 0 | 0 | 0 | 0 | 0 | 0 | 0
Rt3--Efficient HVAC Motors - Supply Fans, NumUnit: 87.4hp | 0 | 0 | 0 | 0 | 0 | 0 | 0 | 0 | 0 | 0 | 0 | 0 | 0 | 0 | 0 | 0 | 0 | 0 | 0
Rt3--Efficient HVAC Motors - Supply Fans, NumUnit: 89.3hp | 0 | 0 | 0 | 0 | 0 | 0 | 0 | 0 | 0 | 0 | 0 | 0 | 0 | 0 | 0 | 0 | 0 | 0 | 0
Hsp--Efficient HVAC Motors - Return Fans, NumUnit: 96.2hp | 0 | 0 | 0 | 0 | 0 | 0 | 0 | 0 | 0 | 0 | 0 | 0 | 0 | 0 | 0 | 0 | 0 | 0 | 0
Hsp--Efficient HVAC Motors - Return Fans, NumUnit: 96.1hp | 0 | 0 | 0 | 0 | 0 | 0 | 0 | 0 | 0 | 0 | 0 | 0 | 0 | 0 | 0 | 0 | 0 | 0 | 0
Hsp--Efficient HVAC Motors - Return Fans, NumUnit: 96.1hp | 0 | 0 | 0 | 0 | 0 | 0 | 0 | 0 | 0 | 0 | 0 | 0 | 0 | 0 | 0 | 0 | 0 | 0 | 0
Hsp--Efficient HVAC Motors - Return Fans, NumUnit: 96.4hp | 0 | 0 | 0 | 0 | 0 | 0 | 0 | 0 | 0 | 0 | 0 | 0 | 0 | 0 | 0 | 0 | 0 | 0 | 0
Htl--Efficient HVAC Motors - Return Fans, NumUnit: 6.9hp | 0 | 0 | 0 | 0 | 0 | 0 | 0 | 0 | 0 | 0 | 0 | 0 | 0 | 0 | 0 | 0 | 0 | 0 | 0
Htl--Efficient HVAC Motors - Return Fans, NumUnit: 6.78hp | 0 | 0 | 0 | 0 | 0 | 0 | 0 | 0 | 0 | 0 | 0 | 0 | 0 | 0 | 0 | 0 | 0 | 0 | 0
Htl--Efficient HVAC Motors - Return Fans, NumUnit: 6.78hp | 0 | 0 | 0 | 0 | 0 | 0 | 0 | 0 | 0 | 0 | 0 | 0 | 0 | 0 | 0 | 0 | 0 | 0 | 0
Htl--Efficient HVAC Motors - Return Fans, NumUnit: 6.99hp | 0 | 0 | 0 | 0 | 0 | 0 | 0 | 0 | 0 | 0 | 0 | 0 | 0 | 0 | 0 | 0 | 0 | 0 | 0
Nrs--Efficient HVAC Motors - Return Fans, NumUnit: 28.8hp | 0 | 0 | 0 | 0 | 0 | 0 | 0 | 0 | 0 | 0 | 0 | 0 | 0 | 0 | 0 | 0 | 0 | 0 | 0
Nrs--Efficient HVAC Motors - Return Fans, NumUnit: 28.7hp | 0 | 0 | 0 | 0 | 0 | 0 | 0 | 0 | 0 | 0 | 0 | 0 | 0 | 0 | 0 | 0 | 0 | 0 | 0
Nrs--Efficient HVAC Motors - Return Fans, NumUnit: 28.7hp | 0 | 0 | 0 | 0 | 0 | 0 | 0 | 0 | 0 | 0 | 0 | 0 | 0 | 0 | 0 | 0 | 0 | 0 | 0
Nrs--Efficient HVAC Motors - Return Fans, NumUnit: 28.9hp | 0 | 0 | 0 | 0 | 0 | 0 | 0 | 0 | 0 | 0 | 0 | 0 | 0 | 0 | 0 | 0 | 0 | 0 | 0
OfL--Efficient HVAC Motors - Return Fans, NumUnit: 79.2hp | 0 | 0 | 0 | 0 | 0 | 0 | 0 | 0 | 0 | 0 | 0 | 0 | 0 | 0 | 0 | 0 | 0 | 0 | 0
OfL--Efficient HVAC Motors - Return Fans, NumUnit: 78.8hp | 0 | 0 | 0 | 0 | 0 | 0 | 0 | 0 | 0 | 0 | 0 | 0 | 0 | 0 | 0 | 0 | 0 | 0 | 0
OfL--Efficient HVAC Motors - Return Fans, NumUnit: 78.8hp | 0 | 0 | 0 | 0 | 0 | 0 | 0 | 0 | 0 | 0 | 0 | 0 | 0 | 0 | 0 | 0 | 0 | 0 | 0
OfL--Efficient HVAC Motors - Return Fans, NumUnit: 77.1hp | 0 | 0 | 0 | 0 | 0 | 0 | 0 | 0 | 0 | 0 | 0 | 0 | 0 | 0 | 0 | 0 | 0 | 0 | 0
Rt3--Efficient HVAC Motors - Return Fans, NumUnit: 30.2hp | 0 | 0 | 0 | 0 | 0 | 0 | 0 | 0 | 0 | 0 | 0 | 0 | 0 | 0 | 0 | 0 | 0 | 0 | 0
Rt3--Efficient HVAC Motors - Return Fans, NumUnit: 29.9hp | 0 | 0 | 0 | 0 | 0 | 0 | 0 | 0 | 0 | 0 | 0 | 0 | 0 | 0 | 0 | 0 | 0 | 0 | 0
Rt3--Efficient HVAC Motors - Return Fans, NumUnit: 29.9hp | 0 | 0 | 0 | 0 | 0 | 0 | 0 | 0 | 0 | 0 | 0 | 0 | 0 | 0 | 0 | 0 | 0 | 0 | 0
Rt3--Efficient HVAC Motors - Return Fans, NumUnit: 30.6hp | 0 | 0 | 0 | 0 | 0 | 0 | 0 | 0 | 0 | 0 | 0 | 0 | 0 | 0 | 0 | 0 | 0 | 0 | 0
0 | 0 | 0 | 0 | 0 | 0 | 0 | 0 | 0 | 0 | 0 | 0 | 0 | 0 | 0 | 0 | 0 | 0 | 0 | 0
Add econo with Econo-Lockout=NO, DB limit = 68, Max OSA = 100% | 0 | 0 | 0 | 0 | 0 | 0 | 0 | 0 | 0 | 0 | 0 | 0 | 0 | 0 | 0 | 0 | 0 | 0 | 0
Add econo with Econo-Lockout=NO, DB limit = 68, Max OSA = 100% | 0 | 0 | 0 | 0 | 0 | 0 | 0 | 0 | 0 | 0 | 0 | 0 | 0 | 0 | 0 | 0 | 0 | 0 | 0
Add econo with Econo-Lockout=NO, DB limit = 68, Max OSA = 100% | 0 | 0 | 0 | 0 | 0 | 0 | 0 | 0 | 0 | 0 | 0 | 0 | 0 | 0 | 0 | 0 | 0 | 0 | 0
Add econo with Econo-Lockout=NO, DB limit = 68, Max OSA = 100% | 0 | 0 | 0 | 0 | 0 | 0 | 0 | 0 | 0 | 0 | 0 | 0 | 0 | 0 | 0 | 0 | 0 | 0 | 0
Add econo with Econo-Lockout=NO, DB limit = 68, Max OSA = 100% | 0 | 0 | 0 | 7798.0644 | 109172.9016 | -0.084479 | -1.1827 | 0.11473 | 1.4519 | 0.027634 | 1.4519 | 0.11761 | 1.4519 | 0.030513 | 1.4519 | 5.5463 | 6.2608 | 1.2459 | 1.2786
Add econo with Econo-Lockout=NO, DB limit = 68, Max OSA = 100% | 0 | 0 | 0 | 10559.8789 | 147838.3043 | -0.24531 | -3.4344 | 0.12133 | 1.4519 | 0.034233 | 1.4519 | 0.12346 | 1.4519 | 0.036359 | 1.4519 | 7.5097 | 8.4771 | 1.3234 | 1.3506
Add econo with Econo-Lockout=NO, DB limit = 68, Max OSA = 100% | 0 | 0 | 0 | 10559.8789 | 147838.3043 | -0.24531 | -3.4344 | 0.12133 | 1.4519 | 0.034233 | 1.4519 | 0.12346 | 1.4519 | 0.036359 | 1.4519 | 7.5097 | 8.4771 | 1.3234 | 1.3506
Add econo with Econo-Lockout=NO, DB limit = 68, Max OSA = 100% | 0 | 0 | 0 | 6937.0281 | 97118.3937 | -0.062953 | -0.88134 | 0.1116 | 1.4519 | 0.024502 | 1.4519 | 0.11484 | 1.4519 | 0.027739 | 1.4519 | 4.934 | 5.5696 | 1.2121 | 1.247
Add econo with Econo-Lockout=NO, DB limit = 68, Max OSA = 100% | 0 | 0 | 0 | 0 | 0 | 0 | 0 | 0 | 0 | 0 | 0 | 0 | 0 | 0 | 0 | 0 | 0 | 0 | 0
Add econo with Econo-Lockout=NO, DB limit = 68, Max OSA = 100% | 0 | 0 | 0 | 0 | 0 | 0 | 0 | 0 | 0 | 0 | 0 | 0 | 0 | 0 | 0 | 0 | 0 | 0 | 0
Add econo with Econo-Lockout=NO, DB limit = 68, Max OSA = 100% | 0 | 0 | 0 | 0 | 0 | 0 | 0 | 0 | 0 | 0 | 0 | 0 | 0 | 0 | 0 | 0 | 0 | 0 | 0
Add econo with Econo-Lockout=NO, DB limit = 68, Max OSA = 100% | 0 | 0 | 0 | 0 | 0 | 0 | 0 | 0 | 0 | 0 | 0 | 0 | 0 | 0 | 0 | 0 | 0 | 0 | 0
Add econo with Econo-Lockout=NO, DB limit = 68, Max OSA = 100% | 0 | 0 | 0 | 0 | 0 | 0 | 0 | 0 | 0 | 0 | 0 | 0 | 0 | 0 | 0 | 0 | 0 | 0 | 0
Add econo with Econo-Lockout=NO, DB limit = 68, Max OSA = 100% | 0 | 0 | 0 | 0 | 0 | 0 | 0 | 0 | 0 | 0 | 0 | 0 | 0 | 0 | 0 | 0 | 0 | 0 | 0
Add econo with Econo-Lockout=NO, DB limit = 68, Max OSA = 100% | 0 | 0 | 0 | 0 | 0 | 0 | 0 | 0 | 0 | 0 | 0 | 0 | 0 | 0 | 0 | 0 | 0 | 0 | 0
Add econo with Econo-Lockout=NO, DB limit = 68, Max OSA = 100% | 0 | 0 | 0 | 0 | 0 | 0 | 0 | 0 | 0 | 0 | 0 | 0 | 0 | 0 | 0 | 0 | 0 | 0 | 0
Add econo with Econo-Lockout=NO, DB limit = 68, Max OSA = 100% | 0 | 0 | 0 | 0 | 0 | 0 | 0 | 0 | 0 | 0 | 0 | 0 | 0 | 0 | 0 | 0 | 0 | 0 | 0
Add econo with Econo-Lockout=NO, DB limit = 68, Max OSA = 100% | 0 | 0 | 0 | 0 | 0 | 0 | 0 | 0 | 0 | 0 | 0 | 0 | 0 | 0 | 0 | 0 | 0 | 0 | 0
Add econo with Econo-Lockout=NO, DB limit = 68, Max OSA = 100% | 0 | 0 | 0 | 0 | 0 | 0 | 0 | 0 | 0 | 0 | 0 | 0 | 0 | 0 | 0 | 0 | 0 | 0 | 0
Add econo with Econo-Lockout=NO, DB limit = 68, Max OSA = 100% | 0 | 0 | 0 | 0 | 0 | 0 | 0 | 0 | 0 | 0 | 0 | 0 | 0 | 0 | 0 | 0 | 0 | 0 | 0
Add econo with Econo-Lockout=NO, DB limit = 68, Max OSA = 100% | 0 | 0 | 0 | 0 | 0 | 0 | 0 | 0 | 0 | 0 | 0 | 0 | 0 | 0 | 0 | 0 | 0 | 0 | 0
Add econo with Econo-Lockout=NO, DB limit = 68, Max OSA = 100% | 0 | 0 | 0 | 0 | 0 | 0 | 0 | 0 | 0 | 0 | 0 | 0 | 0 | 0 | 0 | 0 | 0 | 0 | 0
Add econo with Econo-Lockout=NO, DB limit = 68, Max OSA = 100% | 0 | 0 | 0 | 0 | 0 | 0 | 0 | 0 | 0 | 0 | 0 | 0 | 0 | 0 | 0 | 0 | 0 | 0 | 0
Add econo with Econo-Lockout=NO, DB limit = 68, Max OSA = 100% | 0 | 0 | 0 | 0 | 0 | 0 | 0 | 0 | 0 | 0 | 0 | 0 | 0 | 0 | 0 | 0 | 0 | 0 | 0
Add econo with Econo-Lockout=NO, DB limit = 68, Max OSA = 100% | 0 | 0 | 0 | 1454.0141 | 20356.1973 | -0.10397 | -1.4556 | 0.0046388 | 1.4519 | -0.082461 | 1.4519 | 0.020083 | 1.4519 | -0.067017 | 1.4519 | 1.0335 | 1.1667 | 0.6288 | 0.67572
Add econo with Econo-Lockout=NO, DB limit = 68, Max OSA = 100% | 0 | 0 | 0 | 3176.0866 | 44465.213 | 0 | 0 | 0.078014 | 0 | -0.0090866 | 0 | 0.085084 | 0 | -0.0020164 | 0 | 2.2592 | 2.5503 | 0.93904 | 0.9858
Add econo with Econo-Lockout=NO, DB limit = 68, Max OSA = 100% | 0 | 0 | 0 | 3176.0866 | 44465.213 | 0 | 0 | 0.078014 | 0 | -0.0090866 | 0 | 0.085084 | 0 | -0.0020164 | 0 | 2.2592 | 2.5503 | 0.93904 | 0.9858
Add econo with Econo-Lockout=NO, DB limit = 68, Max OSA = 100% | 0 | 0 | 0 | 1112.8488 | 15579.8828 | -0.077574 | -1.086 | -0.036849 | 1.4519 | -0.12395 | 1.4519 | -0.01667 | 1.4519 | -0.10377 | 1.4519 | 0.79103 | 0.89293 | 0.52996 | 0.57384
Add econo with Econo-Lockout=NO, DB limit = 68, Max OSA = 100% | 0 | 0 | 0 | 9178.9716 | 128505.6029 | -0.1649 | -2.3086 | 0.11853 | 1.4519 | 0.03143 | 1.4519 | 0.12098 | 1.4519 | 0.033876 | 1.4519 | 6.528 | 7.369 | 1.2893 | 1.3191
Add econo with Econo-Lockout=NO, DB limit = 68, Max OSA = 100% | 0 | 0 | 0 | 13646.6127 | 191052.5778 | -0.16408 | -2.2972 | 0.12555 | 1.4519 | 0.038448 | 1.4519 | 0.12719 | 1.4519 | 0.040093 | 1.4519 | 9.706 | 10.9563 | 1.3786 | 1.4013
Add econo with Econo-Lockout=NO, DB limit = 68, Max OSA = 100% | 0 | 0 | 0 | 13646.6127 | 191052.5778 | -0.16408 | -2.2972 | 0.12555 | 1.4519 | 0.038448 | 1.4519 | 0.12719 | 1.4519 | 0.040093 | 1.4519 | 9.706 | 10.9563 | 1.3786 | 1.4013
Add econo with Econo-Lockout=NO, DB limit = 68, Max OSA = 100% | 0 | 0 | 0 | 7221.3326 | 101098.6558 | -0.14946 | -2.0925 | 0.11272 | 1.4519 | 0.025618 | 1.4519 | 0.11583 | 1.4519 | 0.028728 | 1.4519 | 5.1356 | 5.7972 | 1.2238 | 1.258
Add econo with Econo-Lockout=NO, DB limit = 68, Max OSA = 100% | -0.0015921 | -0.00081993 | -0.0015921 | 6140.9757 | 85973.66 | -0.023313 | -0.32638 | 0.1079 | 1.4519 | 0.020814 | 1.4519 | 0.11155 | 1.4519 | 0.024471 | 1.4519 | 4.3672 | 4.9298 | 1.1747 | 1.2119
Add econo with Econo-Lockout=NO, DB limit = 68, Max OSA = 100% | 0.0087728 | 0.004518 | 0.0087728 | 8772.8224 | 122819.5143 | -0.061653 | -0.86315 | 0.11761 | 1.4519 | 0.030465 | 1.4519 | 0.12017 | 1.4519 | 0.033025 | 1.4519 | 6.2432 | 7.0475 | 1.2779 | 1.3085
Add econo with Econo-Lockout=NO, DB limit = 68, Max OSA = 100% | 0.0087728 | 0.004518 | 0.0087728 | 8772.8224 | 122819.5143 | -0.061653 | -0.86315 | 0.11761 | 1.4519 | 0.030466 | 1.4519 | 0.12017 | 1.4519 | 0.033026 | 1.4519 | 6.2433 | 7.0475 | 1.2779 | 1.3085
Add econo with Econo-Lockout=NO, DB limit = 68, Max OSA = 100% | 0.014784 | 0.0076137 | 0.014784 | 4963.1431 | 69484.003 | -0.021201 | -0.29681 | 0.10062 | 1.4519 | 0.013335 | 1.4519 | 0.10515 | 1.4519 | 0.017859 | 1.4519 | 3.5379 | 3.9937 | 1.105 | 1.1458
Add econo with Econo-Lockout=NO, DB limit = 68, Max OSA = 100% | 0 | 0 | 0 | 0 | 0 | 0 | 0 | 0 | 0 | 0 | 0 | 0 | 0 | 0 | 0 | 0 | 0 | 0 | 0
Add econo with Econo-Lockout=NO, DB limit = 68, Max OSA = 100% | 0 | 0 | 0 | 0 | 0 | 0 | 0 | 0 | 0 | 0 | 0 | 0 | 0 | 0 | 0 | 0 | 0 | 0 | 0
Add econo with Econo-Lockout=NO, DB limit = 68, Max OSA = 100% | 0 | 0 | 0 | 0 | 0 | 0 | 0 | 0 | 0 | 0 | 0 | 0 | 0 | 0 | 0 | 0 | 0 | 0 | 0
Add econo with Econo-Lockout=NO, DB limit = 68, Max OSA = 100% | 0 | 0 | 0 | 0 | 0 | 0 | 0 | 0 | 0 | 0 | 0 | 0 | 0 | 0 | 0 | 0 | 0 | 0 | 0
Add econo with Econo-Lockout=NO, DB limit = 68, Max OSA = 100% | 0 | 0 | 0 | 0 | 0 | 0 | 0 | 0 | 0 | 0 | 0 | 0 | 0 | 0 | 0 | 0 | 0 | 0 | 0
Add econo with Econo-Lockout=NO, DB limit = 68, Max OSA = 100% | 0 | 0 | 0 | 0 | 0 | 0 | 0 | 0 | 0 | 0 | 0 | 0 | 0 | 0 | 0 | 0 | 0 | 0 | 0
Add econo with Econo-Lockout=NO, DB limit = 68, Max OSA = 100% | 0 | 0 | 0 | 0 | 0 | 0 | 0 | 0 | 0 | 0 | 0 | 0 | 0 | 0 | 0 | 0 | 0 | 0 | 0
Add econo with Econo-Lockout=NO, DB limit = 68, Max OSA = 100% | 0 | 0 | 0 | 0 | 0 | 0 | 0 | 0 | 0 | 0 | 0 | 0 | 0 | 0 | 0 | 0 | 0 | 0 | 0
Add econo with Econo-Lockout=NO, DB limit = 68, Max OSA = 100% | 0 | 0 | 0 | 2908.0282 | 40712.3946 | -0.027943 | -0.3912 | 0.072303 | 1.4519 | -0.014797 | 1.4519 | 0.080025 | 1.4519 | -0.0070754 | 1.4519 | 2.0684 | 2.3348 | 0.9043 | 0.95179
Add econo with Econo-Lockout=NO, DB limit = 68, Max OSA = 100% | 0 | 0 | 0 | 4808.8064 | 67323.2893 | -0.047276 | -0.66186 | 0.099048 | 1.4519 | 0.011948 | 1.4519 | 0.10372 | 1.4519 | 0.016618 | 1.4519 | 3.4203 | 3.8609 | 1.0932 | 1.1346
Add econo with Econo-Lockout=NO, DB limit = 68, Max OSA = 100% | 0 | 0 | 0 | 4808.8064 | 67323.2893 | -0.047276 | -0.66186 | 0.099048 | 1.4519 | 0.011948 | 1.4519 | 0.10372 | 1.4519 | 0.016618 | 1.4519 | 3.4203 | 3.8609 | 1.0932 | 1.1346
Add econo with Econo-Lockout=NO, DB limit = 68, Max OSA = 100% | 0.020226 | 0.010417 | 0.020226 | 2388.1572 | 33434.2011 | -0.01324 | -0.18537 | 0.058434 | 1.4519 | -0.029202 | 1.4519 | 0.067837 | 1.4519 | -0.019799 | 1.4519 | 1.7091 | 1.9293 | 0.82821 | 0.87669
Add econo with Econo-Lockout=NO, DB limit = 68, Max OSA = 100% | 0 | 0 | 0 | 513.4538 | 7188.3532 | -0.021772 | -0.30481 | -0.047814 | 1.4519 | -0.13491 | 1.4519 | -0.026384 | 1.4519 | -0.11348 | 1.4519 | 0.74505 | 0.84103 | 0.50897 | 0.552
Add econo with Econo-Lockout=NO, DB limit = 68, Max OSA = 100% | 0 | 0 | 0 | 975.1642 | 13652.2988 | 0.0012458 | 0.017442 | 0.041096 | 0.42629 | -0.046004 | -0.47721 | 0.052379 | 0.54334 | -0.034721 | -0.36017 | 1.4157 | 1.598 | 0.75263 | 0.80124
Add econo with Econo-Lockout=NO, DB limit = 68, Max OSA = 100% | 0 | 0 | 0 | 975.1642 | 13652.2988 | 0.0012458 | 0.017442 | 0.041096 | 0.42629 | -0.046004 | -0.47721 | 0.052379 | 0.54334 | -0.034721 | -0.36017 | 1.4157 | 1.598 | 0.75263 | 0.80124
Add econo with Econo-Lockout=NO, DB limit = 68, Max OSA = 100% | 0 | 0 | 0 | 433.8486 | 6073.8799 | -0.012657 | -0.1772 | -0.082269 | 1.4519 | -0.16937 | 1.4519 | -0.056907 | 1.4519 | -0.14401 | 1.4519 | 0.62962 | 0.71073 | 0.45234 | 0.49274
Add econo with Econo-Lockout=NO, DB limit = 68, Max OSA = 100% | 0 | 0 | 0 | 0 | 0 | 0 | 0 | 0 | 0 | 0 | 0 | 0 | 0 | 0 | 0 | 0 | 0 | 0 | 0
Add econo with Econo-Lockout=NO, DB limit = 68, Max OSA = 100% | 0 | 0 | 0 | 0 | 0 | 0 | 0 | 0 | 0 | 0 | 0 | 0 | 0 | 0 | 0 | 0 | 0 | 0 | 0
Add econo with Econo-Lockout=NO, DB limit = 68, Max OSA = 100% | 0 | 0 | 0 | 0 | 0 | 0 | 0 | 0 | 0 | 0 | 0 | 0 | 0 | 0 | 0 | 0 | 0 | 0 | 0
Add econo with Econo-Lockout=NO, DB limit = 68, Max OSA = 100% | 0 | 0 | 0 | 0 | 0 | 0 | 0 | 0 | 0 | 0 | 0 | 0 | 0 | 0 | 0 | 0 | 0 | 0 | 0
Add econo with Econo-Lockout=NO, DB limit = 68, Max OSA = 100% | 0 | 0 | 0 | 3297.9314 | 46171.0396 | -0.12591 | -1.7627 | 0.080302 | 1.4519 | -0.0067977 | 1.4519 | 0.087111 | 1.4519 | 1.1292e-05 | 1.4519 | 2.345 | 2.6471 | 0.95331 | 0.99968
Add econo with Econo-Lockout=NO, DB limit = 68, Max OSA = 100% | 0.0032654 | 0.0016817 | 0.0032654 | 6246.5745 | 87452.0431 | -0.16652 | -2.3313 | 0.10851 | 1.4519 | 0.021381 | 1.4519 | 0.1121 | 1.4519 | 0.024976 | 1.4519 | 4.4434 | 5.0158 | 1.1799 | 1.2168
Add econo with Econo-Lockout=NO, DB limit = 68, Max OSA = 100% | 0.0032654 | 0.0016817 | 0.0032654 | 6246.5745 | 87452.0431 | -0.16652 | -2.3313 | 0.10851 | 1.4519 | 0.021381 | 1.4519 | 0.1121 | 1.4519 | 0.024976 | 1.4519 | 4.4434 | 5.0158 | 1.1799 | 1.2168
Add econo with Econo-Lockout=NO, DB limit = 68, Max OSA = 100% | 0 | 0 | 0 | 2542.4939 | 35594.9148 | -0.043377 | -0.60727 | 0.062575 | 1.4519 | -0.024525 | 1.4519 | 0.071407 | 1.4519 | -0.015693 | 1.4519 | 1.8082 | 2.0412 | 0.85075 | 0.89902
Add econo with Econo-Lockout=NO, DB limit = 68, Max OSA = 100% | 0 | 0 | 0 | 2266.3125 | 31728.3745 | -0.04362 | -0.61069 | 0.053143 | 1.4519 | -0.033957 | 1.4519 | 0.063052 | 1.4519 | -0.024048 | 1.4519 | 1.6118 | 1.8194 | 0.8046 | 0.85321
Add econo with Econo-Lockout=NO, DB limit = 68, Max OSA = 100% | 0 | 0 | 0 | 4248.3205 | 59476.487 | -0.084479 | -1.1827 | 0.09365 | 1.4519 | 0.0065497 | 1.4519 | 0.098936 | 1.4519 | 0.011836 | 1.4519 | 3.0213 | 3.4105 | 1.0489 | 1.0921
Add econo with Econo-Lockout=NO, DB limit = 68, Max OSA = 100% | 0 | 0 | 0 | 4248.3205 | 59476.487 | -0.084479 | -1.1827 | 0.09365 | 1.4519 | 0.0065497 | 1.4519 | 0.098936 | 1.4519 | 0.011836 | 1.4519 | 3.0213 | 3.4105 | 1.0489 | 1.0921
Add econo with Econo-Lockout=NO, DB limit = 68, Max OSA = 100% | 0 | 0 | 0 | 1852.0403 | 25928.5641 | -0.05353 | -0.74943 | 0.033722 | 1.4519 | -0.053378 | 1.4519 | 0.045847 | 1.4519 | -0.041253 | 1.4519 | 1.317 | 1.4867 | 0.72371 | 0.77213
Add econo with Econo-Lockout=NO, DB limit = 68, Max OSA = 100% | 0 | 0 | 0 | 0 | 0 | 0 | 0 | 0 | 0 | 0 | 0 | 0 | 0 | 0 | 0 | 0 | 0 | 0 | 0
Add econo with Econo-Lockout=NO, DB limit = 68, Max OSA = 100% | 0 | 0 | 0 | 0 | 0 | 0 | 0 | 0 | 0 | 0 | 0 | 0 | 0 | 0 | 0 | 0 | 0 | 0 | 0
Add econo with Econo-Lockout=NO, DB limit = 68, Max OSA = 100% | 0 | 0 | 0 | 0 | 0 | 0 | 0 | 0 | 0 | 0 | 0 | 0 | 0 | 0 | 0 | 0 | 0 | 0 | 0
Add econo with Econo-Lockout=NO, DB limit = 68, Max OSA = 100% | 0 | 0 | 0 | 0 | 0 | 0 | 0 | 0 | 0 | 0 | 0 | 0 | 0 | 0 | 0 | 0 | 0 | 0 | 0
Add econo with Econo-Lockout=NO, DB limit = 68, Max OSA = 100% | 0 | 0 | 0 | 2672.4617 | 37414.4632 | 0.026481 | 0.37073 | 0.066346 | 0.68822 | -0.020754 | -0.21529 | 0.074748 | 0.77537 | -0.012352 | -0.12813 | 1.9012 | 2.1461 | 0.87087 | 0.9189
Add econo with Econo-Lockout=NO, DB limit = 68, Max OSA = 100% | 0 | 0 | 0 | 4240.1975 | 59362.7652 | 0.034441 | 0.48218 | 0.093565 | 0.97057 | 0.0064649 | 0.067062 | 0.098861 | 1.0255 | 0.01176 | 0.12199 | 3.0164 | 3.405 | 1.0484 | 1.0917
Add econo with Econo-Lockout=NO, DB limit = 68, Max OSA = 100% | 0 | 0 | 0 | 4240.1975 | 59362.7652 | 0.034441 | 0.48218 | 0.093565 | 0.97057 | 0.0064649 | 0.067062 | 0.098861 | 1.0255 | 0.01176 | 0.12199 | 3.0164 | 3.405 | 1.0484 | 1.0917
Add econo with Econo-Lockout=NO, DB limit = 68, Max OSA = 100% | 0 | 0 | 0 | 1811.4254 | 25359.9553 | -0.0047195 | -0.066072 | 0.03134 | 1.4519 | -0.05576 | 1.4519 | 0.043737 | 1.4519 | -0.043363 | 1.4519 | 1.2885 | 1.4545 | 0.71509 | 0.76345
Add ecomizer with Econo-Lockout=NO, DB limit = 68, Max OSA = 100% | 0.0037772 | 0.0019453 | 0.0037772 | 3647.2197 | 51061.0759 | -100.725 | -1410.15 | 0.086125 | 1.4519 | -0.0010429 | 1.4519 | 0.092282 | 1.4519 | 0.005114 | 1.4519 | 1.8532 | 2.0919 | 0.70847 | 0.74079
Add ecomizer with Econo-Lockout=NO, DB limit = 68, Max OSA = 100% | 0.0085291 | 0.0043925 | 0.0085291 | 3720.3266 | 52084.5718 | -134.8415 | -1887.7814 | 0.087247 | 1.4519 | 4.0618e-05 | 1.4519 | 0.093283 | 1.4519 | 0.0060765 | 1.4519 | 1.6546 | 1.8678 | 0.62467 | 0.65279
Add ecomizer with Econo-Lockout=NO, DB limit = 68, Max OSA = 100% | 0.0085291 | 0.0043925 | 0.0085291 | 3720.3266 | 52084.5718 | -134.8415 | -1887.7814 | 0.08725 | 1.4519 | 4.2054e-05 | 1.4519 | 0.093286 | 1.4519 | 0.006078 | 1.4519 | 1.6547 | 1.8679 | 0.62468 | 0.65281
Add ecomizer with Econo-Lockout=NO, DB limit = 68, Max OSA = 100% | 0.003566 | 0.0018365 | 0.003566 | 3216.7016 | 45033.8219 | -87.7282 | -1228.1951 | 0.078908 | 1.4519 | -0.0082618 | 1.4519 | 0.085889 | 1.4519 | -0.0012809 | 1.4519 | 1.6426 | 1.8543 | 0.67737 | 0.71082
Add ecomizer with Econo-Lockout=NO, DB limit = 68, Max OSA = 100% | 0 | 0 | 0 | 0 | 0 | 0 | 0 | 0 | 0 | 0 | 0 | 0 | 0 | 0 | 0 | 0 | 0 | 0 | 0
Add ecomizer with Econo-Lockout=NO, DB limit = 68, Max OSA = 100% | 0 | 0 | 0 | 0 | 0 | 0 | 0 | 0 | 0 | 0 | 0 | 0 | 0 | 0 | 0 | 0 | 0 | 0 | 0
Add ecomizer with Econo-Lockout=NO, DB limit = 68, Max OSA = 100% | 0 | 0 | 0 | 0 | 0 | 0 | 0 | 0 | 0 | 0 | 0 | 0 | 0 | 0 | 0 | 0 | 0 | 0 | 0
Add ecomizer with Econo-Lockout=NO, DB limit = 68, Max OSA = 100% | 0 | 0 | 0 | 0 | 0 | 0 | 0 | 0 | 0 | 0 | 0 | 0 | 0 | 0 | 0 | 0 | 0 | 0 | 0
Add ecomizer with Econo-Lockout=NO, DB limit = 68, Max OSA = 100% | 0.0076681 | 0.0039491 | 0.0076681 | 4540.7479 | 63570.4708 | -129.1554 | -1808.1762 | 0.096809 | 1.4519 | 0.0095993 | 1.4519 | 0.10175 | 1.4519 | 0.014545 | 1.4519 | 2.281 | 2.5749 | 0.75719 | 0.787
Add ecomizer with Econo-Lockout=NO, DB limit = 68, Max OSA = 100% | 0.012753 | 0.0065678 | 0.012753 | 4695.0846 | 65731.1845 | -168.9581 | -2365.4129 | 0.098259 | 1.4519 | 0.011033 | 1.4519 | 0.10304 | 1.4519 | 0.015816 | 1.4519 | 2.0979 | 2.3681 | 0.68084 | 0.70702
Add ecomizer with Econo-Lockout=NO, DB limit = 68, Max OSA = 100% | 0.012753 | 0.0065678 | 0.012753 | 4695.0846 | 65731.1845 | -168.9581 | -2365.4129 | 0.098263 | 1.4519 | 0.011035 | 1.4519 | 0.10305 | 1.4519 | 0.015818 | 1.4519 | 2.098 | 2.3682 | 0.68086 | 0.70704
Add ecomizer with Econo-Lockout=NO, DB limit = 68, Max OSA = 100% | 0.0014134 | 0.0007279 | 0.0014134 | 3988.385 | 55837.3903 | -113.7218 | -1592.1048 | 0.090667 | 1.4519 | 0.0035447 | 1.4519 | 0.096298 | 1.4519 | 0.009175 | 1.4519 | 1.9987 | 2.2561 | 0.7226 | 0.7537
Add ecomizer with Econo-Lockout=NO, DB limit = 68, Max OSA = 100% | 0.0020632 | 0.0010626 | 0.0020632 | 14540.1409 | 203561.9728 | -353.3498 | -4946.8971 | 0.12645 | 1.4519 | 0.039339 | 1.4519 | 0.12799 | 1.4519 | 0.040884 | 1.4519 | 7.7366 | 8.7333 | 1.0403 | 1.0565
Add ecomizer with Econo-Lockout=NO, DB limit = 68, Max OSA = 100% | 0.0073513 | 0.0037859 | 0.0073513 | 15433.6691 | 216071.3678 | -388.2786 | -5435.9007 | 0.12725 | 1.4519 | 0.040131 | 1.4519 | 0.12871 | 1.4519 | 0.041586 | 1.4519 | 8.1162 | 9.1617 | 1.0361 | 1.0514
Add ecomizer with Econo-Lockout=NO, DB limit = 68, Max OSA = 100% | 0.0073513 | 0.0037859 | 0.0073513 | 15433.6691 | 216071.3678 | -388.2786 | -5435.9007 | 0.12725 | 1.4519 | 0.040131 | 1.4519 | 0.12871 | 1.4519 | 0.041586 | 1.4519 | 8.1162 | 9.1618 | 1.0361 | 1.0514
Add ecomizer with Econo-Lockout=NO, DB limit = 68, Max OSA = 100% | 0.0080011 | 0.0041206 | 0.0080011 | 13321.6934 | 186503.7069 | -307.8611 | -4310.0552 | 0.12526 | 1.4519 | 0.038119 | 1.4519 | 0.12694 | 1.4519 | 0.039805 | 1.4519 | 7.2086 | 8.1372 | 1.0448 | 1.0624
Add ecomizer with Econo-Lockout=NO, DB limit = 68, Max OSA = 100% | 0.10316 | 0.053128 | 0.10316 | 48088.0638 | 673232.8932 | -486.5667 | -6811.9342 | 0.1361 | 1.4519 | 0.048859 | 1.4519 | 0.13657 | 1.4519 | 0.049326 | 1.4519 | 30.6709 | 34.622 | 1.3741 | 1.3812
Add ecomizer with Econo-Lockout=NO, DB limit = 68, Max OSA = 100% | 1.1047 | 0.56893 | 1.1047 | 46463.4671 | 650488.5387 | -526.3693 | -7369.1709 | 0.1375 | 1.4519 | 0.049298 | 1.4519 | 0.13798 | 1.4519 | 0.049781 | 1.4519 | 29.5831 | 33.3941 | 1.3554 | 1.3625
Add ecomizer with Econo-Lockout=NO, DB limit = 68, Max OSA = 100% | 1.1047 | 0.56893 | 1.1047 | 46463.4671 | 650488.5387 | -526.3693 | -7369.1709 | 0.13753 | 1.4519 | 0.049313 | 1.4519 | 0.13802 | 1.4519 | 0.049796 | 1.4519 | 29.5925 | 33.4047 | 1.3555 | 1.3626
Add ecomizer with Econo-Lockout=NO, DB limit = 68, Max OSA = 100% | 0.40859 | 0.21042 | 0.40859 | 44189.0316 | 618646.4424 | -416.7091 | -5833.9269 | 0.13645 | 1.4519 | 0.048769 | 1.4519 | 0.13696 | 1.4519 | 0.049277 | 1.4519 | 28.5691 | 32.2495 | 1.3807 | 1.3884
Add ecomizer with Econo-Lockout=NO, DB limit = 68, Max OSA = 100% | 0.0033954 | 0.0017486 | 0.0033954 | 11290.9474 | 158073.2638 | -275.3691 | -3855.1681 | 0.12257 | 1.4519 | 0.035451 | 1.4519 | 0.12456 | 1.4519 | 0.03744 | 1.4519 | 6.0015 | 6.7746 | 1.0004 | 1.0198
Add ecomizer with Econo-Lockout=NO, DB limit = 68, Max OSA = 100% | 0.0034929 | 0.0017988 | 0.0034929 | 12590.6248 | 176268.7474 | -354.1621 | -4958.2693 | 0.12436 | 1.4519 | 0.037246 | 1.4519 | 0.12614 | 1.4519 | 0.03903 | 1.4519 | 6.3441 | 7.1614 | 0.96502 | 0.98206
Add ecomizer with Econo-Lockout=NO, DB limit = 68, Max OSA = 100% | 0.0034929 | 0.0017988 | 0.0034929 | 12590.6248 | 176268.7474 | -354.1621 | -4958.2693 | 0.12436 | 1.4519 | 0.037246 | 1.4519 | 0.12614 | 1.4519 | 0.03903 | 1.4519 | 6.3441 | 7.1614 | 0.96502 | 0.98207
Add ecomizer with Econo-Lockout=NO, DB limit = 68, Max OSA = 100% | 0.0032654 | 0.0016817 | 0.0032654 | 10234.9595 | 143289.4334 | -254.2494 | -3559.4915 | 0.12077 | 1.4519 | 0.033654 | 1.4519 | 0.12297 | 1.4519 | 0.035848 | 1.4519 | 5.4061 | 6.1025 | 0.97731 | 0.99789
Add ecomizer with Econo-Lockout=NO, DB limit = 68, Max OSA = 100% | 0 | 0 | 0 | 4105.356 | 57474.9838 | -123.3881 | -1727.4337 | 0.10642 | 1.4519 | 0.019316 | 1.4519 | 0.11024 | 1.4519 | 0.023145 | 1.4519 | 2.8711 | 3.241 | 0.79841 | 0.82458
Add ecomizer with Econo-Lockout=NO, DB limit = 68, Max OSA = 100% | 0.0067096 | 0.0034554 | 0.0067096 | 4565.9292 | 63923.0083 | -150.1127 | -2101.5784 | 0.10991 | 1.4519 | 0.022741 | 1.4519 | 0.11335 | 1.4519 | 0.026184 | 1.4519 | 3.0611 | 3.4554 | 0.787 | 0.81079
Add ecomizer with Econo-Lockout=NO, DB limit = 68, Max OSA = 100% | 0.0067096 | 0.0034554 | 0.0067096 | 4565.9292 | 63923.0083 | -150.1127 | -2101.5784 | 0.10991 | 1.4519 | 0.022742 | 1.4519 | 0.11335 | 1.4519 | 0.026185 | 1.4519 | 3.0612 | 3.4555 | 0.78701 | 0.8108
Add ecomizer with Econo-Lockout=NO, DB limit = 68, Max OSA = 100% | -0.00061978 | -0.00031919 | -0.00061978 | 3724.388 | 52141.4327 | -112.0159 | -1568.2232 | 0.10297 | 1.4519 | 0.015877 | 1.4519 | 0.10719 | 1.4519 | 0.020098 | 1.4519 | 2.6034 | 2.9388 | 0.77602 | 0.80334
Add ecomizer with Econo-Lockout=NO, DB limit = 68, Max OSA = 100% | 0 | 0 | 0 | 3701.6437 | 51823.0117 | -107.4671 | -1504.5391 | 0.10276 | 1.4519 | 0.015657 | 1.4519 | 0.107 | 1.4519 | 0.019903 | 1.4519 | 2.6287 | 2.9674 | 0.78686 | 0.81469
Add ecomizer with Econo-Lockout=NO, DB limit = 68, Max OSA = 100% | 0.0052312 | 0.0026941 | 0.0052312 | 3963.2038 | 55484.8528 | -131.9173 | -1846.8416 | 0.10531 | 1.4519 | 0.018149 | 1.4519 | 0.10928 | 1.4519 | 0.022116 | 1.4519 | 2.6396 | 2.9797 | 0.75247 | 0.77777
Add ecomizer with Econo-Lockout=NO, DB limit = 68, Max OSA = 100% | 0.0052312 | 0.0026941 | 0.0052312 | 3963.2038 | 55484.8528 | -131.9173 | -1846.8416 | 0.10531 | 1.4519 | 0.01815 | 1.4519 | 0.10928 | 1.4519 | 0.022116 | 1.4519 | 2.6397 | 2.9797 | 0.75248 | 0.77778
Add ecomizer with Econo-Lockout=NO, DB limit = 68, Max OSA = 100% | -0.003224 | -0.0016604 | -0.003224 | 3434.3975 | 48081.5654 | -94.9577 | -1329.4075 | 0.099766 | 1.4519 | 0.012725 | 1.4519 | 0.10434 | 1.4519 | 0.017302 | 1.4519 | 2.4866 | 2.807 | 0.78436 | 0.81364
ecomizer with Econo-Lockout=NO, DB limit = 68, Max OSA = 100% | 0 | 0 | 0 | 0 | 0 | 0 | 0 | 0 | 0 | 0 | 0 | 0 | 0 | 0 | 0 | 0 | 0 | 0 | 0
ecomizer with Econo-Lockout=NO, DB limit = 68, Max OSA = 100% | 0 | 0 | 0 | 0 | 0 | 0 | 0 | 0 | 0 | 0 | 0 | 0 | 0 | 0 | 0 | 0 | 0 | 0 | 0
ecomizer with Econo-Lockout=NO, DB limit = 68, Max OSA = 100% | 0 | 0 | 0 | 0 | 0 | 0 | 0 | 0 | 0 | 0 | 0 | 0 | 0 | 0 | 0 | 0 | 0 | 0 | 0
ecomizer with Econo-Lockout=NO, DB limit = 68, Max OSA = 100% | 0 | 0 | 0 | 0 | 0 | 0 | 0 | 0 | 0 | 0 | 0 | 0 | 0 | 0 | 0 | 0 | 0 | 0 | 0
ecomizer with Econo-Lockout=NO, DB limit = 68, Max OSA = 100% | 0 | 0 | 0 | 0 | 0 | 0 | 0 | 0 | 0 | 0 | 0 | 0 | 0 | 0 | 0 | 0 | 0 | 0 | 0
ecomizer with Econo-Lockout=NO, DB limit = 68, Max OSA = 100% | 0 | 0 | 0 | 0 | 0 | 0 | 0 | 0 | 0 | 0 | 0 | 0 | 0 | 0 | 0 | 0 | 0 | 0 | 0
ecomizer with Econo-Lockout=NO, DB limit = 68, Max OSA = 100% | 0 | 0 | 0 | 0 | 0 | 0 | 0 | 0 | 0 | 0 | 0 | 0 | 0 | 0 | 0 | 0 | 0 | 0 | 0
ecomizer with Econo-Lockout=NO, DB limit = 68, Max OSA = 100% | 0 | 0 | 0 | 0 | 0 | 0 | 0 | 0 | 0 | 0 | 0 | 0 | 0 | 0 | 0 | 0 | 0 | 0 | 0
ecomizer with Econo-Lockout=NO, DB limit = 68, Max OSA = 100% | 0.0036499 | 0.0018797 | 0.0036499 | 1233.8812 | 17274.3372 | -26.0309 | -364.4328 | 0.062135 | 1.4519 | -0.025158 | 1.4519 | 0.071053 | 1.4519 | -0.01624 | 1.4519 | 1.4032 | 1.5839 | 0.66278 | 0.70054
ecomizer with Econo-Lockout=NO, DB limit = 68, Max OSA = 100% | 0.0043783 | 0.0022548 | 0.0043783 | 1679.6706 | 23515.3881 | -47.7631 | -668.684 | 0.082758 | 1.4519 | -0.0044625 | 1.4519 | 0.089309 | 1.4519 | 0.0020883 | 1.4519 | 1.7225 | 1.9444 | 0.68367 | 0.71611
ecomizer with Econo-Lockout=NO, DB limit = 68, Max OSA = 100% | 0.0043783 | 0.0022548 | 0.0043783 | 1679.6706 | 23515.3881 | -47.7631 | -668.684 | 0.082762 | 1.4519 | -0.0044609 | 1.4519 | 0.089313 | 1.4519 | 0.0020899 | 1.4519 | 1.7226 | 1.9445 | 0.68369 | 0.71612
ecomizer with Econo-Lockout=NO, DB limit = 68, Max OSA = 100% | 0.00063684 | 0.00032797 | 0.00063684 | 1102.5326 | 15435.4562 | -22.9263 | -320.9683 | 0.052575 | 1.4519 | -0.034561 | 1.4519 | 0.062555 | 1.4519 | -0.024581 | 1.4519 | 1.256 | 1.4178 | 0.62911 | 0.66725
ecomizer with Econo-Lockout=NO, DB limit = 68, Max OSA = 100% | -0.00010072 | -5.1873e-05 | -0.00010072 | 7887.4172 | 110423.8411 | -124.2817 | -1739.9431 | 0.11502 | 1.4519 | 0.027919 | 1.4519 | 0.11787 | 1.4519 | 0.030766 | 1.4519 | 4.6934 | 5.2981 | 1.045 | 1.0722
ecomizer with Econo-Lockout=NO, DB limit = 68, Max OSA = 100% | 0.020064 | 0.010333 | 0.020064 | 10966.0281 | 153524.3929 | -226.6312 | -3172.8375 | 0.12216 | 1.4519 | 0.034974 | 1.4519 | 0.12421 | 1.4519 | 0.037022 | 1.4519 | 6.1357 | 6.9262 | 1.0473 | 1.0681
ecomizer with Econo-Lockout=NO, DB limit = 68, Max OSA = 100% | 0.020064 | 0.010333 | 0.020064 | 10966.0281 | 153524.3929 | -226.6312 | -3172.8375 | 0.12216 | 1.4519 | 0.034975 | 1.4519 | 0.12421 | 1.4519 | 0.037023 | 1.4519 | 6.1359 | 6.9264 | 1.0473 | 1.0681
ecomizer with Econo-Lockout=NO, DB limit = 68, Max OSA = 100% | 0.0042158 | 0.0021712 | 0.0042158 | 6969.5201 | 97573.2808 | -127.5308 | -1785.4318 | 0.1118 | 1.4519 | 0.024657 | 1.4519 | 0.11502 | 1.4519 | 0.027879 | 1.4519 | 4.0188 | 4.5365 | 0.98344 | 1.0117
ecomizer with Econo-Lockout=NO, DB limit = 68, Max OSA = 100% | 0.18114 | 0.093288 | 0.18114 | 19251.4715 | 269520.6008 | -328.9808 | -4605.7318 | 0.13073 | 1.4519 | 0.043017 | 1.4519 | 0.1319 | 1.4519 | 0.044184 | 1.4519 | 11.3629 | 12.8267 | 1.1859 | 1.2002
ecomizer with Econo-Lockout=NO, DB limit = 68, Max OSA = 100% | 1.4621 | 0.753 | 1.4621 | 27130.7657 | 379830.7202 | -442.7026 | -6197.8366 | 0.13671 | 1.4519 | 0.047124 | 1.4519 | 0.13754 | 1.4519 | 0.047951 | 1.4519 | 16.5833 | 18.7197 | 1.242 | 1.2527
ecomizer with Econo-Lockout=NO, DB limit = 68, Max OSA = 100% | 1.4621 | 0.753 | 1.4621 | 27130.7657 | 379830.7202 | -442.7026 | -6197.8366 | 0.1368 | 1.4519 | 0.047157 | 1.4519 | 0.13763 | 1.4519 | 0.047985 | 1.4519 | 16.5957 | 18.7336 | 1.2422 | 1.2529
ecomizer with Econo-Lockout=NO, DB limit = 68, Max OSA = 100% | 0.51581 | 0.26564 | 0.51581 | 17789.3344 | 249050.6818 | -259.1232 | -3627.7245 | 0.13185 | 1.4519 | 0.042919 | 1.4519 | 0.13311 | 1.4519 | 0.044181 | 1.4519 | 11.0084 | 12.4266 | 1.2177 | 1.2333
ecomizer with Econo-Lockout=NO, DB limit = 68, Max OSA = 100% | 0.0032005 | 0.0016482 | 0.0032005 | 3208.5786 | 44920.1001 | -61.7347 | -864.2855 | 0.078745 | 1.4519 | -0.0084199 | 1.4519 | 0.085744 | 1.4519 | -0.0014212 | 1.4519 | 1.8285 | 2.0641 | 0.75517 | 0.79252
ecomizer with Econo-Lockout=NO, DB limit = 68, Max OSA = 100% | 0.0031842 | 0.0016399 | 0.0031842 | 5279.9394 | 73919.1521 | -123.4694 | -1728.5709 | 0.10274 | 1.4519 | 0.015616 | 1.4519 | 0.107 | 1.4519 | 0.019869 | 1.4519 | 2.8459 | 3.2125 | 0.8526 | 0.88278
ecomizer with Econo-Lockout=NO, DB limit = 68, Max OSA = 100% | 0.0031842 | 0.0016399 | 0.0031842 | 5279.9394 | 73919.1521 | -123.4694 | -1728.5709 | 0.10275 | 1.4519 | 0.015617 | 1.4519 | 0.107 | 1.4519 | 0.01987 | 1.4519 | 2.8459 | 3.2126 | 0.8526 | 0.88279
ecomizer with Econo-Lockout=NO, DB limit = 68, Max OSA = 100% | 0.0023232 | 0.0011964 | 0.0023232 | 2713.0766 | 37983.072 | -52.7994 | -739.1915 | 0.067528 | 1.4519 | -0.019627 | 1.4519 | 0.075805 | 1.4519 | -0.01135 | 1.4519 | 1.5415 | 1.7401 | 0.70014 | 0.73841
ecomizer with Econo-Lockout=NO, DB limit = 68, Max OSA = 100% | 0.001917 | 0.00098727 | 0.001917 | 2266.3125 | 31728.3745 | -40.6149 | -568.6089 | 0.053232 | 1.4519 | -0.033923 | 1.4519 | 0.06314 | 1.4519 | -0.024015 | 1.4519 | 1.3134 | 1.4826 | 0.65546 | 0.69504
ecomizer with Econo-Lockout=NO, DB limit = 68, Max OSA = 100% | 0.0084479 | 0.0043507 | 0.0084479 | 3436.0221 | 48104.3098 | -71.6447 | -1003.026 | 0.082883 | 1.4519 | -0.004331 | 1.4519 | 0.089418 | 1.4519 | 0.0022044 | 1.4519 | 1.9187 | 2.1658 | 0.76049 | 0.79652
ecomizer with Econo-Lockout=NO, DB limit = 68, Max OSA = 100% | 0.0084479 | 0.0043507 | 0.0084479 | 3436.0221 | 48104.3098 | -71.6447 | -1003.026 | 0.082887 | 1.4519 | -0.0043294 | 1.4519 | 0.089422 | 1.4519 | 0.0022059 | 1.4519 | 1.9187 | 2.1659 | 0.7605 | 0.79653
ecomizer with Econo-Lockout=NO, DB limit = 68, Max OSA = 100% | 0.0018845 | 0.00097053 | 0.0018845 | 1884.5322 | 26383.4512 | -32.6544 | -457.1615 | 0.035656 | 1.4519 | -0.051508 | 1.4519 | 0.047572 | 1.4519 | -0.039592 | 1.4519 | 1.1005 | 1.2423 | 0.59982 | 0.6396
ecomizer with Econo-Lockout=NO, DB limit = 68, Max OSA = 100% | 0.00073594 | 0.00037901 | 0.00073594 | 2550.6169 | 35708.6366 | -48.4942 | -678.919 | 0.062851 | 1.4519 | -0.024268 | 1.4519 | 0.071655 | 1.4519 | -0.015464 | 1.4519 | 1.4569 | 1.6446 | 0.68422 | 0.72296
ecomizer with Econo-Lockout=NO, DB limit = 68, Max OSA = 100% | 0.014215 | 0.0073208 | 0.014215 | 3695.9576 | 51743.4065 | -85.2913 | -1194.0786 | 0.087013 | 1.4519 | -0.00026459 | 1.4519 | 0.093089 | 1.4519 | 0.0058111 | 1.4519 | 2.0051 | 2.2633 | 0.75967 | 0.794
ecomizer with Econo-Lockout=NO, DB limit = 68, Max OSA = 100% | 0.014215 | 0.0073208 | 0.014215 | 3695.9576 | 51743.4065 | -85.2913 | -1194.0786 | 0.087019 | 1.4519 | -0.00026218 | 1.4519 | 0.093095 | 1.4519 | 0.0058135 | 1.4519 | 2.0052 | 2.2635 | 0.7597 | 0.79403
ecomizer with Econo-Lockout=NO, DB limit = 68, Max OSA = 100% | 0.0020064 | 0.0010333 | 0.0020064 | 2030.7459 | 28430.4431 | -34.0353 | -476.4942 | 0.043172 | 1.4519 | -0.04399 | 1.4519 | 0.05423 | 1.4519 | -0.032932 | 1.4519 | 1.1944 | 1.3483 | 0.62879 | 0.66898
0 | 0 | 0 | 0 | 0 | 0 | 0 | 0 | 0 | 0 | 0 | 0 | 0 | 0 | 0 | 0 | 0 | 0 | 0 | 0
indirect evap cooling for make-up air only, 65% effectiveness | 0 | 0 | 0 | 0 | 0 | 0 | 0 | 0 | 0 | 0 | 0 | 0 | 0 | 0 | 0 | 0 | 0 | 0 | 0
indirect evap cooling for make-up air only, 65% effectiveness | 0 | 0 | 0 | 0 | 0 | 0 | 0 | 0 | 0 | 0 | 0 | 0 | 0 | 0 | 0 | 0 | 0 | 0 | 0
indirect evap cooling for make-up air only, 65% effectiveness | 0 | 0 | 0 | 0 | 0 | 0 | 0 | 0 | 0 | 0 | 0 | 0 | 0 | 0 | 0 | 0 | 0 | 0 | 0
indirect evap cooling for make-up air only, 65% effectiveness | 0 | 0 | 0 | 0 | 0 | 0 | 0 | 0 | 0 | 0 | 0 | 0 | 0 | 0 | 0 | 0 | 0 | 0 | 0
indirect evap cooling for make-up air only, 65% effectiveness | 0 | 0 | 0 | 0 | 0 | 0 | 0 | 0 | 0 | 0 | 0 | 0 | 0 | 0 | 0 | 0 | 0 | 0 | 0
indirect evap cooling for make-up air only, 65% effectiveness | 0 | 0 | 0 | 0 | 0 | 0 | 0 | 0 | 0 | 0 | 0 | 0 | 0 | 0 | 0 | 0 | 0 | 0 | 0
indirect evap cooling for make-up air only, 65% effectiveness | 0 | 0 | 0 | 0 | 0 | 0 | 0 | 0 | 0 | 0 | 0 | 0 | 0 | 0 | 0 | 0 | 0 | 0 | 0
indirect evap cooling for make-up air only, 65% effectiveness | 0 | 0 | 0 | 0 | 0 | 0 | 0 | 0 | 0 | 0 | 0 | 0 | 0 | 0 | 0 | 0 | 0 | 0 | 0
indirect evap cooling for make-up air only, 65% effectiveness | 0 | 0 | 0 | 0 | 0 | 0 | 0 | 0 | 0 | 0 | 0 | 0 | 0 | 0 | 0 | 0 | 0 | 0 | 0
indirect evap cooling for make-up air only, 65% effectiveness | 0 | 0 | 0 | 0 | 0 | 0 | 0 | 0 | 0 | 0 | 0 | 0 | 0 | 0 | 0 | 0 | 0 | 0 | 0
indirect evap cooling for make-up air only, 65% effectiveness | 0 | 0 | 0 | 0 | 0 | 0 | 0 | 0 | 0 | 0 | 0 | 0 | 0 | 0 | 0 | 0 | 0 | 0 | 0
indirect evap cooling for make-up air only, 65% effectiveness | 0 | 0 | 0 | 0 | 0 | 0 | 0 | 0 | 0 | 0 | 0 | 0 | 0 | 0 | 0 | 0 | 0 | 0 | 0
indirect evap cooling for make-up air only, 65% effectiveness | 0 | 0 | 0 | 0 | 0 | 0 | 0 | 0 | 0 | 0 | 0 | 0 | 0 | 0 | 0 | 0 | 0 | 0 | 0
indirect evap cooling for make-up air only, 65% effectiveness | 0 | 0 | 0 | 0 | 0 | 0 | 0 | 0 | 0 | 0 | 0 | 0 | 0 | 0 | 0 | 0 | 0 | 0 | 0
indirect evap cooling for make-up air only, 65% effectiveness | 0 | 0 | 0 | 0 | 0 | 0 | 0 | 0 | 0 | 0 | 0 | 0 | 0 | 0 | 0 | 0 | 0 | 0 | 0
indirect evap cooling for make-up air only, 65% effectiveness | 0 | 0 | 0 | 0 | 0 | 0 | 0 | 0 | 0 | 0 | 0 | 0 | 0 | 0 | 0 | 0 | 0 | 0 | 0
indirect evap cooling for make-up air only, 65% effectiveness | 0 | 0 | 0 | 0 | 0 | 0 | 0 | 0 | 0 | 0 | 0 | 0 | 0 | 0 | 0 | 0 | 0 | 0 | 0
indirect evap cooling for make-up air only, 65% effectiveness | 0 | 0 | 0 | 0 | 0 | 0 | 0 | 0 | 0 | 0 | 0 | 0 | 0 | 0 | 0 | 0 | 0 | 0 | 0
indirect evap cooling for make-up air only, 65% effectiveness | 0 | 0 | 0 | 0 | 0 | 0 | 0 | 0 | 0 | 0 | 0 | 0 | 0 | 0 | 0 | 0 | 0 | 0 | 0
indirect evap cooling for make-up air only, 65% effectiveness | 0 | 0 | 0 | 0 | 0 | 0 | 0 | 0 | 0 | 0 | 0 | 0 | 0 | 0 | 0 | 0 | 0 | 0 | 0
indirect evap cooling for make-up air only, 65% effectiveness | 0 | 0 | 0 | 0 | 0 | 0 | 0 | 0 | 0 | 0 | 0 | 0 | 0 | 0 | 0 | 0 | 0 | 0 | 0
indirect evap cooling for make-up air only, 65% effectiveness | 0 | 0 | 0 | 0 | 0 | 0 | 0 | 0 | 0 | 0 | 0 | 0 | 0 | 0 | 0 | 0 | 0 | 0 | 0
indirect evap cooling for make-up air only, 65% effectiveness | 0 | 0 | 0 | 0 | 0 | 0 | 0 | 0 | 0 | 0 | 0 | 0 | 0 | 0 | 0 | 0 | 0 | 0 | 0
indirect evap cooling for make-up air only, 65% effectiveness | 0 | 0 | 0 | 0 | 0 | 0 | 0 | 0 | 0 | 0 | 0 | 0 | 0 | 0 | 0 | 0 | 0 | 0 | 0
indirect evap cooling for make-up air only, 65% effectiveness | 0 | 0 | 0 | 0 | 0 | 0 | 0 | 0 | 0 | 0 | 0 | 0 | 0 | 0 | 0 | 0 | 0 | 0 | 0
indirect evap cooling for make-up air only, 65% effectiveness | 0 | 0 | 0 | 0 | 0 | 0 | 0 | 0 | 0 | 0 | 0 | 0 | 0 | 0 | 0 | 0 | 0 | 0 | 0
indirect evap cooling for make-up air only, 65% effectiveness | 0 | 0 | 0 | 0 | 0 | 0 | 0 | 0 | 0 | 0 | 0 | 0 | 0 | 0 | 0 | 0 | 0 | 0 | 0
indirect evap cooling for make-up air only, 65% effectiveness | 0 | 0 | 0 | 0 | 0 | 0 | 0 | 0 | 0 | 0 | 0 | 0 | 0 | 0 | 0 | 0 | 0 | 0 | 0
indirect evap cooling for make-up air only, 65% effectiveness | 0 | 0 | 0 | 0 | 0 | 0 | 0 | 0 | 0 | 0 | 0 | 0 | 0 | 0 | 0 | 0 | 0 | 0 | 0
indirect evap cooling for make-up air only, 65% effectiveness | 0 | 0 | 0 | 0 | 0 | 0 | 0 | 0 | 0 | 0 | 0 | 0 | 0 | 0 | 0 | 0 | 0 | 0 | 0
indirect evap cooling for make-up air only, 65% effectiveness | 0 | 0 | 0 | 0 | 0 | 0 | 0 | 0 | 0 | 0 | 0 | 0 | 0 | 0 | 0 | 0 | 0 | 0 | 0
indirect evap cooling for make-up air only, 65% effectiveness | 0 | 0 | 0 | 0 | 0 | 0 | 0 | 0 | 0 | 0 | 0 | 0 | 0 | 0 | 0 | 0 | 0 | 0 | 0
indirect evap cooling for make-up air only, 65% effectiveness | 0 | 0 | 0 | 0 | 0 | 0 | 0 | 0 | 0 | 0 | 0 | 0 | 0 | 0 | 0 | 0 | 0 | 0 | 0
indirect evap cooling for make-up air only, 65% effectiveness | 0 | 0 | 0 | 0 | 0 | 0 | 0 | 0 | 0 | 0 | 0 | 0 | 0 | 0 | 0 | 0 | 0 | 0 | 0
indirect evap cooling for make-up air only, 65% effectiveness | 0 | 0 | 0 | 0 | 0 | 0 | 0 | 0 | 0 | 0 | 0 | 0 | 0 | 0 | 0 | 0 | 0 | 0 | 0
indirect evap cooling for make-up air only, 65% effectiveness | 0 | 0 | 0 | 0 | 0 | 0 | 0 | 0 | 0 | 0 | 0 | 0 | 0 | 0 | 0 | 0 | 0 | 0 | 0
indirect evap cooling for make-up air only, 65% effectiveness | 0 | 0 | 0 | 0 | 0 | 0 | 0 | 0 | 0 | 0 | 0 | 0 | 0 | 0 | 0 | 0 | 0 | 0 | 0
indirect evap cooling for make-up air only, 65% effectiveness | 0 | 0 | 0 | 0 | 0 | 0 | 0 | 0 | 0 | 0 | 0 | 0 | 0 | 0 | 0 | 0 | 0 | 0 | 0
indirect evap cooling for make-up air only, 65% effectiveness | 0 | 0 | 0 | 0 | 0 | 0 | 0 | 0 | 0 | 0 | 0 | 0 | 0 | 0 | 0 | 0 | 0 | 0 | 0
indirect evap cooling for make-up air only, 65% effectiveness | 0 | 0 | 0 | 0 | 0 | 0 | 0 | 0 | 0 | 0 | 0 | 0 | 0 | 0 | 0 | 0 | 0 | 0 | 0
indirect evap cooling for make-up air only, 65% effectiveness | 0 | 0 | 0 | 0 | 0 | 0 | 0 | 0 | 0 | 0 | 0 | 0 | 0 | 0 | 0 | 0 | 0 | 0 | 0
indirect evap cooling for make-up air only, 65% effectiveness | 0 | 0 | 0 | 0 | 0 | 0 | 0 | 0 | 0 | 0 | 0 | 0 | 0 | 0 | 0 | 0 | 0 | 0 | 0
indirect evap cooling for make-up air only, 65% effectiveness | 0 | 0 | 0 | 0 | 0 | 0 | 0 | 0 | 0 | 0 | 0 | 0 | 0 | 0 | 0 | 0 | 0 | 0 | 0
indirect evap cooling for make-up air only, 65% effectiveness | 0 | 0 | 0 | 0 | 0 | 0 | 0 | 0 | 0 | 0 | 0 | 0 | 0 | 0 | 0 | 0 | 0 | 0 | 0
indirect evap cooling for make-up air only, 65% effectiveness | 0 | 0 | 0 | 0 | 0 | 0 | 0 | 0 | 0 | 0 | 0 | 0 | 0 | 0 | 0 | 0 | 0 | 0 | 0
indirect evap cooling for make-up air only, 65% effectiveness | 0 | 0 | 0 | 0 | 0 | 0 | 0 | 0 | 0 | 0 | 0 | 0 | 0 | 0 | 0 | 0 | 0 | 0 | 0
indirect evap cooling for make-up air only, 65% effectiveness | 0 | 0 | 0 | 0 | 0 | 0 | 0 | 0 | 0 | 0 | 0 | 0 | 0 | 0 | 0 | 0 | 0 | 0 | 0
indirect evap cooling for make-up air only, 65% effectiveness | 0 | 0 | 0 | 0 | 0 | 0 | 0 | 0 | 0 | 0 | 0 | 0 | 0 | 0 | 0 | 0 | 0 | 0 | 0
indirect evap cooling for make-up air only, 65% effectiveness | 0 | 0 | 0 | 0 | 0 | 0 | 0 | 0 | 0 | 0 | 0 | 0 | 0 | 0 | 0 | 0 | 0 | 0 | 0
indirect evap cooling for make-up air only, 65% effectiveness | 0 | 0 | 0 | 0 | 0 | 0 | 0 | 0 | 0 | 0 | 0 | 0 | 0 | 0 | 0 | 0 | 0 | 0 | 0
indirect evap cooling for make-up air only, 65% effectiveness | 0 | 0 | 0 | 0 | 0 | 0 | 0 | 0 | 0 | 0 | 0 | 0 | 0 | 0 | 0 | 0 | 0 | 0 | 0
indirect evap cooling for make-up air only, 65% effectiveness | 0 | 0 | 0 | 0 | 0 | 0 | 0 | 0 | 0 | 0 | 0 | 0 | 0 | 0 | 0 | 0 | 0 | 0 | 0
indirect evap cooling for make-up air only, 65% effectiveness | 0 | 0 | 0 | 0 | 0 | 0 | 0 | 0 | 0 | 0 | 0 | 0 | 0 | 0 | 0 | 0 | 0 | 0 | 0
indirect evap cooling for make-up air only, 65% effectiveness | 0 | 0 | 0 | 0 | 0 | 0 | 0 | 0 | 0 | 0 | 0 | 0 | 0 | 0 | 0 | 0 | 0 | 0 | 0
indirect evap cooling for make-up air only, 65% effectiveness | 0 | 0 | 0 | 0 | 0 | 0 | 0 | 0 | 0 | 0 | 0 | 0 | 0 | 0 | 0 | 0 | 0 | 0 | 0
indirect evap cooling for make-up air only, 65% effectiveness | 0 | 0 | 0 | 0 | 0 | 0 | 0 | 0 | 0 | 0 | 0 | 0 | 0 | 0 | 0 | 0 | 0 | 0 | 0
indirect evap cooling for make-up air only, 65% effectiveness | 0 | 0 | 0 | 0 | 0 | 0 | 0 | 0 | 0 | 0 | 0 | 0 | 0 | 0 | 0 | 0 | 0 | 0 | 0
indirect evap cooling for make-up air only, 65% effectiveness | 0 | 0 | 0 | 0 | 0 | 0 | 0 | 0 | 0 | 0 | 0 | 0 | 0 | 0 | 0 | 0 | 0 | 0 | 0
indirect evap cooling for make-up air only, 65% effectiveness | 0 | 0 | 0 | 0 | 0 | 0 | 0 | 0 | 0 | 0 | 0 | 0 | 0 | 0 | 0 | 0 | 0 | 0 | 0
indirect evap cooling for make-up air only, 65% effectiveness | 0 | 0 | 0 | 0 | 0 | 0 | 0 | 0 | 0 | 0 | 0 | 0 | 0 | 0 | 0 | 0 | 0 | 0 | 0
indirect evap cooling for make-up air only, 65% effectiveness | 0 | 0 | 0 | 0 | 0 | 0 | 0 | 0 | 0 | 0 | 0 | 0 | 0 | 0 | 0 | 0 | 0 | 0 | 0
indirect evap cooling for make-up air only, 65% effectiveness | 0 | 0 | 0 | 0 | 0 | 0 | 0 | 0 | 0 | 0 | 0 | 0 | 0 | 0 | 0 | 0 | 0 | 0 | 0
indirect evap cooling for make-up air only, 65% effectiveness | 0 | 0 | 0 | 0 | 0 | 0 | 0 | 0 | 0 | 0 | 0 | 0 | 0 | 0 | 0 | 0 | 0 | 0 | 0
indirect evap cooling for make-up air only, 65% effectiveness | 0 | 0 | 0 | 0 | 0 | 0 | 0 | 0 | 0 | 0 | 0 | 0 | 0 | 0 | 0 | 0 | 0 | 0 | 0
indirect evap cooling for make-up air only, 65% effectiveness | 0 | 0 | 0 | 0 | 0 | 0 | 0 | 0 | 0 | 0 | 0 | 0 | 0 | 0 | 0 | 0 | 0 | 0 | 0
indirect evap cooling for make-up air only, 65% effectiveness | 0 | 0 | 0 | 0 | 0 | 0 | 0 | 0 | 0 | 0 | 0 | 0 | 0 | 0 | 0 | 0 | 0 | 0 | 0
indirect evap cooling for make-up air only, 65% effectiveness | 0 | 0 | 0 | 0 | 0 | 0 | 0 | 0 | 0 | 0 | 0 | 0 | 0 | 0 | 0 | 0 | 0 | 0 | 0
indirect evap cooling for make-up air only, 65% effectiveness | 0 | 0 | 0 | 0 | 0 | 0 | 0 | 0 | 0 | 0 | 0 | 0 | 0 | 0 | 0 | 0 | 0 | 0 | 0
indirect evap cooling for make-up air only, 65% effectiveness | 0 | 0 | 0 | 0 | 0 | 0 | 0 | 0 | 0 | 0 | 0 | 0 | 0 | 0 | 0 | 0 | 0 | 0 | 0
indirect evap cooling for make-up air only, 65% effectiveness | 0 | 0 | 0 | 0 | 0 | 0 | 0 | 0 | 0 | 0 | 0 | 0 | 0 | 0 | 0 | 0 | 0 | 0 | 0
indirect evap cooling for make-up air only, 65% effectiveness | 0 | 0 | 0 | 0 | 0 | 0 | 0 | 0 | 0 | 0 | 0 | 0 | 0 | 0 | 0 | 0 | 0 | 0 | 0
indirect evap cooling for make-up air only, 65% effectiveness | 0 | 0 | 0 | 0 | 0 | 0 | 0 | 0 | 0 | 0 | 0 | 0 | 0 | 0 | 0 | 0 | 0 | 0 | 0
indirect evap cooling for make-up air only, 65% effectiveness | 0 | 0 | 0 | 0 | 0 | 0 | 0 | 0 | 0 | 0 | 0 | 0 | 0 | 0 | 0 | 0 | 0 | 0 | 0
indirect evap cooling for make-up air only, 65% effectiveness | 0 | 0 | 0 | 0 | 0 | 0 | 0 | 0 | 0 | 0 | 0 | 0 | 0 | 0 | 0 | 0 | 0 | 0 | 0
indirect evap cooling for make-up air only, 65% effectiveness | 0 | 0 | 0 | 0 | 0 | 0 | 0 | 0 | 0 | 0 | 0 | 0 | 0 | 0 | 0 | 0 | 0 | 0 | 0
indirect evap cooling for make-up air only, 65% effectiveness | 0 | 0 | 0 | 0 | 0 | 0 | 0 | 0 | 0 | 0 | 0 | 0 | 0 | 0 | 0 | 0 | 0 | 0 | 0
indirect evap cooling for make-up air only, 65% effectiveness | 0 | 0 | 0 | 0 | 0 | 0 | 0 | 0 | 0 | 0 | 0 | 0 | 0 | 0 | 0 | 0 | 0 | 0 | 0
indirect evap cooling for make-up air only, 65% effectiveness | 0 | 0 | 0 | 0 | 0 | 0 | 0 | 0 | 0 | 0 | 0 | 0 | 0 | 0 | 0 | 0 | 0 | 0 | 0
indirect evap cooling for make-up air only, 65% effectiveness | 0 | 0 | 0 | 0 | 0 | 0 | 0 | 0 | 0 | 0 | 0 | 0 | 0 | 0 | 0 | 0 | 0 | 0 | 0
indirect evap cooling for make-up air only, 65% effectiveness | 0 | 0 | 0 | 0 | 0 | 0 | 0 | 0 | 0 | 0 | 0 | 0 | 0 | 0 | 0 | 0 | 0 | 0 | 0
indirect evap cooling for make-up air only, 65% effectiveness | 0 | 0 | 0 | 0 | 0 | 0 | 0 | 0 | 0 | 0 | 0 | 0 | 0 | 0 | 0 | 0 | 0 | 0 | 0
indirect evap cooling for make-up air only, 65% effectiveness | 0 | 0 | 0 | 0 | 0 | 0 | 0 | 0 | 0 | 0 | 0 | 0 | 0 | 0 | 0 | 0 | 0 | 0 | 0
indirect evap cooling for make-up air only, 65% effectiveness | 0 | 0 | 0 | 0 | 0 | 0 | 0 | 0 | 0 | 0 | 0 | 0 | 0 | 0 | 0 | 0 | 0 | 0 | 0
indirect evap cooling for make-up air only, 65% effectiveness | 0 | 0 | 0 | 0 | 0 | 0 | 0 | 0 | 0 | 0 | 0 | 0 | 0 | 0 | 0 | 0 | 0 | 0 | 0
indirect evap cooling for make-up air only, 65% effectiveness | 0 | 0 | 0 | 0 | 0 | 0 | 0 | 0 | 0 | 0 | 0 | 0 | 0 | 0 | 0 | 0 | 0 | 0 | 0
indirect evap cooling for make-up air only, 65% effectiveness | 0 | 0 | 0 | 0 | 0 | 0 | 0 | 0 | 0 | 0 | 0 | 0 | 0 | 0 | 0 | 0 | 0 | 0 | 0
indirect evap cooling for make-up air only, 65% effectiveness | 0 | 0 | 0 | 0 | 0 | 0 | 0 | 0 | 0 | 0 | 0 | 0 | 0 | 0 | 0 | 0 | 0 | 0 | 0
indirect evap cooling for make-up air only, 65% effectiveness | 0 | 0 | 0 | 0 | 0 | 0 | 0 | 0 | 0 | 0 | 0 | 0 | 0 | 0 | 0 | 0 | 0 | 0 | 0
indirect evap cooling for make-up air only, 65% effectiveness | 0 | 0 | 0 | 0 | 0 | 0 | 0 | 0 | 0 | 0 | 0 | 0 | 0 | 0 | 0 | 0 | 0 | 0 | 0
indirect evap cooling for make-up air only, 65% effectiveness | 0 | 0 | 0 | 0 | 0 | 0 | 0 | 0 | 0 | 0 | 0 | 0 | 0 | 0 | 0 | 0 | 0 | 0 | 0
indirect evap cooling for make-up air only, 65% effectiveness | 0 | 0 | 0 | 0 | 0 | 0 | 0 | 0 | 0 | 0 | 0 | 0 | 0 | 0 | 0 | 0 | 0 | 0 | 0
indirect evap cooling for make-up air only, 65% effectiveness | 0 | 0 | 0 | 0 | 0 | 0 | 0 | 0 | 0 | 0 | 0 | 0 | 0 | 0 | 0 | 0 | 0 | 0 | 0
indirect evap cooling for make-up air only, 65% effectiveness | 0 | 0 | 0 | 0 | 0 | 0 | 0 | 0 | 0 | 0 | 0 | 0 | 0 | 0 | 0 | 0 | 0 | 0 | 0
indirect evap cooling for make-up air only, 65% effectiveness | 0 | 0 | 0 | 0 | 0 | 0 | 0 | 0 | 0 | 0 | 0 | 0 | 0 | 0 | 0 | 0 | 0 | 0 | 0
indirect evap cooling for make-up air only, 65% effectiveness | 0 | 0 | 0 | 0 | 0 | 0 | 0 | 0 | 0 | 0 | 0 | 0 | 0 | 0 | 0 | 0 | 0 | 0 | 0
indirect evap cooling for make-up air only, 65% effectiveness | 0 | 0 | 0 | 0 | 0 | 0 | 0 | 0 | 0 | 0 | 0 | 0 | 0 | 0 | 0 | 0 | 0 | 0 | 0
indirect evap cooling for make-up air only, 65% effectiveness | 0 | 0 | 0 | 0 | 0 | 0 | 0 | 0 | 0 | 0 | 0 | 0 | 0 | 0 | 0 | 0 | 0 | 0 | 0
indirect evap cooling for make-up air only, 65% effectiveness | 0 | 0 | 0 | 0 | 0 | 0 | 0 | 0 | 0 | 0 | 0 | 0 | 0 | 0 | 0 | 0 | 0 | 0 | 0
indirect evap cooling for make-up air only, 65% effectiveness | 0 | 0 | 0 | 0 | 0 | 0 | 0 | 0 | 0 | 0 | 0 | 0 | 0 | 0 | 0 | 0 | 0 | 0 | 0
indirect evap cooling for make-up air only, 65% effectiveness | 0 | 0 | 0 | 0 | 0 | 0 | 0 | 0 | 0 | 0 | 0 | 0 | 0 | 0 | 0 | 0 | 0 | 0 | 0
indirect evap cooling for make-up air only, 65% effectiveness | 0 | 0 | 0 | 0 | 0 | 0 | 0 | 0 | 0 | 0 | 0 | 0 | 0 | 0 | 0 | 0 | 0 | 0 | 0
indirect evap cooling for make-up air only, 65% effectiveness | 0 | 0 | 0 | 0 | 0 | 0 | 0 | 0 | 0 | 0 | 0 | 0 | 0 | 0 | 0 | 0 | 0 | 0 | 0
indirect evap cooling for make-up air only, 65% effectiveness | 0 | 0 | 0 | 0 | 0 | 0 | 0 | 0 | 0 | 0 | 0 | 0 | 0 | 0 | 0 | 0 | 0 | 0 | 0
indirect evap cooling for make-up air only, 65% effectiveness | 0 | 0 | 0 | 0 | 0 | 0 | 0 | 0 | 0 | 0 | 0 | 0 | 0 | 0 | 0 | 0 | 0 | 0 | 0
MCE Commercial Custom measure Program | 13.608 | 7.0081 | 13.608 | 680400 | 10206000 | 35437.5 | 531562.5 | 0.0835 | 0.67012 | -0.003707 | -0.02975 | 0.073859 | 0.59274 | -0.013348 | -0.10713 | 2.4743 | 2.1143 | 0.97423 | 0.91303
0 | 0 | 0 | 0 | 0 | 0 | 0 | 0 | 0 | 0 | 0 | 0 | 0 | 0 | 0 | 0 | 0 | 0 | 0 | 0
Water Heating Boiler/ Water Heating Storage Water Heater: PGECODHW103 - Large Gas Storage Water Heater>75 kBtuh, ³90% TE, Rev # 5 | 0 | 0 | 0 | 0 | 0 | 2.8601 | 42.9017 | 0 | 1.2627 | 0 | 0.43569 | 0 | 1.269 | 0 | 0.44203 | 20.052 | 22.1752 | 1.4877 | 1.4984
Water Heating Boiler: High Efficiency DHW Boiler (>75 MBTU/h) PGECODHW124 | 0 | 0 | 0 | 0 | 0 | 0 | 0 | 0 | 0 | 0 | 0 | 0 | 0 | 0 | 0 | 0 | 0 | 0 | 0
Agricultural/ Industrial - Refrigeration Ice machine: PGECOFST108 - Commercial Ice Machines, Rev # 4 - F200 - Commercial Ice Machines 101-300lbs/day | 0.12296 | 0.11558 | 0.12296 | 1075.8825 | 10758.825 | 0 | 0 | 0.043442 | 0 | -0.045957 | 0 | 0.053037 | 0 | -0.036361 | 0 | 1.4335 | 1.5853 | 0.75763 | 0.79802
Agricultural/ Industrial - Refrigeration Ice machine: PGECOFST108 - Commercial Ice Machines, Rev # 4 - F201 - Commercial Ice Machines 301-500lbs/day | 0.17107 | 0.16081 | 0.17107 | 1492.8705 | 14928.705 | 0 | 0 | 0.080898 | 0 | -0.0085141 | 0 | 0.08691 | 0 | -0.0025029 | 0 | 2.2885 | 2.5308 | 0.94406 | 0.98288
Agricultural/ Industrial - Refrigeration Ice machine: PGECOFST108 - Commercial Ice Machines, Rev # 4 - F202 - Commercial Ice Machines 501-1000lbs/day | 0.27532 | 0.2588 | 0.27532 | 2415.0555 | 24150.555 | 0 | 0 | 0.10731 | 0 | 0.017924 | 0 | 0.11079 | 0 | 0.021402 | 0 | 3.9538 | 4.3724 | 1.1426 | 1.1751
Agricultural/ Industrial - Refrigeration Ice machine: PGECOFST108 - Commercial Ice Machines, Rev # 4 - F203 - Commercial Ice Machines 1001-1500lbs/day | 0.39694 | 0.37312 | 0.39694 | 3476.2365 | 34762.365 | 0 | 0 | 0.08395 | 0 | -0.0054441 | 0 | 0.089666 | 0 | 0.00027214 | 0 | 2.4061 | 2.6609 | 0.96349 | 1.0019
Agricultural/ Industrial - Refrigeration Ice machine: PGECOFST108 - Commercial Ice Machines, Rev # 4 - F204 - Commercial Ice Machines >1500lbs/day | 0.55598 | 0.52262 | 0.55598 | 4866.1965 | 48661.965 | 0 | 0 | 0.075665 | 0 | -0.013733 | 0 | 0.082175 | 0 | -0.0072226 | 0 | 2.1128 | 2.3365 | 0.91275 | 0.95213
Appliance Refrigerator: commercial reach-in refrigerators and freezers PGECOFST123, Rev # 1 - F171 - <15 cubic feet Glass-Door Reach-In Refrigerator | 0.098901 | 0.073187 | 0.098901 | 966.2895 | 11595.474 | 0 | 0 | 0.099667 | 0 | 0.016761 | 0 | 0.10288 | 0 | 0.019974 | 0 | 3.9698 | 4.3901 | 1.1439 | 1.1764
Appliance Refrigerator: commercial reach-in refrigerators and freezers PGECOFST123, Rev # 1 - F172 - 15-29 cubic feet Glass-Door Reach-In Refrigerator | 0.074358 | 0.055025 | 0.074358 | 722.8035 | 8673.642 | 0 | 0 | -0.17327 | 0 | -0.25591 | 0 | -0.14397 | 0 | -0.22661 | 0 | 0.43387 | 0.47981 | 0.34163 | 0.36949
Appliance Refrigerator: commercial reach-in refrigerators and freezers PGECOFST123, Rev # 1 - F173 - 30-49 cubic feet Glass-Door Reach-In Refrigerator | 0.086387 | 0.063926 | 0.086386 | 847.4625 | 10169.55 | 0 | 0 | -0.19248 | 0 | -0.27507 | 0 | -0.16134 | 0 | -0.24394 | 0 | 0.40813 | 0.45134 | 0.32547 | 0.35237
Appliance Refrigerator: commercial reach-in refrigerators and freezers PGECOFST123, Rev # 1 - F174 - ³ 50 cubic feet Glass-Door Reach-In Refrigerator | 0.10498 | 0.077682 | 0.10498 | 1021.329 | 12255.948 | 0 | 0 | -0.25563 | 0 | -0.33826 | 0 | -0.21844 | 0 | -0.30107 | 0 | 0.34187 | 0.37807 | 0.2819 | 0.30606
Appliance Refrigerator: commercial reach-in refrigerators and freezers PGECOFST123, Rev # 1 - F175 - <15 cubic feet Glass-Door Reach-In Freezer | 0.19027 | 0.1408 | 0.19027 | 1851.2955 | 22215.546 | 0 | 0 | 0.12926 | 0 | 0.04663 | 0 | 0.1296 | 0 | 0.046967 | 0 | 37.6712 | 41.6599 | 1.5412 | 1.5473
Appliance Refrigerator: commercial reach-in refrigerators and freezers PGECOFST123, Rev # 1 - F176 - 15-29 cubic feet Glass-Door Reach-In Freezer | 0.27666 | 0.20473 | 0.27666 | 2686.365 | 32236.38 | 0 | 0 | 0.11882 | 0 | 0.035885 | 0 | 0.1202 | 0 | 0.037269 | 0 | 9.2209 | 10.1972 | 1.3685 | 1.3882
Appliance Refrigerator: commercial reach-in refrigerators and freezers PGECOFST123, Rev # 1 - F177 - 30-49 cubic feet Glass-Door Reach-In Freezer | 0.63216 | 0.4678 | 0.63216 | 6146.5635 | 73758.762 | 0 | 0 | 0.12235 | 0 | 0.039426 | 0 | 0.1234 | 0 | 0.040471 | 0 | 12.2166 | 13.5101 | 1.4202 | 1.4361
Appliance Refrigerator: commercial reach-in refrigerators and freezers PGECOFST123, Rev # 1 - F178 - ³ 50 cubic feet Glass-Door Reach-In Freezer | 1.1133 | 0.82385 | 1.1133 | 10829.6595 | 129955.914 | 0 | 0 | 0.10727 | 0 | 0.02434 | 0 | 0.10976 | 0 | 0.026829 | 0 | 5.1267 | 5.6695 | 1.2235 | 1.2521
Appliance Refrigerator: commercial reach-in refrigerators and freezers PGECOFST123, Rev # 1 - F179 - <15 cubic feet Solid-Door Reach-In Freezer | 0.081527 | 0.06033 | 0.081527 | 795.2175 | 9542.61 | 0 | 0 | 0.031841 | 0 | -0.051073 | 0 | 0.041549 | 0 | -0.041365 | 0 | 1.314 | 1.4531 | 0.7229 | 0.76309
Appliance Refrigerator: commercial reach-in refrigerators and freezers PGECOFST123, Rev # 1 - F180 - 15-29 cubic feet Solid-Door Reach-In Freezer | 0.097322 | 0.072018 | 0.097321 | 950.2515 | 11403.018 | 0 | 0 | -0.23464 | 0 | -0.31725 | 0 | -0.19946 | 0 | -0.28208 | 0 | 0.36135 | 0.39962 | 0.29502 | 0.32003
Appliance Refrigerator: commercial reach-in refrigerators and freezers PGECOFST123, Rev # 1 - F181 - 30-49 cubic feet Solid-Door Reach-In Freezer | 0.23292 | 0.17236 | 0.23292 | 2267.919 | 27215.028 | 0 | 0 | -0.043012 | 0 | -0.12564 | 0 | -0.026181 | 0 | -0.10881 | 0 | 0.75533 | 0.8353 | 0.51382 | 0.54961
Appliance Refrigerator: commercial reach-in refrigerators and freezers PGECOFST123, Rev # 1 - F182 - ³ 50 cubic feet Solid-Door Reach-In Freezer | 0.62548 | 0.46286 | 0.62548 | 6083.748 | 73004.976 | 0 | 0 | 0.032002 | 0 | -0.050925 | 0 | 0.041697 | 0 | -0.04123 | 0 | 1.316 | 1.4554 | 0.72351 | 0.76371
Appliance Refrigerator: commercial reach-in refrigerators and freezers PGECOFST123, Rev # 1 - F183 - <15 cubic feet Solid-Door Reach-In Refrigerator | 0.030618 | 0.022657 | 0.030618 | 295.245 | 3542.94 | 0 | 0 | -0.81439 | 0 | -0.89707 | 0 | -0.7237 | 0 | -0.80637 | 0 | 0.14025 | 0.1551 | 0.12899 | 0.14145
Appliance Refrigerator: commercial reach-in refrigerators and freezers PGECOFST123, Rev # 1 - F184 - 15-29 cubic feet Solid-Door Reach-In Refrigerator | 0.055768 | 0.041269 | 0.055768 | 539.0955 | 6469.146 | 0 | 0 | -0.53736 | 0 | -0.62002 | 0 | -0.47319 | 0 | -0.55585 | 0 | 0.1982 | 0.21919 | 0.17644 | 0.19288
Appliance Refrigerator: commercial reach-in refrigerators and freezers PGECOFST123, Rev # 1 - F185 - 30-49 cubic feet Solid-Door Reach-In Refrigerator | 0.096228 | 0.071209 | 0.096228 | 933.849 | 11206.188 | 0 | 0 | -0.40711 | 0 | -0.48975 | 0 | -0.35542 | 0 | -0.43806 | 0 | 0.24598 | 0.27202 | 0.21332 | 0.23264
Appliance Refrigerator: commercial reach-in refrigerators and freezers PGECOFST123, Rev # 1 - F186 - ³ 50 cubic feet Solid-Door Reach-In Refrigerator | 0.14325 | 0.106 | 0.14325 | 1398.5865 | 16783.038 | 0 | 0 | -0.36592 | 0 | -0.44854 | 0 | -0.31818 | 0 | -0.40079 | 0 | 0.26622 | 0.29441 | 0.22839 | 0.24882
Refrigeration Controls ASH: PGECOREF108 - Anti-Sweat Heat (ASH) Controls, Rev # 4 - HB31 - Freezer ASH Controls | 0 | 0 | 0 | 0 | 0 | 0 | 0 | 0 | 0 | 0 | 0 | 0 | 0 | 0 | 0 | 0 | 0 | 0 | 0
Refrigeration Controls ASH: PGECOREF108 - Anti-Sweat Heat (ASH) Controls, Rev # 4 - HB31 - Freezer ASH Controls | 0 | 0 | 0 | 0 | 0 | 0 | 0 | 0 | 0 | 0 | 0 | 0 | 0 | 0 | 0 | 0 | 0 | 0 | 0
Refrigeration Controls ASH: PGECOREF108 - Anti-Sweat Heat (ASH) Controls, Rev # 4 - R7 - Cooler ASH Controls | 0 | 0 | 0 | 0 | 0 | 0 | 0 | 0 | 0 | 0 | 0 | 0 | 0 | 0 | 0 | 0 | 0 | 0 | 0
Refrigeration Controls ASH: PGECOREF108 - Anti-Sweat Heat (ASH) Controls, Rev # 4 - R7 - Cooler ASH Controls | 0 | 0 | 0 | 0 | 0 | 0 | 0 | 0 | 0 | 0 | 0 | 0 | 0 | 0 | 0 | 0 | 0 | 0 | 0
Commercial/ Industrial - Refrigeration Door Closer: PGECOREF110 - Refrigerated Storage Auto Closer, Rev # 4 - R79/ R80 - Main Cooler Auto Closer/ Main Freezer Auto Closer | 0 | 0 | 0 | 0 | 0 | 0 | 0 | 0 | 0 | 0 | 0 | 0 | 0 | 0 | 0 | 0 | 0 | 0 | 0
Commercial/ Industrial - Refrigeration Door Closer: PGECOREF110 - Refrigerated Storage Auto Closer, Rev # 4 - R79/ R80 - Main Cooler Auto Closer/ Main Freezer Auto Closer | 0 | 0 | 0 | 0 | 0 | 0 | 0 | 0 | 0 | 0 | 0 | 0 | 0 | 0 | 0 | 0 | 0 | 0 | 0
0 | 0 | 0 | 0 | 0 | 0 | 0 | 0 | 0 | 0 | 0 | 0 | 0 | 0 | 0 | 0 | 0 | 0 | 0 | 0
0 | 0 | 0 | 0 | 0 | 0 | 0 | 0 | 0 | 0 | 0 | 0 | 0 | 0 | 0 | 0 | 0 | 0 | 0 | 0
0 | 0 | 0 | 0 | 0 | 0 | 0 | 0 | 0 | 0 | 0 | 0 | 0 | 0 | 0 | 0 | 0 | 0 | 0 | 0
#REF! | 0 | 0 | 0 | 0 | 0 | 0 | 0 | 0 | 0 | 0 | 0 | 0 | 0 | 0 | 0 | 0 | 0 | 0 | 0
0 | 0 | 0 | 0 | 0 | 0 | 0 | 0 | 0 | 0 | 0 | 0 | 0 | 0 | 0 | 0 | 0 | 0 | 0 | 0
0 | 0 | 0 | 0 | 0 | 0 | 0 | 0 | 0 | 0 | 0 | 0 | 0 | 0 | 0 | 0 | 0 | 0 | 0 | 0
0 | 0 | 0 | 0 | 0 | 0 | 0 | 0 | 0 | 0 | 0 | 0 | 0 | 0 | 0 | 0 | 0 | 0 | 0 | 0
0 | 0 | 0 | 0 | 0 | 0 | 0 | 0 | 0 | 0 | 0 | 0 | 0 | 0 | 0 | 0 | 0 | 0 | 0 | 0
0 | 0 | 0 | 0 | 0 | 0 | 0 | 0 | 0 | 0 | 0 | 0 | 0 | 0 | 0 | 0 | 0 | 0 | 0 | 0
0 | 0 | 0 | 0 | 0 | 0 | 0 | 0 | 0 | 0 | 0 | 0 | 0 | 0 | 0 | 0 | 0 | 0 | 0 | 0
0 | 0 | 0 | 0 | 0 | 0 | 0 | 0 | 0 | 0 | 0 | 0 | 0 | 0 | 0 | 0 | 0 | 0 | 0 | 0
0 | 0 | 0 | 0 | 0 | 0 | 0 | 0 | 0 | 0 | 0 | 0 | 0 | 0 | 0 | 0 | 0 | 0 | 0 | 0
0 | 0 | 0 | 0 | 0 | 0 | 0 | 0 | 0 | 0 | 0 | 0 | 0 | 0 | 0 | 0 | 0 | 0 | 0 | 0
0 | 0 | 0 | 0 | 0 | 0 | 0 | 0 | 0 | 0 | 0 | 0 | 0 | 0 | 0 | 0 | 0 | 0 | 0 | 0
0 | 0 | 0 | 0 | 0 | 0 | 0 | 0 | 0 | 0 | 0 | 0 | 0 | 0 | 0 | 0 | 0 | 0 | 0 | 0
0 | 0 | 0 | 0 | 0 | 0 | 0 | 0 | 0 | 0 | 0 | 0 | 0 | 0 | 0 | 0 | 0 | 0 | 0 | 0
0 | 0 | 0 | 0 | 0 | 0 | 0 | 0 | 0 | 0 | 0 | 0 | 0 | 0 | 0 | 0 | 0 | 0 | 0 | 0
0 | 0 | 0 | 0 | 0 | 0 | 0 | 0 | 0 | 0 | 0 | 0 | 0 | 0 | 0 | 0 | 0 | 0 | 0 | 0
0 | 0 | 0 | 0 | 0 | 0 | 0 | 0 | 0 | 0 | 0 | 0 | 0 | 0 | 0 | 0 | 0 | 0 | 0 | 0
0 | 0 | 0 | 0 | 0 | 0 | 0 | 0 | 0 | 0 | 0 | 0 | 0 | 0 | 0 | 0 | 0 | 0 | 0 | 0
0 | 0 | 0 | 0 | 0 | 0 | 0 | 0 | 0 | 0 | 0 | 0 | 0 | 0 | 0 | 0 | 0 | 0 | 0 | 0
0 | 0 | 0 | 0 | 0 | 0 | 0 | 0 | 0 | 0 | 0 | 0 | 0 | 0 | 0 | 0 | 0 | 0 | 0 | 0
0 | 0 | 0 | 0 | 0 | 0 | 0 | 0 | 0 | 0 | 0 | 0 | 0 | 0 | 0 | 0 | 0 | 0 | 0 | 0
0 | 0 | 0 | 0 | 0 | 0 | 0 | 0 | 0 | 0 | 0 | 0 | 0 | 0 | 0 | 0 | 0 | 0 | 0 | 0
0 | 0 | 0 | 0 | 0 | 0 | 0 | 0 | 0 | 0 | 0 | 0 | 0 | 0 | 0 | 0 | 0 | 0 | 0 | 0
0 | 0 | 0 | 0 | 0 | 0 | 0 | 0 | 0 | 0 | 0 | 0 | 0 | 0 | 0 | 0 | 0 | 0 | 0 | 0
0 | 0 | 0 | 0 | 0 | 0 | 0 | 0 | 0 | 0 | 0 | 0 | 0 | 0 | 0 | 0 | 0 | 0 | 0 | 0
0 | 0 | 0 | 0 | 0 | 0 | 0 | 0 | 0 | 0 | 0 | 0 | 0 | 0 | 0 | 0 | 0 | 0 | 0 | 0
0 | 0 | 0 | 0 | 0 | 0 | 0 | 0 | 0 | 0 | 0 | 0 | 0 | 0 | 0 | 0 | 0 | 0 | 0 | 0
0 | 0 | 0 | 0 | 0 | 0 | 0 | 0 | 0 | 0 | 0 | 0 | 0 | 0 | 0 | 0 | 0 | 0 | 0 | 0
0 | 0 | 0 | 0 | 0 | 0 | 0 | 0 | 0 | 0 | 0 | 0 | 0 | 0 | 0 | 0 | 0 | 0 | 0 | 0
0 | 0 | 0 | 0 | 0 | 0 | 0 | 0 | 0 | 0 | 0 | 0 | 0 | 0 | 0 | 0 | 0 | 0 | 0 | 0
0 | 0 | 0 | 0 | 0 | 0 | 0 | 0 | 0 | 0 | 0 | 0 | 0 | 0 | 0 | 0 | 0 | 0 | 0 | 0
0 | 0 | 0 | 0 | 0 | 0 | 0 | 0 | 0 | 0 | 0 | 0 | 0 | 0 | 0 | 0 | 0 | 0 | 0 | 0
0 | 0 | 0 | 0 | 0 | 0 | 0 | 0 | 0 | 0 | 0 | 0 | 0 | 0 | 0 | 0 | 0 | 0 | 0 | 0
0 | 0 | 0 | 0 | 0 | 0 | 0 | 0 | 0 | 0 | 0 | 0 | 0 | 0 | 0 | 0 | 0 | 0 | 0 | 0
0 | 0 | 0 | 0 | 0 | 0 | 0 | 0 | 0 | 0 | 0 | 0 | 0 | 0 | 0 | 0 | 0 | 0 | 0 | 0
0 | 0 | 0 | 0 | 0 | 0 | 0 | 0 | 0 | 0 | 0 | 0 | 0 | 0 | 0 | 0 | 0 | 0 | 0 | 0
0 | 0 | 0 | 0 | 0 | 0 | 0 | 0 | 0 | 0 | 0 | 0 | 0 | 0 | 0 | 0 | 0 | 0 | 0 | 0
0 | 0 | 0 | 0 | 0 | 0 | 0 | 0 | 0 | 0 | 0 | 0 | 0 | 0 | 0 | 0 | 0 | 0 | 0 | 0
0 | 0 | 0 | 0 | 0 | 0 | 0 | 0 | 0 | 0 | 0 | 0 | 0 | 0 | 0 | 0 | 0 | 0 | 0 | 0
0 | 0 | 0 | 0 | 0 | 0 | 0 | 0 | 0 | 0 | 0 | 0 | 0 | 0 | 0 | 0 | 0 | 0 | 0 | 0
0 | 0 | 0 | 0 | 0 | 0 | 0 | 0 | 0 | 0 | 0 | 0 | 0 | 0 | 0 | 0 | 0 | 0 | 0 | 0
0 | 0 | 0 | 0 | 0 | 0 | 0 | 0 | 0 | 0 | 0 | 0 | 0 | 0 | 0 | 0 | 0 | 0 | 0 | 0
0 | 0 | 0 | 0 | 0 | 0 | 0 | 0 | 0 | 0 | 0 | 0 | 0 | 0 | 0 | 0 | 0 | 0 | 0 | 0
0 | 0 | 0 | 0 | 0 | 0 | 0 | 0 | 0 | 0 | 0 | 0 | 0 | 0 | 0 | 0 | 0 | 0 | 0 | 0
0 | 0 | 0 | 0 | 0 | 0 | 0 | 0 | 0 | 0 | 0 | 0 | 0 | 0 | 0 | 0 | 0 | 0 | 0 | 0
0 | 0 | 0 | 0 | 0 | 0 | 0 | 0 | 0 | 0 | 0 | 0 | 0 | 0 | 0 | 0 | 0 | 0 | 0 | 0
0 | 0 | 0 | 0 | 0 | 0 | 0 | 0 | 0 | 0 | 0 | 0 | 0 | 0 | 0 | 0 | 0 | 0 | 0 | 0
0 | 0 | 0 | 0 | 0 | 0 | 0 | 0 | 0 | 0 | 0 | 0 | 0 | 0 | 0 | 0 | 0 | 0 | 0 | 0
0 | 0 | 0 | 0 | 0 | 0 | 0 | 0 | 0 | 0 | 0 | 0 | 0 | 0 | 0 | 0 | 0 | 0 | 0 | 0
0 | 0 | 0 | 0 | 0 | 0 | 0 | 0 | 0 | 0 | 0 | 0 | 0 | 0 | 0 | 0 | 0 | 0 | 0 | 0
0 | 0 | 0 | 0 | 0 | 0 | 0 | 0 | 0 | 0 | 0 | 0 | 0 | 0 | 0 | 0 | 0 | 0 | 0 | 0
0 | 0 | 0 | 0 | 0 | 0 | 0 | 0 | 0 | 0 | 0 | 0 | 0 | 0 | 0 | 0 | 0 | 0 | 0 | 0
0 | 0 | 0 | 0 | 0 | 0 | 0 | 0 | 0 | 0 | 0 | 0 | 0 | 0 | 0 | 0 | 0 | 0 | 0 | 0
0 | 0 | 0 | 0 | 0 | 0 | 0 | 0 | 0 | 0 | 0 | 0 | 0 | 0 | 0 | 0 | 0 | 0 | 0 | 0
0 | 0 | 0 | 0 | 0 | 0 | 0 | 0 | 0 | 0 | 0 | 0 | 0 | 0 | 0 | 0 | 0 | 0 | 0 | 0
0 | 0 | 0 | 0 | 0 | 0 | 0 | 0 | 0 | 0 | 0 | 0 | 0 | 0 | 0 | 0 | 0 | 0 | 0 | 0
0 | 0 | 0 | 0 | 0 | 0 | 0 | 0 | 0 | 0 | 0 | 0 | 0 | 0 | 0 | 0 | 0 | 0 | 0 | 0
0 | 0 | 0 | 0 | 0 | 0 | 0 | 0 | 0 | 0 | 0 | 0 | 0 | 0 | 0 | 0 | 0 | 0 | 0 | 0
0 | 0 | 0 | 0 | 0 | 0 | 0 | 0 | 0 | 0 | 0 | 0 | 0 | 0 | 0 | 0 | 0 | 0 | 0 | 0
0 | 0 | 0 | 0 | 0 | 0 | 0 | 0 | 0 | 0 | 0 | 0 | 0 | 0 | 0 | 0 | 0 | 0 | 0 | 0
0 | 0 | 0 | 0 | 0 | 0 | 0 | 0 | 0 | 0 | 0 | 0 | 0 | 0 | 0 | 0 | 0 | 0 | 0 | 0
0 | 0 | 0 | 0 | 0 | 0 | 0 | 0 | 0 | 0 | 0 | 0 | 0 | 0 | 0 | 0 | 0 | 0 | 0 | 0
0 | 0 | 0 | 0 | 0 | 0 | 0 | 0 | 0 | 0 | 0 | 0 | 0 | 0 | 0 | 0 | 0 | 0 | 0 | 0
0 | 0 | 0 | 0 | 0 | 0 | 0 | 0 | 0 | 0 | 0 | 0 | 0 | 0 | 0 | 0 | 0 | 0 | 0 | 0
0 | 0 | 0 | 0 | 0 | 0 | 0 | 0 | 0 | 0 | 0 | 0 | 0 | 0 | 0 | 0 | 0 | 0 | 0 | 0
0 | 0 | 0 | 0 | 0 | 0 | 0 | 0 | 0 | 0 | 0 | 0 | 0 | 0 | 0 | 0 | 0 | 0 | 0 | 0
0 | 0 | 0 | 0 | 0 | 0 | 0 | 0 | 0 | 0 | 0 | 0 | 0 | 0 | 0 | 0 | 0 | 0 | 0 | 0
0 | 0 | 0 | 0 | 0 | 0 | 0 | 0 | 0 | 0 | 0 | 0 | 0 | 0 | 0 | 0 | 0 | 0 | 0 | 0
0 | 0 | 0 | 0 | 0 | 0 | 0 | 0 | 0 | 0 | 0 | 0 | 0 | 0 | 0 | 0 | 0 | 0 | 0 | 0
0 | 0 | 0 | 0 | 0 | 0 | 0 | 0 | 0 | 0 | 0 | 0 | 0 | 0 | 0 | 0 | 0 | 0 | 0 | 0
0 | 0 | 0 | 0 | 0 | 0 | 0 | 0 | 0 | 0 | 0 | 0 | 0 | 0 | 0 | 0 | 0 | 0 | 0 | 0
0 | 0 | 0 | 0 | 0 | 0 | 0 | 0 | 0 | 0 | 0 | 0 | 0 | 0 | 0 | 0 | 0 | 0 | 0 | 0
0 | 0 | 0 | 0 | 0 | 0 | 0 | 0 | 0 | 0 | 0 | 0 | 0 | 0 | 0 | 0 | 0 | 0 | 0 | 0
0 | 0 | 0 | 0 | 0 | 0 | 0 | 0 | 0 | 0 | 0 | 0 | 0 | 0 | 0 | 0 | 0 | 0 | 0 | 0
0 | 0 | 0 | 0 | 0 | 0 | 0 | 0 | 0 | 0 | 0 | 0 | 0 | 0 | 0 | 0 | 0 | 0 | 0 | 0
0 | 0 | 0 | 0 | 0 | 0 | 0 | 0 | 0 | 0 | 0 | 0 | 0 | 0 | 0 | 0 | 0 | 0 | 0 | 0
0 | 0 | 0 | 0 | 0 | 0 | 0 | 0 | 0 | 0 | 0 | 0 | 0 | 0 | 0 | 0 | 0 | 0 | 0 | 0
0 | 0 | 0 | 0 | 0 | 0 | 0 | 0 | 0 | 0 | 0 | 0 | 0 | 0 | 0 | 0 | 0 | 0 | 0 | 0
0 | 0 | 0 | 0 | 0 | 0 | 0 | 0 | 0 | 0 | 0 | 0 | 0 | 0 | 0 | 0 | 0 | 0 | 0 | 0
0 | 0 | 0 | 0 | 0 | 0 | 0 | 0 | 0 | 0 | 0 | 0 | 0 | 0 | 0 | 0 | 0 | 0 | 0 | 0
0 | 0 | 0 | 0 | 0 | 0 | 0 | 0 | 0 | 0 | 0 | 0 | 0 | 0 | 0 | 0 | 0 | 0 | 0 | 0
0 | 0 | 0 | 0 | 0 | 0 | 0 | 0 | 0 | 0 | 0 | 0 | 0 | 0 | 0 | 0 | 0 | 0 | 0 | 0
0 | 0 | 0 | 0 | 0 | 0 | 0 | 0 | 0 | 0 | 0 | 0 | 0 | 0 | 0 | 0 | 0 | 0 | 0 | 0
0 | 0 | 0 | 0 | 0 | 0 | 0 | 0 | 0 | 0 | 0 | 0 | 0 | 0 | 0 | 0 | 0 | 0 | 0 | 0
0 | 0 | 0 | 0 | 0 | 0 | 0 | 0 | 0 | 0 | 0 | 0 | 0 | 0 | 0 | 0 | 0 | 0 | 0 | 0
0 | 0 | 0 | 0 | 0 | 0 | 0 | 0 | 0 | 0 | 0 | 0 | 0 | 0 | 0 | 0 | 0 | 0 | 0 | 0
0 | 0 | 0 | 0 | 0 | 0 | 0 | 0 | 0 | 0 | 0 | 0 | 0 | 0 | 0 | 0 | 0 | 0 | 0 | 0
0 | 0 | 0 | 0 | 0 | 0 | 0 | 0 | 0 | 0 | 0 | 0 | 0 | 0 | 0 | 0 | 0 | 0 | 0 | 0
0 | 0 | 0 | 0 | 0 | 0 | 0 | 0 | 0 | 0 | 0 | 0 | 0 | 0 | 0 | 0 | 0 | 0 | 0 | 0
0 | 0 | 0 | 0 | 0 | 0 | 0 | 0 | 0 | 0 | 0 | 0 | 0 | 0 | 0 | 0 | 0 | 0 | 0 | 0
0 | 0 | 0 | 0 | 0 | 0 | 0 | 0 | 0 | 0 | 0 | 0 | 0 | 0 | 0 | 0 | 0 | 0 | 0 | 0
0 | 0 | 0 | 0 | 0 | 0 | 0 | 0 | 0 | 0 | 0 | 0 | 0 | 0 | 0 | 0 | 0 | 0 | 0 | 0
0 | 0 | 0 | 0 | 0 | 0 | 0 | 0 | 0 | 0 | 0 | 0 | 0 | 0 | 0 | 0 | 0 | 0 | 0 | 0
0 | 0 | 0 | 0 | 0 | 0 | 0 | 0 | 0 | 0 | 0 | 0 | 0 | 0 | 0 | 0 | 0 | 0 | 0 | 0
0 | 0 | 0 | 0 | 0 | 0 | 0 | 0 | 0 | 0 | 0 | 0 | 0 | 0 | 0 | 0 | 0 | 0 | 0 | 0
0 | 0 | 0 | 0 | 0 | 0 | 0 | 0 | 0 | 0 | 0 | 0 | 0 | 0 | 0 | 0 | 0 | 0 | 0 | 0
0 | 0 | 0 | 0 | 0 | 0 | 0 | 0 | 0 | 0 | 0 | 0 | 0 | 0 | 0 | 0 | 0 | 0 | 0 | 0
0 | 0 | 0 | 0 | 0 | 0 | 0 | 0 | 0 | 0 | 0 | 0 | 0 | 0 | 0 | 0 | 0 | 0 | 0 | 0
0 | 0 | 0 | 0 | 0 | 0 | 0 | 0 | 0 | 0 | 0 | 0 | 0 | 0 | 0 | 0 | 0 | 0 | 0 | 0
0 | 0 | 0 | 0 | 0 | 0 | 0 | 0 | 0 | 0 | 0 | 0 | 0 | 0 | 0 | 0 | 0 | 0 | 0 | 0
0 | 0 | 0 | 0 | 0 | 0 | 0 | 0 | 0 | 0 | 0 | 0 | 0 | 0 | 0 | 0 | 0 | 0 | 0 | 0
0 | 0 | 0 | 0 | 0 | 0 | 0 | 0 | 0 | 0 | 0 | 0 | 0 | 0 | 0 | 0 | 0 | 0 | 0 | 0
0 | 0 | 0 | 0 | 0 | 0 | 0 | 0 | 0 | 0 | 0 | 0 | 0 | 0 | 0 | 0 | 0 | 0 | 0 | 0
0 | 0 | 0 | 0 | 0 | 0 | 0 | 0 | 0 | 0 | 0 | 0 | 0 | 0 | 0 | 0 | 0 | 0 | 0 | 0
0 | 0 | 0 | 0 | 0 | 0 | 0 | 0 | 0 | 0 | 0 | 0 | 0 | 0 | 0 | 0 | 0 | 0 | 0 | 0
0 | 0 | 0 | 0 | 0 | 0 | 0 | 0 | 0 | 0 | 0 | 0 | 0 | 0 | 0 | 0 | 0 | 0 | 0 | 0
0 | 0 | 0 | 0 | 0 | 0 | 0 | 0 | 0 | 0 | 0 | 0 | 0 | 0 | 0 | 0 | 0 | 0 | 0 | 0
0 | 0 | 0 | 0 | 0 | 0 | 0 | 0 | 0 | 0 | 0 | 0 | 0 | 0 | 0 | 0 | 0 | 0 | 0 | 0
0 | 0 | 0 | 0 | 0 | 0 | 0 | 0 | 0 | 0 | 0 | 0 | 0 | 0 | 0 | 0 | 0 | 0 | 0 | 0
0 | 0 | 0 | 0 | 0 | 0 | 0 | 0 | 0 | 0 | 0 | 0 | 0 | 0 | 0 | 0 | 0 | 0 | 0 | 0
0 | 0 | 0 | 0 | 0 | 0 | 0 | 0 | 0 | 0 | 0 | 0 | 0 | 0 | 0 | 0 | 0 | 0 | 0 | 0
0 | 0 | 0 | 0 | 0 | 0 | 0 | 0 | 0 | 0 | 0 | 0 | 0 | 0 | 0 | 0 | 0 | 0 | 0 | 0
0 | 0 | 0 | 0 | 0 | 0 | 0 | 0 | 0 | 0 | 0 | 0 | 0 | 0 | 0 | 0 | 0 | 0 | 0 | 0
0 | 0 | 0 | 0 | 0 | 0 | 0 | 0 | 0 | 0 | 0 | 0 | 0 | 0 | 0 | 0 | 0 | 0 | 0 | 0
0 | 0 | 0 | 0 | 0 | 0 | 0 | 0 | 0 | 0 | 0 | 0 | 0 | 0 | 0 | 0 | 0 | 0 | 0 | 0
0 | 0 | 0 | 0 | 0 | 0 | 0 | 0 | 0 | 0 | 0 | 0 | 0 | 0 | 0 | 0 | 0 | 0 | 0 | 0
0 | 0 | 0 | 0 | 0 | 0 | 0 | 0 | 0 | 0 | 0 | 0 | 0 | 0 | 0 | 0 | 0 | 0 | 0 | 0
0 | 0 | 0 | 0 | 0 | 0 | 0 | 0 | 0 | 0 | 0 | 0 | 0 | 0 | 0 | 0 | 0 | 0 | 0 | 0
0 | 0 | 0 | 0 | 0 | 0 | 0 | 0 | 0 | 0 | 0 | 0 | 0 | 0 | 0 | 0 | 0 | 0 | 0 | 0
0 | 0 | 0 | 0 | 0 | 0 | 0 | 0 | 0 | 0 | 0 | 0 | 0 | 0 | 0 | 0 | 0 | 0 | 0 | 0
0 | 0 | 0 | 0 | 0 | 0 | 0 | 0 | 0 | 0 | 0 | 0 | 0 | 0 | 0 | 0 | 0 | 0 | 0 | 0
0 | 0 | 0 | 0 | 0 | 0 | 0 | 0 | 0 | 0 | 0 | 0 | 0 | 0 | 0 | 0 | 0 | 0 | 0 | 0
0 | 0 | 0 | 0 | 0 | 0 | 0 | 0 | 0 | 0 | 0 | 0 | 0 | 0 | 0 | 0 | 0 | 0 | 0 | 0
0 | 0 | 0 | 0 | 0 | 0 | 0 | 0 | 0 | 0 | 0 | 0 | 0 | 0 | 0 | 0 | 0 | 0 | 0 | 0
0 | 0 | 0 | 0 | 0 | 0 | 0 | 0 | 0 | 0 | 0 | 0 | 0 | 0 | 0 | 0 | 0 | 0 | 0 | 0
0 | 0 | 0 | 0 | 0 | 0 | 0 | 0 | 0 | 0 | 0 | 0 | 0 | 0 | 0 | 0 | 0 | 0 | 0 | 0
0 | 0 | 0 | 0 | 0 | 0 | 0 | 0 | 0 | 0 | 0 | 0 | 0 | 0 | 0 | 0 | 0 | 0 | 0 | 0
0 | 0 | 0 | 0 | 0 | 0 | 0 | 0 | 0 | 0 | 0 | 0 | 0 | 0 | 0 | 0 | 0 | 0 | 0 | 0
0 | 0 | 0 | 0 | 0 | 0 | 0 | 0 | 0 | 0 | 0 | 0 | 0 | 0 | 0 | 0 | 0 | 0 | 0 | 0
0 | 0 | 0 | 0 | 0 | 0 | 0 | 0 | 0 | 0 | 0 | 0 | 0 | 0 | 0 | 0 | 0 | 0 | 0 | 0
0 | 0 | 0 | 0 | 0 | 0 | 0 | 0 | 0 | 0 | 0 | 0 | 0 | 0 | 0 | 0 | 0 | 0 | 0 | 0
0 | 0 | 0 | 0 | 0 | 0 | 0 | 0 | 0 | 0 | 0 | 0 | 0 | 0 | 0 | 0 | 0 | 0 | 0 | 0
0 | 0 | 0 | 0 | 0 | 0 | 0 | 0 | 0 | 0 | 0 | 0 | 0 | 0 | 0 | 0 | 0 | 0 | 0 | 0
0 | 0 | 0 | 0 | 0 | 0 | 0 | 0 | 0 | 0 | 0 | 0 | 0 | 0 | 0 | 0 | 0 | 0 | 0 | 0
0 | 0 | 0 | 0 | 0 | 0 | 0 | 0 | 0 | 0 | 0 | 0 | 0 | 0 | 0 | 0 | 0 | 0 | 0 | 0
0 | 0 | 0 | 0 | 0 | 0 | 0 | 0 | 0 | 0 | 0 | 0 | 0 | 0 | 0 | 0 | 0 | 0 | 0 | 0
0 | 0 | 0 | 0 | 0 | 0 | 0 | 0 | 0 | 0 | 0 | 0 | 0 | 0 | 0 | 0 | 0 | 0 | 0 | 0
0 | 0 | 0 | 0 | 0 | 0 | 0 | 0 | 0 | 0 | 0 | 0 | 0 | 0 | 0 | 0 | 0 | 0 | 0 | 0
0 | 0 | 0 | 0 | 0 | 0 | 0 | 0 | 0 | 0 | 0 | 0 | 0 | 0 | 0 | 0 | 0 | 0 | 0 | 0
0 | 0 | 0 | 0 | 0 | 0 | 0 | 0 | 0 | 0 | 0 | 0 | 0 | 0 | 0 | 0 | 0 | 0 | 0 | 0
0 | 0 | 0 | 0 | 0 | 0 | 0 | 0 | 0 | 0 | 0 | 0 | 0 | 0 | 0 | 0 | 0 | 0 | 0 | 0
0 | 0 | 0 | 0 | 0 | 0 | 0 | 0 | 0 | 0 | 0 | 0 | 0 | 0 | 0 | 0 | 0 | 0 | 0 | 0
0 | 0 | 0 | 0 | 0 | 0 | 0 | 0 | 0 | 0 | 0 | 0 | 0 | 0 | 0 | 0 | 0 | 0 | 0 | 0
0 | 0 | 0 | 0 | 0 | 0 | 0 | 0 | 0 | 0 | 0 | 0 | 0 | 0 | 0 | 0 | 0 | 0 | 0 | 0
0 | 0 | 0 | 0 | 0 | 0 | 0 | 0 | 0 | 0 | 0 | 0 | 0 | 0 | 0 | 0 | 0 | 0 | 0 | 0
0 | 0 | 0 | 0 | 0 | 0 | 0 | 0 | 0 | 0 | 0 | 0 | 0 | 0 | 0 | 0 | 0 | 0 | 0 | 0
0 | 0 | 0 | 0 | 0 | 0 | 0 | 0 | 0 | 0 | 0 | 0 | 0 | 0 | 0 | 0 | 0 | 0 | 0 | 0
0 | 0 | 0 | 0 | 0 | 0 | 0 | 0 | 0 | 0 | 0 | 0 | 0 | 0 | 0 | 0 | 0 | 0 | 0 | 0
0 | 0 | 0 | 0 | 0 | 0 | 0 | 0 | 0 | 0 | 0 | 0 | 0 | 0 | 0 | 0 | 0 | 0 | 0 | 0
0 | 0 | 0 | 0 | 0 | 0 | 0 | 0 | 0 | 0 | 0 | 0 | 0 | 0 | 0 | 0 | 0 | 0 | 0 | 0
0 | 0 | 0 | 0 | 0 | 0 | 0 | 0 | 0 | 0 | 0 | 0 | 0 | 0 | 0 | 0 | 0 | 0 | 0 | 0
0 | 0 | 0 | 0 | 0 | 0 | 0 | 0 | 0 | 0 | 0 | 0 | 0 | 0 | 0 | 0 | 0 | 0 | 0 | 0
0 | 0 | 0 | 0 | 0 | 0 | 0 | 0 | 0 | 0 | 0 | 0 | 0 | 0 | 0 | 0 | 0 | 0 | 0 | 0
0 | 0 | 0 | 0 | 0 | 0 | 0 | 0 | 0 | 0 | 0 | 0 | 0 | 0 | 0 | 0 | 0 | 0 | 0 | 0
0 | 0 | 0 | 0 | 0 | 0 | 0 | 0 | 0 | 0 | 0 | 0 | 0 | 0 | 0 | 0 | 0 | 0 | 0 | 0
0 | 0 | 0 | 0 | 0 | 0 | 0 | 0 | 0 | 0 | 0 | 0 | 0 | 0 | 0 | 0 | 0 | 0 | 0 | 0
0 | 0 | 0 | 0 | 0 | 0 | 0 | 0 | 0 | 0 | 0 | 0 | 0 | 0 | 0 | 0 | 0 | 0 | 0 | 0
0 | 0 | 0 | 0 | 0 | 0 | 0 | 0 | 0 | 0 | 0 | 0 | 0 | 0 | 0 | 0 | 0 | 0 | 0 | 0
0 | 0 | 0 | 0 | 0 | 0 | 0 | 0 | 0 | 0 | 0 | 0 | 0 | 0 | 0 | 0 | 0 | 0 | 0 | 0
0 | 0 | 0 | 0 | 0 | 0 | 0 | 0 | 0 | 0 | 0 | 0 | 0 | 0 | 0 | 0 | 0 | 0 | 0 | 0
0 | 0 | 0 | 0 | 0 | 0 | 0 | 0 | 0 | 0 | 0 | 0 | 0 | 0 | 0 | 0 | 0 | 0 | 0 | 0
0 | 0 | 0 | 0 | 0 | 0 | 0 | 0 | 0 | 0 | 0 | 0 | 0 | 0 | 0 | 0 | 0 | 0 | 0 | 0
0 | 0 | 0 | 0 | 0 | 0 | 0 | 0 | 0 | 0 | 0 | 0 | 0 | 0 | 0 | 0 | 0 | 0 | 0 | 0
0 | 0 | 0 | 0 | 0 | 0 | 0 | 0 | 0 | 0 | 0 | 0 | 0 | 0 | 0 | 0 | 0 | 0 | 0 | 0
0 | 0 | 0 | 0 | 0 | 0 | 0 | 0 | 0 | 0 | 0 | 0 | 0 | 0 | 0 | 0 | 0 | 0 | 0 | 0
0 | 0 | 0 | 0 | 0 | 0 | 0 | 0 | 0 | 0 | 0 | 0 | 0 | 0 | 0 | 0 | 0 | 0 | 0 | 0
0 | 0 | 0 | 0 | 0 | 0 | 0 | 0 | 0 | 0 | 0 | 0 | 0 | 0 | 0 | 0 | 0 | 0 | 0 | 0
0 | 0 | 0 | 0 | 0 | 0 | 0 | 0 | 0 | 0 | 0 | 0 | 0 | 0 | 0 | 0 | 0 | 0 | 0 | 0
0 | 0 | 0 | 0 | 0 | 0 | 0 | 0 | 0 | 0 | 0 | 0 | 0 | 0 | 0 | 0 | 0 | 0 | 0 | 0
0 | 0 | 0 | 0 | 0 | 0 | 0 | 0 | 0 | 0 | 0 | 0 | 0 | 0 | 0 | 0 | 0 | 0 | 0 | 0
0 | 0 | 0 | 0 | 0 | 0 | 0 | 0 | 0 | 0 | 0 | 0 | 0 | 0 | 0 | 0 | 0 | 0 | 0 | 0
0 | 0 | 0 | 0 | 0 | 0 | 0 | 0 | 0 | 0 | 0 | 0 | 0 | 0 | 0 | 0 | 0 | 0 | 0 | 0
0 | 0 | 0 | 0 | 0 | 0 | 0 | 0 | 0 | 0 | 0 | 0 | 0 | 0 | 0 | 0 | 0 | 0 | 0 | 0
0 | 0 | 0 | 0 | 0 | 0 | 0 | 0 | 0 | 0 | 0 | 0 | 0 | 0 | 0 | 0 | 0 | 0 | 0 | 0
0 | 0 | 0 | 0 | 0 | 0 | 0 | 0 | 0 | 0 | 0 | 0 | 0 | 0 | 0 | 0 | 0 | 0 | 0 | 0
0 | 0 | 0 | 0 | 0 | 0 | 0 | 0 | 0 | 0 | 0 | 0 | 0 | 0 | 0 | 0 | 0 | 0 | 0 | 0
0 | 0 | 0 | 0 | 0 | 0 | 0 | 0 | 0 | 0 | 0 | 0 | 0 | 0 | 0 | 0 | 0 | 0 | 0 | 0
0 | 0 | 0 | 0 | 0 | 0 | 0 | 0 | 0 | 0 | 0 | 0 | 0 | 0 | 0 | 0 | 0 | 0 | 0 | 0
0 | 0 | 0 | 0 | 0 | 0 | 0 | 0 | 0 | 0 | 0 | 0 | 0 | 0 | 0 | 0 | 0 | 0 | 0 | 0
0 | 0 | 0 | 0 | 0 | 0 | 0 | 0 | 0 | 0 | 0 | 0 | 0 | 0 | 0 | 0 | 0 | 0 | 0 | 0
0 | 0 | 0 | 0 | 0 | 0 | 0 | 0 | 0 | 0 | 0 | 0 | 0 | 0 | 0 | 0 | 0 | 0 | 0 | 0
0 | 0 | 0 | 0 | 0 | 0 | 0 | 0 | 0 | 0 | 0 | 0 | 0 | 0 | 0 | 0 | 0 | 0 | 0 | 0
0 | 0 | 0 | 0 | 0 | 0 | 0 | 0 | 0 | 0 | 0 | 0 | 0 | 0 | 0 | 0 | 0 | 0 | 0 | 0
0 | 0 | 0 | 0 | 0 | 0 | 0 | 0 | 0 | 0 | 0 | 0 | 0 | 0 | 0 | 0 | 0 | 0 | 0 | 0
0 | 0 | 0 | 0 | 0 | 0 | 0 | 0 | 0 | 0 | 0 | 0 | 0 | 0 | 0 | 0 | 0 | 0 | 0 | 0
0 | 0 | 0 | 0 | 0 | 0 | 0 | 0 | 0 | 0 | 0 | 0 | 0 | 0 | 0 | 0 | 0 | 0 | 0 | 0
0 | 0 | 0 | 0 | 0 | 0 | 0 | 0 | 0 | 0 | 0 | 0 | 0 | 0 | 0 | 0 | 0 | 0 | 0 | 0
0 | 0 | 0 | 0 | 0 | 0 | 0 | 0 | 0 | 0 | 0 | 0 | 0 | 0 | 0 | 0 | 0 | 0 | 0 | 0
0 | 0 | 0 | 0 | 0 | 0 | 0 | 0 | 0 | 0 | 0 | 0 | 0 | 0 | 0 | 0 | 0 | 0 | 0 | 0
0 | 0 | 0 | 0 | 0 | 0 | 0 | 0 | 0 | 0 | 0 | 0 | 0 | 0 | 0 | 0 | 0 | 0 | 0 | 0
0 | 0 | 0 | 0 | 0 | 0 | 0 | 0 | 0 | 0 | 0 | 0 | 0 | 0 | 0 | 0 | 0 | 0 | 0 | 0
0 | 0 | 0 | 0 | 0 | 0 | 0 | 0 | 0 | 0 | 0 | 0 | 0 | 0 | 0 | 0 | 0 | 0 | 0 | 0
0 | 0 | 0 | 0 | 0 | 0 | 0 | 0 | 0 | 0 | 0 | 0 | 0 | 0 | 0 | 0 | 0 | 0 | 0 | 0
0 | 0 | 0 | 0 | 0 | 0 | 0 | 0 | 0 | 0 | 0 | 0 | 0 | 0 | 0 | 0 | 0 | 0 | 0 | 0
0 | 0 | 0 | 0 | 0 | 0 | 0 | 0 | 0 | 0 | 0 | 0 | 0 | 0 | 0 | 0 | 0 | 0 | 0 | 0
0 | 0 | 0 | 0 | 0 | 0 | 0 | 0 | 0 | 0 | 0 | 0 | 0 | 0 | 0 | 0 | 0 | 0 | 0 | 0
0 | 0 | 0 | 0 | 0 | 0 | 0 | 0 | 0 | 0 | 0 | 0 | 0 | 0 | 0 | 0 | 0 | 0 | 0 | 0
0 | 0 | 0 | 0 | 0 | 0 | 0 | 0 | 0 | 0 | 0 | 0 | 0 | 0 | 0 | 0 | 0 | 0 | 0 | 0
0 | 0 | 0 | 0 | 0 | 0 | 0 | 0 | 0 | 0 | 0 | 0 | 0 | 0 | 0 | 0 | 0 | 0 | 0 | 0
0 | 0 | 0 | 0 | 0 | 0 | 0 | 0 | 0 | 0 | 0 | 0 | 0 | 0 | 0 | 0 | 0 | 0 | 0 | 0
0 | 0 | 0 | 0 | 0 | 0 | 0 | 0 | 0 | 0 | 0 | 0 | 0 | 0 | 0 | 0 | 0 | 0 | 0 | 0
0 | 0 | 0 | 0 | 0 | 0 | 0 | 0 | 0 | 0 | 0 | 0 | 0 | 0 | 0 | 0 | 0 | 0 | 0 | 0
0 | 0 | 0 | 0 | 0 | 0 | 0 | 0 | 0 | 0 | 0 | 0 | 0 | 0 | 0 | 0 | 0 | 0 | 0 | 0
0 | 0 | 0 | 0 | 0 | 0 | 0 | 0 | 0 | 0 | 0 | 0 | 0 | 0 | 0 | 0 | 0 | 0 | 0 | 0
0 | 0 | 0 | 0 | 0 | 0 | 0 | 0 | 0 | 0 | 0 | 0 | 0 | 0 | 0 | 0 | 0 | 0 | 0 | 0
0 | 0 | 0 | 0 | 0 | 0 | 0 | 0 | 0 | 0 | 0 | 0 | 0 | 0 | 0 | 0 | 0 | 0 | 0 | 0
0 | 0 | 0 | 0 | 0 | 0 | 0 | 0 | 0 | 0 | 0 | 0 | 0 | 0 | 0 | 0 | 0 | 0 | 0 | 0
0 | 0 | 0 | 0 | 0 | 0 | 0 | 0 | 0 | 0 | 0 | 0 | 0 | 0 | 0 | 0 | 0 | 0 | 0 | 0
0 | 0 | 0 | 0 | 0 | 0 | 0 | 0 | 0 | 0 | 0 | 0 | 0 | 0 | 0 | 0 | 0 | 0 | 0 | 0
0 | 0 | 0 | 0 | 0 | 0 | 0 | 0 | 0 | 0 | 0 | 0 | 0 | 0 | 0 | 0 | 0 | 0 | 0 | 0
0 | 0 | 0 | 0 | 0 | 0 | 0 | 0 | 0 | 0 | 0 | 0 | 0 | 0 | 0 | 0 | 0 | 0 | 0 | 0
0 | 0 | 0 | 0 | 0 | 0 | 0 | 0 | 0 | 0 | 0 | 0 | 0 | 0 | 0 | 0 | 0 | 0 | 0 | 0
0 | 0 | 0 | 0 | 0 | 0 | 0 | 0 | 0 | 0 | 0 | 0 | 0 | 0 | 0 | 0 | 0 | 0 | 0 | 0
0 | 0 | 0 | 0 | 0 | 0 | 0 | 0 | 0 | 0 | 0 | 0 | 0 | 0 | 0 | 0 | 0 | 0 | 0 | 0
0 | 0 | 0 | 0 | 0 | 0 | 0 | 0 | 0 | 0 | 0 | 0 | 0 | 0 | 0 | 0 | 0 | 0 | 0 | 0
0 | 0 | 0 | 0 | 0 | 0 | 0 | 0 | 0 | 0 | 0 | 0 | 0 | 0 | 0 | 0 | 0 | 0 | 0 | 0
0 | 0 | 0 | 0 | 0 | 0 | 0 | 0 | 0 | 0 | 0 | 0 | 0 | 0 | 0 | 0 | 0 | 0 | 0 | 0
0 | 0 | 0 | 0 | 0 | 0 | 0 | 0 | 0 | 0 | 0 | 0 | 0 | 0 | 0 | 0 | 0 | 0 | 0 | 0
0 | 0 | 0 | 0 | 0 | 0 | 0 | 0 | 0 | 0 | 0 | 0 | 0 | 0 | 0 | 0 | 0 | 0 | 0 | 0
0 | 0 | 0 | 0 | 0 | 0 | 0 | 0 | 0 | 0 | 0 | 0 | 0 | 0 | 0 | 0 | 0 | 0 | 0 | 0
0 | 0 | 0 | 0 | 0 | 0 | 0 | 0 | 0 | 0 | 0 | 0 | 0 | 0 | 0 | 0 | 0 | 0 | 0 | 0
0 | 0 | 0 | 0 | 0 | 0 | 0 | 0 | 0 | 0 | 0 | 0 | 0 | 0 | 0 | 0 | 0 | 0 | 0 | 0
0 | 0 | 0 | 0 | 0 | 0 | 0 | 0 | 0 | 0 | 0 | 0 | 0 | 0 | 0 | 0 | 0 | 0 | 0 | 0
0 | 0 | 0 | 0 | 0 | 0 | 0 | 0 | 0 | 0 | 0 | 0 | 0 | 0 | 0 | 0 | 0 | 0 | 0 | 0
0 | 0 | 0 | 0 | 0 | 0 | 0 | 0 | 0 | 0 | 0 | 0 | 0 | 0 | 0 | 0 | 0 | 0 | 0 | 0
0 | 0 | 0 | 0 | 0 | 0 | 0 | 0 | 0 | 0 | 0 | 0 | 0 | 0 | 0 | 0 | 0 | 0 | 0 | 0
0 | 0 | 0 | 0 | 0 | 0 | 0 | 0 | 0 | 0 | 0 | 0 | 0 | 0 | 0 | 0 | 0 | 0 | 0 | 0
0 | 0 | 0 | 0 | 0 | 0 | 0 | 0 | 0 | 0 | 0 | 0 | 0 | 0 | 0 | 0 | 0 | 0 | 0 | 0
0 | 0 | 0 | 0 | 0 | 0 | 0 | 0 | 0 | 0 | 0 | 0 | 0 | 0 | 0 | 0 | 0 | 0 | 0 | 0
0 | 0 | 0 | 0 | 0 | 0 | 0 | 0 | 0 | 0 | 0 | 0 | 0 | 0 | 0 | 0 | 0 | 0 | 0 | 0
0 | 0 | 0 | 0 | 0 | 0 | 0 | 0 | 0 | 0 | 0 | 0 | 0 | 0 | 0 | 0 | 0 | 0 | 0 | 0
0 | 0 | 0 | 0 | 0 | 0 | 0 | 0 | 0 | 0 | 0 | 0 | 0 | 0 | 0 | 0 | 0 | 0 | 0 | 0
0 | 0 | 0 | 0 | 0 | 0 | 0 | 0 | 0 | 0 | 0 | 0 | 0 | 0 | 0 | 0 | 0 | 0 | 0 | 0
0 | 0 | 0 | 0 | 0 | 0 | 0 | 0 | 0 | 0 | 0 | 0 | 0 | 0 | 0 | 0 | 0 | 0 | 0 | 0
0 | 0 | 0 | 0 | 0 | 0 | 0 | 0 | 0 | 0 | 0 | 0 | 0 | 0 | 0 | 0 | 0 | 0 | 0 | 0
0 | 0 | 0 | 0 | 0 | 0 | 0 | 0 | 0 | 0 | 0 | 0 | 0 | 0 | 0 | 0 | 0 | 0 | 0 | 0
0 | 0 | 0 | 0 | 0 | 0 | 0 | 0 | 0 | 0 | 0 | 0 | 0 | 0 | 0 | 0 | 0 | 0 | 0 | 0
0 | 0 | 0 | 0 | 0 | 0 | 0 | 0 | 0 | 0 | 0 | 0 | 0 | 0 | 0 | 0 | 0 | 0 | 0 | 0
0 | 0 | 0 | 0 | 0 | 0 | 0 | 0 | 0 | 0 | 0 | 0 | 0 | 0 | 0 | 0 | 0 | 0 | 0 | 0
0 | 0 | 0 | 0 | 0 | 0 | 0 | 0 | 0 | 0 | 0 | 0 | 0 | 0 | 0 | 0 | 0 | 0 | 0 | 0
0 | 0 | 0 | 0 | 0 | 0 | 0 | 0 | 0 | 0 | 0 | 0 | 0 | 0 | 0 | 0 | 0 | 0 | 0 | 0
0 | 0 | 0 | 0 | 0 | 0 | 0 | 0 | 0 | 0 | 0 | 0 | 0 | 0 | 0 | 0 | 0 | 0 | 0 | 0
0 | 0 | 0 | 0 | 0 | 0 | 0 | 0 | 0 | 0 | 0 | 0 | 0 | 0 | 0 | 0 | 0 | 0 | 0 | 0
0 | 0 | 0 | 0 | 0 | 0 | 0 | 0 | 0 | 0 | 0 | 0 | 0 | 0 | 0 | 0 | 0 | 0 | 0 | 0
0 | 0 | 0 | 0 | 0 | 0 | 0 | 0 | 0 | 0 | 0 | 0 | 0 | 0 | 0 | 0 | 0 | 0 | 0 | 0
0 | 0 | 0 | 0 | 0 | 0 | 0 | 0 | 0 | 0 | 0 | 0 | 0 | 0 | 0 | 0 | 0 | 0 | 0 | 0
0 | 0 | 0 | 0 | 0 | 0 | 0 | 0 | 0 | 0 | 0 | 0 | 0 | 0 | 0 | 0 | 0 | 0 | 0 | 0
0 | 0 | 0 | 0 | 0 | 0 | 0 | 0 | 0 | 0 | 0 | 0 | 0 | 0 | 0 | 0 | 0 | 0 | 0 | 0
0 | 0 | 0 | 0 | 0 | 0 | 0 | 0 | 0 | 0 | 0 | 0 | 0 | 0 | 0 | 0 | 0 | 0 | 0 | 0
0 | 0 | 0 | 0 | 0 | 0 | 0 | 0 | 0 | 0 | 0 | 0 | 0 | 0 | 0 | 0 | 0 | 0 | 0 | 0
0 | 0 | 0 | 0 | 0 | 0 | 0 | 0 | 0 | 0 | 0 | 0 | 0 | 0 | 0 | 0 | 0 | 0 | 0 | 0
0 | 0 | 0 | 0 | 0 | 0 | 0 | 0 | 0 | 0 | 0 | 0 | 0 | 0 | 0 | 0 | 0 | 0 | 0 | 0
0 | 0 | 0 | 0 | 0 | 0 | 0 | 0 | 0 | 0 | 0 | 0 | 0 | 0 | 0 | 0 | 0 | 0 | 0 | 0
0 | 0 | 0 | 0 | 0 | 0 | 0 | 0 | 0 | 0 | 0 | 0 | 0 | 0 | 0 | 0 | 0 | 0 | 0 | 0
0 | 0 | 0 | 0 | 0 | 0 | 0 | 0 | 0 | 0 | 0 | 0 | 0 | 0 | 0 | 0 | 0 | 0 | 0 | 0
0 | 0 | 0 | 0 | 0 | 0 | 0 | 0 | 0 | 0 | 0 | 0 | 0 | 0 | 0 | 0 | 0 | 0 | 0 | 0
0 | 0 | 0 | 0 | 0 | 0 | 0 | 0 | 0 | 0 | 0 | 0 | 0 | 0 | 0 | 0 | 0 | 0 | 0 | 0
0 | 0 | 0 | 0 | 0 | 0 | 0 | 0 | 0 | 0 | 0 | 0 | 0 | 0 | 0 | 0 | 0 | 0 | 0 | 0
0 | 0 | 0 | 0 | 0 | 0 | 0 | 0 | 0 | 0 | 0 | 0 | 0 | 0 | 0 | 0 | 0 | 0 | 0 | 0
0 | 0 | 0 | 0 | 0 | 0 | 0 | 0 | 0 | 0 | 0 | 0 | 0 | 0 | 0 | 0 | 0 | 0 | 0 | 0
0 | 0 | 0 | 0 | 0 | 0 | 0 | 0 | 0 | 0 | 0 | 0 | 0 | 0 | 0 | 0 | 0 | 0 | 0 | 0
0 | 0 | 0 | 0 | 0 | 0 | 0 | 0 | 0 | 0 | 0 | 0 | 0 | 0 | 0 | 0 | 0 | 0 | 0 | 0
0 | 0 | 0 | 0 | 0 | 0 | 0 | 0 | 0 | 0 | 0 | 0 | 0 | 0 | 0 | 0 | 0 | 0 | 0 | 0
0 | 0 | 0 | 0 | 0 | 0 | 0 | 0 | 0 | 0 | 0 | 0 | 0 | 0 | 0 | 0 | 0 | 0 | 0 | 0
0 | 0 | 0 | 0 | 0 | 0 | 0 | 0 | 0 | 0 | 0 | 0 | 0 | 0 | 0 | 0 | 0 | 0 | 0 | 0
0 | 0 | 0 | 0 | 0 | 0 | 0 | 0 | 0 | 0 | 0 | 0 | 0 | 0 | 0 | 0 | 0 | 0 | 0 | 0
0 | 0 | 0 | 0 | 0 | 0 | 0 | 0 | 0 | 0 | 0 | 0 | 0 | 0 | 0 | 0 | 0 | 0 | 0 | 0
0 | 0 | 0 | 0 | 0 | 0 | 0 | 0 | 0 | 0 | 0 | 0 | 0 | 0 | 0 | 0 | 0 | 0 | 0 | 0
0 | 0 | 0 | 0 | 0 | 0 | 0 | 0 | 0 | 0 | 0 | 0 | 0 | 0 | 0 | 0 | 0 | 0 | 0 | 0
0 | 0 | 0 | 0 | 0 | 0 | 0 | 0 | 0 | 0 | 0 | 0 | 0 | 0 | 0 | 0 | 0 | 0 | 0 | 0
0 | 0 | 0 | 0 | 0 | 0 | 0 | 0 | 0 | 0 | 0 | 0 | 0 | 0 | 0 | 0 | 0 | 0 | 0 | 0
0 | 0 | 0 | 0 | 0 | 0 | 0 | 0 | 0 | 0 | 0 | 0 | 0 | 0 | 0 | 0 | 0 | 0 | 0 | 0
0 | 0 | 0 | 0 | 0 | 0 | 0 | 0 | 0 | 0 | 0 | 0 | 0 | 0 | 0 | 0 | 0 | 0 | 0 | 0
0 | 0 | 0 | 0 | 0 | 0 | 0 | 0 | 0 | 0 | 0 | 0 | 0 | 0 | 0 | 0 | 0 | 0 | 0 | 0
0 | 0 | 0 | 0 | 0 | 0 | 0 | 0 | 0 | 0 | 0 | 0 | 0 | 0 | 0 | 0 | 0 | 0 | 0 | 0
0 | 0 | 0 | 0 | 0 | 0 | 0 | 0 | 0 | 0 | 0 | 0 | 0 | 0 | 0 | 0 | 0 | 0 | 0 | 0
0 | 0 | 0 | 0 | 0 | 0 | 0 | 0 | 0 | 0 | 0 | 0 | 0 | 0 | 0 | 0 | 0 | 0 | 0 | 0
0 | 0 | 0 | 0 | 0 | 0 | 0 | 0 | 0 | 0 | 0 | 0 | 0 | 0 | 0 | 0 | 0 | 0 | 0 | 0
0 | 0 | 0 | 0 | 0 | 0 | 0 | 0 | 0 | 0 | 0 | 0 | 0 | 0 | 0 | 0 | 0 | 0 | 0 | 0
0 | 0 | 0 | 0 | 0 | 0 | 0 | 0 | 0 | 0 | 0 | 0 | 0 | 0 | 0 | 0 | 0 | 0 | 0 | 0
0 | 0 | 0 | 0 | 0 | 0 | 0 | 0 | 0 | 0 | 0 | 0 | 0 | 0 | 0 | 0 | 0 | 0 | 0 | 0
0 | 0 | 0 | 0 | 0 | 0 | 0 | 0 | 0 | 0 | 0 | 0 | 0 | 0 | 0 | 0 | 0 | 0 | 0 | 0
0 | 0 | 0 | 0 | 0 | 0 | 0 | 0 | 0 | 0 | 0 | 0 | 0 | 0 | 0 | 0 | 0 | 0 | 0 | 0
0 | 0 | 0 | 0 | 0 | 0 | 0 | 0 | 0 | 0 | 0 | 0 | 0 | 0 | 0 | 0 | 0 | 0 | 0 | 0
0 | 0 | 0 | 0 | 0 | 0 | 0 | 0 | 0 | 0 | 0 | 0 | 0 | 0 | 0 | 0 | 0 | 0 | 0 | 0
0 | 0 | 0 | 0 | 0 | 0 | 0 | 0 | 0 | 0 | 0 | 0 | 0 | 0 | 0 | 0 | 0 | 0 | 0 | 0
0 | 0 | 0 | 0 | 0 | 0 | 0 | 0 | 0 | 0 | 0 | 0 | 0 | 0 | 0 | 0 | 0 | 0 | 0 | 0
0 | 0 | 0 | 0 | 0 | 0 | 0 | 0 | 0 | 0 | 0 | 0 | 0 | 0 | 0 | 0 | 0 | 0 | 0 | 0
0 | 0 | 0 | 0 | 0 | 0 | 0 | 0 | 0 | 0 | 0 | 0 | 0 | 0 | 0 | 0 | 0 | 0 | 0 | 0
0 | 0 | 0 | 0 | 0 | 0 | 0 | 0 | 0 | 0 | 0 | 0 | 0 | 0 | 0 | 0 | 0 | 0 | 0 | 0
0 | 0 | 0 | 0 | 0 | 0 | 0 | 0 | 0 | 0 | 0 | 0 | 0 | 0 | 0 | 0 | 0 | 0 | 0 | 0
0 | 0 | 0 | 0 | 0 | 0 | 0 | 0 | 0 | 0 | 0 | 0 | 0 | 0 | 0 | 0 | 0 | 0 | 0 | 0
0 | 0 | 0 | 0 | 0 | 0 | 0 | 0 | 0 | 0 | 0 | 0 | 0 | 0 | 0 | 0 | 0 | 0 | 0 | 0
0 | 0 | 0 | 0 | 0 | 0 | 0 | 0 | 0 | 0 | 0 | 0 | 0 | 0 | 0 | 0 | 0 | 0 | 0 | 0
0 | 0 | 0 | 0 | 0 | 0 | 0 | 0 | 0 | 0 | 0 | 0 | 0 | 0 | 0 | 0 | 0 | 0 | 0 | 0
0 | 0 | 0 | 0 | 0 | 0 | 0 | 0 | 0 | 0 | 0 | 0 | 0 | 0 | 0 | 0 | 0 | 0 | 0 | 0
0 | 0 | 0 | 0 | 0 | 0 | 0 | 0 | 0 | 0 | 0 | 0 | 0 | 0 | 0 | 0 | 0 | 0 | 0 | 0
0 | 0 | 0 | 0 | 0 | 0 | 0 | 0 | 0 | 0 | 0 | 0 | 0 | 0 | 0 | 0 | 0 | 0 | 0 | 0
0 | 0 | 0 | 0 | 0 | 0 | 0 | 0 | 0 | 0 | 0 | 0 | 0 | 0 | 0 | 0 | 0 | 0 | 0 | 0
0 | 0 | 0 | 0 | 0 | 0 | 0 | 0 | 0 | 0 | 0 | 0 | 0 | 0 | 0 | 0 | 0 | 0 | 0 | 0
0 | 0 | 0 | 0 | 0 | 0 | 0 | 0 | 0 | 0 | 0 | 0 | 0 | 0 | 0 | 0 | 0 | 0 | 0 | 0
0 | 0 | 0 | 0 | 0 | 0 | 0 | 0 | 0 | 0 | 0 | 0 | 0 | 0 | 0 | 0 | 0 | 0 | 0 | 0
0 | 0 | 0 | 0 | 0 | 0 | 0 | 0 | 0 | 0 | 0 | 0 | 0 | 0 | 0 | 0 | 0 | 0 | 0 | 0
0 | 0 | 0 | 0 | 0 | 0 | 0 | 0 | 0 | 0 | 0 | 0 | 0 | 0 | 0 | 0 | 0 | 0 | 0 | 0
0 | 0 | 0 | 0 | 0 | 0 | 0 | 0 | 0 | 0 | 0 | 0 | 0 | 0 | 0 | 0 | 0 | 0 | 0 | 0
0 | 0 | 0 | 0 | 0 | 0 | 0 | 0 | 0 | 0 | 0 | 0 | 0 | 0 | 0 | 0 | 0 | 0 | 0 | 0
0 | 0 | 0 | 0 | 0 | 0 | 0 | 0 | 0 | 0 | 0 | 0 | 0 | 0 | 0 | 0 | 0 | 0 | 0 | 0
0 | 0 | 0 | 0 | 0 | 0 | 0 | 0 | 0 | 0 | 0 | 0 | 0 | 0 | 0 | 0 | 0 | 0 | 0 | 0
0 | 0 | 0 | 0 | 0 | 0 | 0 | 0 | 0 | 0 | 0 | 0 | 0 | 0 | 0 | 0 | 0 | 0 | 0 | 0
0 | 0 | 0 | 0 | 0 | 0 | 0 | 0 | 0 | 0 | 0 | 0 | 0 | 0 | 0 | 0 | 0 | 0 | 0 | 0
0 | 0 | 0 | 0 | 0 | 0 | 0 | 0 | 0 | 0 | 0 | 0 | 0 | 0 | 0 | 0 | 0 | 0 | 0 | 0
0 | 0 | 0 | 0 | 0 | 0 | 0 | 0 | 0 | 0 | 0 | 0 | 0 | 0 | 0 | 0 | 0 | 0 | 0 | 0
0 | 0 | 0 | 0 | 0 | 0 | 0 | 0 | 0 | 0 | 0 | 0 | 0 | 0 | 0 | 0 | 0 | 0 | 0 | 0
0 | 0 | 0 | 0 | 0 | 0 | 0 | 0 | 0 | 0 | 0 | 0 | 0 | 0 | 0 | 0 | 0 | 0 | 0 | 0
0 | 0 | 0 | 0 | 0 | 0 | 0 | 0 | 0 | 0 | 0 | 0 | 0 | 0 | 0 | 0 | 0 | 0 | 0 | 0
0 | 0 | 0 | 0 | 0 | 0 | 0 | 0 | 0 | 0 | 0 | 0 | 0 | 0 | 0 | 0 | 0 | 0 | 0 | 0
0 | 0 | 0 | 0 | 0 | 0 | 0 | 0 | 0 | 0 | 0 | 0 | 0 | 0 | 0 | 0 | 0 | 0 | 0 | 0
0 | 0 | 0 | 0 | 0 | 0 | 0 | 0 | 0 | 0 | 0 | 0 | 0 | 0 | 0 | 0 | 0 | 0 | 0 | 0
0 | 0 | 0 | 0 | 0 | 0 | 0 | 0 | 0 | 0 | 0 | 0 | 0 | 0 | 0 | 0 | 0 | 0 | 0 | 0
0 | 0 | 0 | 0 | 0 | 0 | 0 | 0 | 0 | 0 | 0 | 0 | 0 | 0 | 0 | 0 | 0 | 0 | 0 | 0
0 | 0 | 0 | 0 | 0 | 0 | 0 | 0 | 0 | 0 | 0 | 0 | 0 | 0 | 0 | 0 | 0 | 0 | 0 | 0
0 | 0 | 0 | 0 | 0 | 0 | 0 | 0 | 0 | 0 | 0 | 0 | 0 | 0 | 0 | 0 | 0 | 0 | 0 | 0
0 | 0 | 0 | 0 | 0 | 0 | 0 | 0 | 0 | 0 | 0 | 0 | 0 | 0 | 0 | 0 | 0 | 0 | 0 | 0
0 | 0 | 0 | 0 | 0 | 0 | 0 | 0 | 0 | 0 | 0 | 0 | 0 | 0 | 0 | 0 | 0 | 0 | 0 | 0
0 | 0 | 0 | 0 | 0 | 0 | 0 | 0 | 0 | 0 | 0 | 0 | 0 | 0 | 0 | 0 | 0 | 0 | 0 | 0
0 | 0 | 0 | 0 | 0 | 0 | 0 | 0 | 0 | 0 | 0 | 0 | 0 | 0 | 0 | 0 | 0 | 0 | 0 | 0
0 | 0 | 0 | 0 | 0 | 0 | 0 | 0 | 0 | 0 | 0 | 0 | 0 | 0 | 0 | 0 | 0 | 0 | 0 | 0
0 | 0 | 0 | 0 | 0 | 0 | 0 | 0 | 0 | 0 | 0 | 0 | 0 | 0 | 0 | 0 | 0 | 0 | 0 | 0
0 | 0 | 0 | 0 | 0 | 0 | 0 | 0 | 0 | 0 | 0 | 0 | 0 | 0 | 0 | 0 | 0 | 0 | 0 | 0
0 | 0 | 0 | 0 | 0 | 0 | 0 | 0 | 0 | 0 | 0 | 0 | 0 | 0 | 0 | 0 | 0 | 0 | 0 | 0
0 | 0 | 0 | 0 | 0 | 0 | 0 | 0 | 0 | 0 | 0 | 0 | 0 | 0 | 0 | 0 | 0 | 0 | 0 | 0
0 | 0 | 0 | 0 | 0 | 0 | 0 | 0 | 0 | 0 | 0 | 0 | 0 | 0 | 0 | 0 | 0 | 0 | 0 | 0
0 | 0 | 0 | 0 | 0 | 0 | 0 | 0 | 0 | 0 | 0 | 0 | 0 | 0 | 0 | 0 | 0 | 0 | 0 | 0
0 | 0 | 0 | 0 | 0 | 0 | 0 | 0 | 0 | 0 | 0 | 0 | 0 | 0 | 0 | 0 | 0 | 0 | 0 | 0
0 | 0 | 0 | 0 | 0 | 0 | 0 | 0 | 0 | 0 | 0 | 0 | 0 | 0 | 0 | 0 | 0 | 0 | 0 | 0
0 | 0 | 0 | 0 | 0 | 0 | 0 | 0 | 0 | 0 | 0 | 0 | 0 | 0 | 0 | 0 | 0 | 0 | 0 | 0
0 | 0 | 0 | 0 | 0 | 0 | 0 | 0 | 0 | 0 | 0 | 0 | 0 | 0 | 0 | 0 | 0 | 0 | 0 | 0
0 | 0 | 0 | 0 | 0 | 0 | 0 | 0 | 0 | 0 | 0 | 0 | 0 | 0 | 0 | 0 | 0 | 0 | 0 | 0
0 | 0 | 0 | 0 | 0 | 0 | 0 | 0 | 0 | 0 | 0 | 0 | 0 | 0 | 0 | 0 | 0 | 0 | 0 | 0
0 | 0 | 0 | 0 | 0 | 0 | 0 | 0 | 0 | 0 | 0 | 0 | 0 | 0 | 0 | 0 | 0 | 0 | 0 | 0
0 | 0 | 0 | 0 | 0 | 0 | 0 | 0 | 0 | 0 | 0 | 0 | 0 | 0 | 0 | 0 | 0 | 0 | 0 | 0
0 | 0 | 0 | 0 | 0 | 0 | 0 | 0 | 0 | 0 | 0 | 0 | 0 | 0 | 0 | 0 | 0 | 0 | 0 | 0
0 | 0 | 0 | 0 | 0 | 0 | 0 | 0 | 0 | 0 | 0 | 0 | 0 | 0 | 0 | 0 | 0 | 0 | 0 | 0
0 | 0 | 0 | 0 | 0 | 0 | 0 | 0 | 0 | 0 | 0 | 0 | 0 | 0 | 0 | 0 | 0 | 0 | 0 | 0
0 | 0 | 0 | 0 | 0 | 0 | 0 | 0 | 0 | 0 | 0 | 0 | 0 | 0 | 0 | 0 | 0 | 0 | 0 | 0
0 | 0 | 0 | 0 | 0 | 0 | 0 | 0 | 0 | 0 | 0 | 0 | 0 | 0 | 0 | 0 | 0 | 0 | 0 | 0
0 | 0 | 0 | 0 | 0 | 0 | 0 | 0 | 0 | 0 | 0 | 0 | 0 | 0 | 0 | 0 | 0 | 0 | 0 | 0
0 | 0 | 0 | 0 | 0 | 0 | 0 | 0 | 0 | 0 | 0 | 0 | 0 | 0 | 0 | 0 | 0 | 0 | 0 | 0
0 | 0 | 0 | 0 | 0 | 0 | 0 | 0 | 0 | 0 | 0 | 0 | 0 | 0 | 0 | 0 | 0 | 0 | 0 | 0
0 | 0 | 0 | 0 | 0 | 0 | 0 | 0 | 0 | 0 | 0 | 0 | 0 | 0 | 0 | 0 | 0 | 0 | 0 | 0
0 | 0 | 0 | 0 | 0 | 0 | 0 | 0 | 0 | 0 | 0 | 0 | 0 | 0 | 0 | 0 | 0 | 0 | 0 | 0
0 | 0 | 0 | 0 | 0 | 0 | 0 | 0 | 0 | 0 | 0 | 0 | 0 | 0 | 0 | 0 | 0 | 0 | 0 | 0
0 | 0 | 0 | 0 | 0 | 0 | 0 | 0 | 0 | 0 | 0 | 0 | 0 | 0 | 0 | 0 | 0 | 0 | 0 | 0
0 | 0 | 0 | 0 | 0 | 0 | 0 | 0 | 0 | 0 | 0 | 0 | 0 | 0 | 0 | 0 | 0 | 0 | 0 | 0
0 | 0 | 0 | 0 | 0 | 0 | 0 | 0 | 0 | 0 | 0 | 0 | 0 | 0 | 0 | 0 | 0 | 0 | 0 | 0
0 | 0 | 0 | 0 | 0 | 0 | 0 | 0 | 0 | 0 | 0 | 0 | 0 | 0 | 0 | 0 | 0 | 0 | 0 | 0
0 | 0 | 0 | 0 | 0 | 0 | 0 | 0 | 0 | 0 | 0 | 0 | 0 | 0 | 0 | 0 | 0 | 0 | 0 | 0
0 | 0 | 0 | 0 | 0 | 0 | 0 | 0 | 0 | 0 | 0 | 0 | 0 | 0 | 0 | 0 | 0 | 0 | 0 | 0
0 | 0 | 0 | 0 | 0 | 0 | 0 | 0 | 0 | 0 | 0 | 0 | 0 | 0 | 0 | 0 | 0 | 0 | 0 | 0
0 | 0 | 0 | 0 | 0 | 0 | 0 | 0 | 0 | 0 | 0 | 0 | 0 | 0 | 0 | 0 | 0 | 0 | 0 | 0
0 | 0 | 0 | 0 | 0 | 0 | 0 | 0 | 0 | 0 | 0 | 0 | 0 | 0 | 0 | 0 | 0 | 0 | 0 | 0
0 | 0 | 0 | 0 | 0 | 0 | 0 | 0 | 0 | 0 | 0 | 0 | 0 | 0 | 0 | 0 | 0 | 0 | 0 | 0
0 | 0 | 0 | 0 | 0 | 0 | 0 | 0 | 0 | 0 | 0 | 0 | 0 | 0 | 0 | 0 | 0 | 0 | 0 | 0
0 | 0 | 0 | 0 | 0 | 0 | 0 | 0 | 0 | 0 | 0 | 0 | 0 | 0 | 0 | 0 | 0 | 0 | 0 | 0
0 | 0 | 0 | 0 | 0 | 0 | 0 | 0 | 0 | 0 | 0 | 0 | 0 | 0 | 0 | 0 | 0 | 0 | 0 | 0
0 | 0 | 0 | 0 | 0 | 0 | 0 | 0 | 0 | 0 | 0 | 0 | 0 | 0 | 0 | 0 | 0 | 0 | 0 | 0
0 | 0 | 0 | 0 | 0 | 0 | 0 | 0 | 0 | 0 | 0 | 0 | 0 | 0 | 0 | 0 | 0 | 0 | 0 | 0
0 | 0 | 0 | 0 | 0 | 0 | 0 | 0 | 0 | 0 | 0 | 0 | 0 | 0 | 0 | 0 | 0 | 0 | 0 | 0
0 | 0 | 0 | 0 | 0 | 0 | 0 | 0 | 0 | 0 | 0 | 0 | 0 | 0 | 0 | 0 | 0 | 0 | 0 | 0
0 | 0 | 0 | 0 | 0 | 0 | 0 | 0 | 0 | 0 | 0 | 0 | 0 | 0 | 0 | 0 | 0 | 0 | 0 | 0
0 | 0 | 0 | 0 | 0 | 0 | 0 | 0 | 0 | 0 | 0 | 0 | 0 | 0 | 0 | 0 | 0 | 0 | 0 | 0
0 | 0 | 0 | 0 | 0 | 0 | 0 | 0 | 0 | 0 | 0 | 0 | 0 | 0 | 0 | 0 | 0 | 0 | 0 | 0
0 | 0 | 0 | 0 | 0 | 0 | 0 | 0 | 0 | 0 | 0 | 0 | 0 | 0 | 0 | 0 | 0 | 0 | 0 | 0
0 | 0 | 0 | 0 | 0 | 0 | 0 | 0 | 0 | 0 | 0 | 0 | 0 | 0 | 0 | 0 | 0 | 0 | 0 | 0
0 | 0 | 0 | 0 | 0 | 0 | 0 | 0 | 0 | 0 | 0 | 0 | 0 | 0 | 0 | 0 | 0 | 0 | 0 | 0
0 | 0 | 0 | 0 | 0 | 0 | 0 | 0 | 0 | 0 | 0 | 0 | 0 | 0 | 0 | 0 | 0 | 0 | 0 | 0
0 | 0 | 0 | 0 | 0 | 0 | 0 | 0 | 0 | 0 | 0 | 0 | 0 | 0 | 0 | 0 | 0 | 0 | 0 | 0
0 | 0 | 0 | 0 | 0 | 0 | 0 | 0 | 0 | 0 | 0 | 0 | 0 | 0 | 0 | 0 | 0 | 0 | 0 | 0
0 | 0 | 0 | 0 | 0 | 0 | 0 | 0 | 0 | 0 | 0 | 0 | 0 | 0 | 0 | 0 | 0 | 0 | 0 | 0
0 | 0 | 0 | 0 | 0 | 0 | 0 | 0 | 0 | 0 | 0 | 0 | 0 | 0 | 0 | 0 | 0 | 0 | 0 | 0
0 | 0 | 0 | 0 | 0 | 0 | 0 | 0 | 0 | 0 | 0 | 0 | 0 | 0 | 0 | 0 | 0 | 0 | 0 | 0
0 | 0 | 0 | 0 | 0 | 0 | 0 | 0 | 0 | 0 | 0 | 0 | 0 | 0 | 0 | 0 | 0 | 0 | 0 | 0
0 | 0 | 0 | 0 | 0 | 0 | 0 | 0 | 0 | 0 | 0 | 0 | 0 | 0 | 0 | 0 | 0 | 0 | 0 | 0
0 | 0 | 0 | 0 | 0 | 0 | 0 | 0 | 0 | 0 | 0 | 0 | 0 | 0 | 0 | 0 | 0 | 0 | 0 | 0
0 | 0 | 0 | 0 | 0 | 0 | 0 | 0 | 0 | 0 | 0 | 0 | 0 | 0 | 0 | 0 | 0 | 0 | 0 | 0
0 | 0 | 0 | 0 | 0 | 0 | 0 | 0 | 0 | 0 | 0 | 0 | 0 | 0 | 0 | 0 | 0 | 0 | 0 | 0
0 | 0 | 0 | 0 | 0 | 0 | 0 | 0 | 0 | 0 | 0 | 0 | 0 | 0 | 0 | 0 | 0 | 0 | 0 | 0
0 | 0 | 0 | 0 | 0 | 0 | 0 | 0 | 0 | 0 | 0 | 0 | 0 | 0 | 0 | 0 | 0 | 0 | 0 | 0
0 | 0 | 0 | 0 | 0 | 0 | 0 | 0 | 0 | 0 | 0 | 0 | 0 | 0 | 0 | 0 | 0 | 0 | 0 | 0
0 | 0 | 0 | 0 | 0 | 0 | 0 | 0 | 0 | 0 | 0 | 0 | 0 | 0 | 0 | 0 | 0 | 0 | 0 | 0
0 | 0 | 0 | 0 | 0 | 0 | 0 | 0 | 0 | 0 | 0 | 0 | 0 | 0 | 0 | 0 | 0 | 0 | 0 | 0
0 | 0 | 0 | 0 | 0 | 0 | 0 | 0 | 0 | 0 | 0 | 0 | 0 | 0 | 0 | 0 | 0 | 0 | 0 | 0
0 | 0 | 0 | 0 | 0 | 0 | 0 | 0 | 0 | 0 | 0 | 0 | 0 | 0 | 0 | 0 | 0 | 0 | 0 | 0
0 | 0 | 0 | 0 | 0 | 0 | 0 | 0 | 0 | 0 | 0 | 0 | 0 | 0 | 0 | 0 | 0 | 0 | 0 | 0
0 | 0 | 0 | 0 | 0 | 0 | 0 | 0 | 0 | 0 | 0 | 0 | 0 | 0 | 0 | 0 | 0 | 0 | 0 | 0
0 | 0 | 0 | 0 | 0 | 0 | 0 | 0 | 0 | 0 | 0 | 0 | 0 | 0 | 0 | 0 | 0 | 0 | 0 | 0
0 | 0 | 0 | 0 | 0 | 0 | 0 | 0 | 0 | 0 | 0 | 0 | 0 | 0 | 0 | 0 | 0 | 0 | 0 | 0
0 | 0 | 0 | 0 | 0 | 0 | 0 | 0 | 0 | 0 | 0 | 0 | 0 | 0 | 0 | 0 | 0 | 0 | 0 | 0
0 | 0 | 0 | 0 | 0 | 0 | 0 | 0 | 0 | 0 | 0 | 0 | 0 | 0 | 0 | 0 | 0 | 0 | 0 | 0
0 | 0 | 0 | 0 | 0 | 0 | 0 | 0 | 0 | 0 | 0 | 0 | 0 | 0 | 0 | 0 | 0 | 0 | 0 | 0
0 | 0 | 0 | 0 | 0 | 0 | 0 | 0 | 0 | 0 | 0 | 0 | 0 | 0 | 0 | 0 | 0 | 0 | 0 | 0
0 | 0 | 0 | 0 | 0 | 0 | 0 | 0 | 0 | 0 | 0 | 0 | 0 | 0 | 0 | 0 | 0 | 0 | 0 | 0
0 | 0 | 0 | 0 | 0 | 0 | 0 | 0 | 0 | 0 | 0 | 0 | 0 | 0 | 0 | 0 | 0 | 0 | 0 | 0
0 | 0 | 0 | 0 | 0 | 0 | 0 | 0 | 0 | 0 | 0 | 0 | 0 | 0 | 0 | 0 | 0 | 0 | 0 | 0
0 | 0 | 0 | 0 | 0 | 0 | 0 | 0 | 0 | 0 | 0 | 0 | 0 | 0 | 0 | 0 | 0 | 0 | 0 | 0
0 | 0 | 0 | 0 | 0 | 0 | 0 | 0 | 0 | 0 | 0 | 0 | 0 | 0 | 0 | 0 | 0 | 0 | 0 | 0
0 | 0 | 0 | 0 | 0 | 0 | 0 | 0 | 0 | 0 | 0 | 0 | 0 | 0 | 0 | 0 | 0 | 0 | 0 | 0
0 | 0 | 0 | 0 | 0 | 0 | 0 | 0 | 0 | 0 | 0 | 0 | 0 | 0 | 0 | 0 | 0 | 0 | 0 | 0
0 | 0 | 0 | 0 | 0 | 0 | 0 | 0 | 0 | 0 | 0 | 0 | 0 | 0 | 0 | 0 | 0 | 0 | 0 | 0
0 | 0 | 0 | 0 | 0 | 0 | 0 | 0 | 0 | 0 | 0 | 0 | 0 | 0 | 0 | 0 | 0 | 0 | 0 | 0
0 | 0 | 0 | 0 | 0 | 0 | 0 | 0 | 0 | 0 | 0 | 0 | 0 | 0 | 0 | 0 | 0 | 0 | 0 | 0
0 | 0 | 0 | 0 | 0 | 0 | 0 | 0 | 0 | 0 | 0 | 0 | 0 | 0 | 0 | 0 | 0 | 0 | 0 | 0
0 | 0 | 0 | 0 | 0 | 0 | 0 | 0 | 0 | 0 | 0 | 0 | 0 | 0 | 0 | 0 | 0 | 0 | 0 | 0
0 | 0 | 0 | 0 | 0 | 0 | 0 | 0 | 0 | 0 | 0 | 0 | 0 | 0 | 0 | 0 | 0 | 0 | 0 | 0
0 | 0 | 0 | 0 | 0 | 0 | 0 | 0 | 0 | 0 | 0 | 0 | 0 | 0 | 0 | 0 | 0 | 0 | 0 | 0
0 | 0 | 0 | 0 | 0 | 0 | 0 | 0 | 0 | 0 | 0 | 0 | 0 | 0 | 0 | 0 | 0 | 0 | 0 | 0
0 | 0 | 0 | 0 | 0 | 0 | 0 | 0 | 0 | 0 | 0 | 0 | 0 | 0 | 0 | 0 | 0 | 0 | 0 | 0
0 | 0 | 0 | 0 | 0 | 0 | 0 | 0 | 0 | 0 | 0 | 0 | 0 | 0 | 0 | 0 | 0 | 0 | 0 | 0
0 | 0 | 0 | 0 | 0 | 0 | 0 | 0 | 0 | 0 | 0 | 0 | 0 | 0 | 0 | 0 | 0 | 0 | 0 | 0
0 | 0 | 0 | 0 | 0 | 0 | 0 | 0 | 0 | 0 | 0 | 0 | 0 | 0 | 0 | 0 | 0 | 0 | 0 | 0
0 | 0 | 0 | 0 | 0 | 0 | 0 | 0 | 0 | 0 | 0 | 0 | 0 | 0 | 0 | 0 | 0 | 0 | 0 | 0
0 | 0 | 0 | 0 | 0 | 0 | 0 | 0 | 0 | 0 | 0 | 0 | 0 | 0 | 0 | 0 | 0 | 0 | 0 | 0
0 | 0 | 0 | 0 | 0 | 0 | 0 | 0 | 0 | 0 | 0 | 0 | 0 | 0 | 0 | 0 | 0 | 0 | 0 | 0
0 | 0 | 0 | 0 | 0 | 0 | 0 | 0 | 0 | 0 | 0 | 0 | 0 | 0 | 0 | 0 | 0 | 0 | 0 | 0
0 | 0 | 0 | 0 | 0 | 0 | 0 | 0 | 0 | 0 | 0 | 0 | 0 | 0 | 0 | 0 | 0 | 0 | 0 | 0
0 | 0 | 0 | 0 | 0 | 0 | 0 | 0 | 0 | 0 | 0 | 0 | 0 | 0 | 0 | 0 | 0 | 0 | 0 | 0
0 | 0 | 0 | 0 | 0 | 0 | 0 | 0 | 0 | 0 | 0 | 0 | 0 | 0 | 0 | 0 | 0 | 0 | 0 | 0
0 | 0 | 0 | 0 | 0 | 0 | 0 | 0 | 0 | 0 | 0 | 0 | 0 | 0 | 0 | 0 | 0 | 0 | 0 | 0
0 | 0 | 0 | 0 | 0 | 0 | 0 | 0 | 0 | 0 | 0 | 0 | 0 | 0 | 0 | 0 | 0 | 0 | 0 | 0
0 | 0 | 0 | 0 | 0 | 0 | 0 | 0 | 0 | 0 | 0 | 0 | 0 | 0 | 0 | 0 | 0 | 0 | 0 | 0
0 | 0 | 0 | 0 | 0 | 0 | 0 | 0 | 0 | 0 | 0 | 0 | 0 | 0 | 0 | 0 | 0 | 0 | 0 | 0
0 | 0 | 0 | 0 | 0 | 0 | 0 | 0 | 0 | 0 | 0 | 0 | 0 | 0 | 0 | 0 | 0 | 0 | 0 | 0
0 | 0 | 0 | 0 | 0 | 0 | 0 | 0 | 0 | 0 | 0 | 0 | 0 | 0 | 0 | 0 | 0 | 0 | 0 | 0
0 | 0 | 0 | 0 | 0 | 0 | 0 | 0 | 0 | 0 | 0 | 0 | 0 | 0 | 0 | 0 | 0 | 0 | 0 | 0
0 | 0 | 0 | 0 | 0 | 0 | 0 | 0 | 0 | 0 | 0 | 0 | 0 | 0 | 0 | 0 | 0 | 0 | 0 | 0
0 | 0 | 0 | 0 | 0 | 0 | 0 | 0 | 0 | 0 | 0 | 0 | 0 | 0 | 0 | 0 | 0 | 0 | 0 | 0
0 | 0 | 0 | 0 | 0 | 0 | 0 | 0 | 0 | 0 | 0 | 0 | 0 | 0 | 0 | 0 | 0 | 0 | 0 | 0
0 | 0 | 0 | 0 | 0 | 0 | 0 | 0 | 0 | 0 | 0 | 0 | 0 | 0 | 0 | 0 | 0 | 0 | 0 | 0
0 | 0 | 0 | 0 | 0 | 0 | 0 | 0 | 0 | 0 | 0 | 0 | 0 | 0 | 0 | 0 | 0 | 0 | 0 | 0
0 | 0 | 0 | 0 | 0 | 0 | 0 | 0 | 0 | 0 | 0 | 0 | 0 | 0 | 0 | 0 | 0 | 0 | 0 | 0
0 | 0 | 0 | 0 | 0 | 0 | 0 | 0 | 0 | 0 | 0 | 0 | 0 | 0 | 0 | 0 | 0 | 0 | 0 | 0
0 | 0 | 0 | 0 | 0 | 0 | 0 | 0 | 0 | 0 | 0 | 0 | 0 | 0 | 0 | 0 | 0 | 0 | 0 | 0
0 | 0 | 0 | 0 | 0 | 0 | 0 | 0 | 0 | 0 | 0 | 0 | 0 | 0 | 0 | 0 | 0 | 0 | 0 | 0
0 | 0 | 0 | 0 | 0 | 0 | 0 | 0 | 0 | 0 | 0 | 0 | 0 | 0 | 0 | 0 | 0 | 0 | 0 | 0
0 | 0 | 0 | 0 | 0 | 0 | 0 | 0 | 0 | 0 | 0 | 0 | 0 | 0 | 0 | 0 | 0 | 0 | 0 | 0
0 | 0 | 0 | 0 | 0 | 0 | 0 | 0 | 0 | 0 | 0 | 0 | 0 | 0 | 0 | 0 | 0 | 0 | 0 | 0
0 | 0 | 0 | 0 | 0 | 0 | 0 | 0 | 0 | 0 | 0 | 0 | 0 | 0 | 0 | 0 | 0 | 0 | 0 | 0
0 | 0 | 0 | 0 | 0 | 0 | 0 | 0 | 0 | 0 | 0 | 0 | 0 | 0 | 0 | 0 | 0 | 0 | 0 | 0
0 | 0 | 0 | 0 | 0 | 0 | 0 | 0 | 0 | 0 | 0 | 0 | 0 | 0 | 0 | 0 | 0 | 0 | 0 | 0
0 | 0 | 0 | 0 | 0 | 0 | 0 | 0 | 0 | 0 | 0 | 0 | 0 | 0 | 0 | 0 | 0 | 0 | 0 | 0
0 | 0 | 0 | 0 | 0 | 0 | 0 | 0 | 0 | 0 | 0 | 0 | 0 | 0 | 0 | 0 | 0 | 0 | 0 | 0
0 | 0 | 0 | 0 | 0 | 0 | 0 | 0 | 0 | 0 | 0 | 0 | 0 | 0 | 0 | 0 | 0 | 0 | 0 | 0
0 | 0 | 0 | 0 | 0 | 0 | 0 | 0 | 0 | 0 | 0 | 0 | 0 | 0 | 0 | 0 | 0 | 0 | 0 | 0
0 | 0 | 0 | 0 | 0 | 0 | 0 | 0 | 0 | 0 | 0 | 0 | 0 | 0 | 0 | 0 | 0 | 0 | 0 | 0
0 | 0 | 0 | 0 | 0 | 0 | 0 | 0 | 0 | 0 | 0 | 0 | 0 | 0 | 0 | 0 | 0 | 0 | 0 | 0
0 | 0 | 0 | 0 | 0 | 0 | 0 | 0 | 0 | 0 | 0 | 0 | 0 | 0 | 0 | 0 | 0 | 0 | 0 | 0
0 | 0 | 0 | 0 | 0 | 0 | 0 | 0 | 0 | 0 | 0 | 0 | 0 | 0 | 0 | 0 | 0 | 0 | 0 | 0
0 | 0 | 0 | 0 | 0 | 0 | 0 | 0 | 0 | 0 | 0 | 0 | 0 | 0 | 0 | 0 | 0 | 0 | 0 | 0
0 | 0 | 0 | 0 | 0 | 0 | 0 | 0 | 0 | 0 | 0 | 0 | 0 | 0 | 0 | 0 | 0 | 0 | 0 | 0
0 | 0 | 0 | 0 | 0 | 0 | 0 | 0 | 0 | 0 | 0 | 0 | 0 | 0 | 0 | 0 | 0 | 0 | 0 | 0
0 | 0 | 0 | 0 | 0 | 0 | 0 | 0 | 0 | 0 | 0 | 0 | 0 | 0 | 0 | 0 | 0 | 0 | 0 | 0
0 | 0 | 0 | 0 | 0 | 0 | 0 | 0 | 0 | 0 | 0 | 0 | 0 | 0 | 0 | 0 | 0 | 0 | 0 | 0
0 | 0 | 0 | 0 | 0 | 0 | 0 | 0 | 0 | 0 | 0 | 0 | 0 | 0 | 0 | 0 | 0 | 0 | 0 | 0
0 | 0 | 0 | 0 | 0 | 0 | 0 | 0 | 0 | 0 | 0 | 0 | 0 | 0 | 0 | 0 | 0 | 0 | 0 | 0
0 | 0 | 0 | 0 | 0 | 0 | 0 | 0 | 0 | 0 | 0 | 0 | 0 | 0 | 0 | 0 | 0 | 0 | 0 | 0
0 | 0 | 0 | 0 | 0 | 0 | 0 | 0 | 0 | 0 | 0 | 0 | 0 | 0 | 0 | 0 | 0 | 0 | 0 | 0
0 | 0 | 0 | 0 | 0 | 0 | 0 | 0 | 0 | 0 | 0 | 0 | 0 | 0 | 0 | 0 | 0 | 0 | 0 | 0
0 | 0 | 0 | 0 | 0 | 0 | 0 | 0 | 0 | 0 | 0 | 0 | 0 | 0 | 0 | 0 | 0 | 0 | 0 | 0
0 | 0 | 0 | 0 | 0 | 0 | 0 | 0 | 0 | 0 | 0 | 0 | 0 | 0 | 0 | 0 | 0 | 0 | 0 | 0

## COMM 1-2yr Export
PROGRAM NAME | MCE Commercial
BUDGET |  |  | PG&E 2013 v1c6-Draft.xls
Market Segment
Administrative Costs |  | Primary | 0
Overhead and G&A | 241607.2171 | Secondary (if applicable) | 0
Other Administrative Costs | 10887.9549
Marketing/Outreach | 361296.0524
Direct Implementation
d.i. User Input Incentive (No rebates) | 0
d.ii. to d.v Rebates & Incentives | 990027.9381
Activity | 612067.2032
Installation | 0
Hardware & Materials | 0
Rebate Processing & Inspection | 346839.9803
EM&V Costs | 96442.5042
Budget | 2659168.8502
Costs recovered from other sources | 0
Budget (plus other costs) | 2659168.8502
PROGRAM IMPACTS
Program Reductions | 2013-2014 | 2013 | 2014
User Entered kW (kW) | 0 | 0 | 0
Net Jul-Sept Peak (kW) | 74.8193 | 28.4057 | 46.4135
Net Dec-Feb Peak (kW) | 53.6965 | 20.3427 | 33.3538
Net NCP (kW) | 53.6965 | 20.3427 | 33.3538
Net CEC (kW) | 0 | 0 | 0
Annual Net kWh | 1840143.2362 | 699333.6157 | 1140809.6205
Lifecycle Net kWh | 26395164.3494 | 10057595.2572 | 16337569.0922
Annual Net Therms | 38492.866 | 15476.6403 | 23016.2257
Lifecycle Net Therms | 530859.7717 | 221382.4669 | 309477.3048
Program Reductions for Measures installed through 2024
TRC
Costs | 2561951.1116
Electric Benefits | 2188625.7714
Gas Benefits | 342513.1802
Net Benefits (NPV) | -30812.16
BC Ratio | 0.98797
PAC
Costs | 2659168.8502
Electric Benefits | 2188625.7714
Gas Benefits | 342513.1802
Net Benefits (NPV) | -128029.8986
BC Ratio | 0.95185
Levelized Cost
Levelized Cost TRC ($/kWh )
Discounted kWh | 15519811.3002
Cost | 0.128
Benefits | 0.14102
Benefit-Cost | 0.01302
Levelized Cost PAC ($/kWh)
Discounted kWh | 15519811.3002
Cost | 0.13084
Benefits | 0.14102
Benefit-Cost | 0.010186
Levelized Cost TRC ($/therm)
Discounted Therms | 323045.7939
Cost | 1.7788
Benefits | 1.0603
Benefit-Cost | -0.71857
Levelized Cost PAC ($/therm)
Discounted Therms | 323045.7939
Cost | 1.9439
Benefits | 1.0603
Benefit-Cost | -0.88366
Emission Annual Reductions (2014-2016) |  |  |  | Energy Division File sheet "Attachment II" Total Electricity and Gas Emission Reductions
Electric Annual CO2 (tons) - 2014 | 0 |  |  |  | 2016 | 2017 | 2018 | 2019 | 2020 | 2021 | 2022
2015 | 0 |  |  |  | Total | Total | Total | Total | Total | Total | Total
2016 | 0 |  |  | Annual CO2 Emission Reductions (tons) | 0 | 0 | 0 | 444.2117 | 711.681 | 0 | 0
Electric Lifecycle CO2 (tons) - 2014 | 0 |  |  | Lifecycle CO2 Emission Reductions (tons) | 0 | 0 | 0 | 6381.7096 | 10074.0945 | 0 | 0
2015 | 0 |  |  | Annual NOx Emission Reductions (tons) | 0 | 0 | 0 | 0.080743 | 0.12627 | 0 | 0
2016 | 0 |  |  | Lifecycle NOx Emission Reductions (tons) | 0 | 0 | 0 | 1.1583 | 1.759 | 0 | 0
Electric Annual NOX (tons) - 2014 | 0 |  |  | Annual SO2 Emission Reductions (tons)
2015 | 0 |  |  | Lifecycle SO2 Emission Reductions (tons)
2016 | 0
Electric Lifecycle NOX (tons) - 2014 | 0
2015 | 0
2016 | 0
Electric Annual SO2 (lbs) - 2014
2015
2016
Electric Lifecycle SO2 (lbs) - 2014
2015
2016
Gas Annual CO2 (tons) - 2014 | 0
2015 | 0
2016 | 0
Gas Lifecycle CO2 (tons) - 2014 | 0
2015 | 0
2016 | 0
Gas Annual NOX (tons) - 2014 | 0
2015 | 0
2016 | 0
Gas Lifecycle NOX (tons) - 2014 | 0
2015 | 0
2016 | 0
Gas Annual SO2 (lbs) - 2014
2015
2016
Gas Lifecycle SO2 (lbs) - 2014
2015
2016
Data below not currently used in Energy Division workbook
Levelized Cost RIM ($/therm)
Discounted Therms | 323045.7939
Cost | 2.7465
Benefits | 1.0603
Benefit-Cost | -1.6863
Levelized Cost RIM ($/kWh)
Discounted kWh | 15519811.3002
Cost | 0.36531
Benefits | 0.14102
Benefit-Cost | -1.6863
RIM
Costs | 6556774.3005
Electric Benefits | 2188625.7714
Gas Benefits | 342513.1802
Net Benefits (NPV) | -4025635.3489
BC Ratio | 0.38603
Impacts for all programs
Net July-Sept Wtd Avg Peak ** (kW)
Clothes Dryer | 0
Clothes Washer | 0
Consumer Electronics | 0
Cooking | 0
Dishwasher | 0
Net Wtd Avg Dec-Feb ** (kW)
Clothes Dryer | 0
Clothes Washer | 0
Consumer Electronics | 0
Cooking | 0
Dishwasher | 0
0
Clothes Dryer | 0
Clothes Washer | 0
Consumer Electronics | 0
Cooking | 0
Dishwasher | 0
Annual Wtd Avg Net kWh
Clothes Dryer | 0
Clothes Washer | 0
Consumer Electronics | 0
Cooking | 0
Dishwasher | 0
Lifecycle Net kWh
Clothes Dryer | 0
Clothes Washer | 0
Consumer Electronics | 0
Cooking | 0
Dishwasher | 0
Annual Wtd Avg Net Therms
Clothes Dryer | 0
Clothes Washer | 0
Consumer Electronics | 0
Cooking | 0
Dishwasher | 0
Lifecycle Net Therms
Clothes Dryer | 0
Clothes Washer | 0
Consumer Electronics | 0
Cooking | 0
Dishwasher | 0
Goal Attainment | Net Annual Savings
kWh
2013 | #REF!
2014 | #REF!
2015 | #REF!
2016 | #REF!
2017 | 1942010.2659
2018 | 0
2019 | 0
2020 | 0
2021 | -85100.463
2022 | -182361.8043
kW
2013 | #REF!
2014 | #REF!
2015 | #REF!
2016 | #REF!
2017 | 76.6295
2018 | 0
2019 | 0
2020 | 0
2021 | -4.2413
2022 | -9.1086
Therms
2013 | #REF!
2014 | #REF!
2015 | #REF!
2016 | #REF!
2017 | 55749.0112
2018 | 0
2019 | 0
2020 | 0
2021 | -5320.2987
2022 | -11398.1029

## COMM 3-4yr Input
| PG&E 2013 v1c6-Draft.xls |  |  |  | Program Budget ($) | [10 empty] | Import file format 5
[5 empty] | a. Administrative Costs | 2018 | 2019 | 2020 | NPV |  |  |  | Nominal | Nominal | Nominal
| Proposer General Information |  |  |  | a.i. Overhead and G&A | 193348.1153 | 193348.1153 |  | 372939.5284 | d. Incentives and Rebates ($) |  |  | 2018 | 2019 | 2020 | NPV |  | Market Effects Adjustments
| Proposer Name |  | Marin Clean Energy |  | a.ii. Other Admin costs | 6651.8847 | 6651.8847 |  | 12830.4884 | d.i. User Input Incentive (treated like admin cost) | [5 empty] | 0 |  | Adjustment type |  | Uniform
| Program Name |  | MCE Commercial |  | b. Marketing/Outreach | 161075.9494 | 161075.9494 |  | 310691.3584 | d.ii. Rebate |  |  | 643756.6199 | 817734.199 | 0 |  |  | Enter Custom values in columns AO through AT
| Service Territory |  | PG&E |  | c. Direct Implementation (non incentive) |  |  |  |  | d.iii. Direct Install Labor |  |  | 0 | 0 | 0 |  |  | Uniform Factors to apply to all measures
| First Year of Program Implementation |  |  | 2018 | c.i. Activity | 525275.0075 | 525275.0075 |  | 1013176.7421 | d.iv. Direct Install Materials |  |  | 0 | 0 | 0 |  |  |  | Benefit Adj | Cost Adj
| Contact Information |  |  |  | c.ii. Installation | 0 | 0 |  | 0 | d.v. Upstream payments |  |  | 0 | 0 | 0 |  |  | Participant Inside
| Name |  |  |  | c.iii. Hardware & Materials |  |  |  | 0 | Subtotal Incentives and Rebates |  |  | 643756.6199 | 817734.199 | 0 | 1335223.0027 |  | Participant Outside
| Address |  |  |  | c.iv. Rebate Processing and Inspection | 334545.9941 | 334545.9941 |  | 645289.0687 | [8 empty] | Non-participant | [41 empty] | Formulas for spreading annual installations to quarters
| ZIP code |  |  |  | d. Total Incentives and Rebates | 643756.6199 | 817734.199 | 0 | 1335223.0027 | [8 empty] | Total Factor | 0% | 0% | [39 empty] | 0 | 0 | 0 | 0 | 0 | 0 | 0 | 0 | 0 | 0 | 0 | 0 | 0 | 0 | 0 | 0 | 0 | 0 | 0 | 0 | 0 | 0 | 0 | 0 | 0 | 0 | 0 | 0 | 0 | 0 | 0 | 0 | 0 | 0 | 0 | 0 | 0 | 0 | 0 | 0 | 0 | 0 | 0 | 0
| Telephone |  |  |  | e. EM&V | 80000 | 80000 |  | 154308.0067 | f. Costs recovered from other sources | [5 empty] | 0
| Email |  |  |  | Total | 1944653.5708 | 2118631.1499 | 0 | 3844458.1952 | Program Budget w/ Other Costs (a to f) |  |  | 1944653.5708 | 2118631.1499 | 0 | 3844458.1952
|  |  | Market Sectors- Primary: | [11 empty] | Number of measures that have negative participant cost: | 0 |  |  | Total Excess incentive: | 0 | [39 empty] | Quarterly Installation Schedule
| Program Inputs |  | Secondary: | [8 empty] | Transfer | Admin | Admin | Admin | Participant | [8 empty] | Second Baseline (For savings after the RUL) | [7 empty] | Table Lookup Values |  |  |  |  | Benefits Adj Factors |  | Market Effects Adjustments | [8 empty] | Annual Installation Schedule (enter quarterly values to the right) | [10 empty] | 2018 |  |  |  | 2019 |  |  |  | 2020 |  |  |  | 2021 |  |  |  | 2022 |  |  |  | 2023 |  |  |  | 2024 |  |  |  | 2025 |  |  |  | 2026 |  |  |  | 2027 |  |  |  | 2028
| Measure Name | DEER RunID | Climate Zone | Target sector | Measure Electric End Use Shape | CZ, Sector, Measure combination found? | Expected Useful Life for New/ROB, RUL for retrofit. (yrs) | Program Type (To look up Net-to-gross Ratio) | Unit Definition (e.g. homes) | Program Type (NEW/ROB or Early Repl(RET)) | Gross Measure Cost (Total Cost for Retrofit, Incr Cost for New/ROB) ($/unit) | Rebate to end use customer or its assignee ($/unit) | Incentives to entities other than the end use customer or its assignee($/unit) | Direct Install Labor ($/unit) | Direct Install Material ($/unit) | Gross Participant Cost ($/unit) | Gross Unit Annual Electricity Savings (kwh/unit) | Electric Rate Schedule | Demand Scaler | User Entered kW Savings per unit (kW/unit) | Gross Unit Annual Gas Savings (therm/unit) | Gas Sector | Gas Rate Schedule | Gas Savings Profile | Total Life. Can be left blank for single baseline measures (Yrs) | Incremental Cost (relative to standard efficiency default device) ($/unit) | Measure Cost Inflation (%/year escalation) | Early retrofit incremental kWh savings (kWh/unit) | Early retrofit incremental kW savings (kW/unit) | Early retrofit incremental Th savings (Th/unit) | Combustion Type | Expected Useful Life for New/ROB, RUL for retrofit. (yrs) | Net-to-Gross Ratio - kWh | Net-to-Gross Ratio -Therms | Net-to-Gross Ratio - kW | Net-to-Gross Ratio - Therms (overides lookup value) | Net-to-Gross Ratio - Costs | Installation Rate (Blank gets 100%) (IR) | Gross Realization Rate (Blank gets 100%) (GRR) | Benefits - Participants Inside | Benefits - Participants Outside | Benefits- Non-participants | Costs - Participants Inside | Costs - Participants Outside | Costs- Non-participants | Total Benefits Factor | Total Cost Factor | % Eligible for TOU AC adjustment | 2018 | 2019 | 2020 | 2021 | 2022 | 2023 | 2024 | 2025 | 2026 | 2027 | 2028 | Qtr 1 | Qtr 2 | Qtr 3 | Qtr 4 | Qtr 1 | Qtr 2 | Qtr 3 | Qtr 4 | Qtr 1 | Qtr 2 | Qtr 3 | Qtr 4 | Qtr 1 | Qtr 2 | Qtr 3 | Qtr 4 | Qtr 1 | Qtr 2 | Qtr 3 | Qtr 4 | Qtr 1 | Qtr 2 | Qtr 3 | Qtr 4 | Qtr 1 | Qtr 2 | Qtr 3 | Qtr 4 | Qtr 1 | Qtr 2 | Qtr 3 | Qtr 4 | Qtr 1 | Qtr 2 | Qtr 3 | Qtr 4 | Qtr 1 | Qtr 2 | Qtr 3 | Qtr 4 | Qtr 1 | Qtr 2 | Qtr 3 | Qtr 4 | Total Number of Units | Comments
MCE Commercial | MCE Commercialprogram, Tier 1 rebates | [14 empty] | 0 |  |  | #N/A | [12 empty] | 0 | [13 empty] | 0% | 0% |  | 0 | 0 | 0 | 0 | 0 | 0 | 0 | 0 | 0 | 0 | 0 | [44 empty] | 0
MCE Commercial | Night cover reduces infiltration by 50% for 4 hours/night | D03-205 | 2 | COMMERCIAL | 4 = Commercial Refrigeration | TRUE | 1.6667 | NonRes-sAll-mRfg-SC | Len-ft | ROB | 45 | 27 |  |  |  | 18 | 15.5 | Small Commercial | kW | -0.00385 | 1.34 | Commercial | Small Commercial | Annual | 5 | 45 | 3% | 15.5 | -0.00385 | 1.34 | Small Boilers (<100 MMBtu/hr Heat Input):Controlled Low NOx Burner | 1.6667 | 40% | n/a |  |  |  | 90% | 90% | [6 empty] | 0% | 0% |  | 1.725 | 1.925 | 0 | 0 | 0 | 0 | 0 | 0 | 0 | 0 | 0 | 2018 Qtr 1: 0.4125; 2018 Qtr 2: 0.425; 2018 Qtr 3: 0.4375; 2018 Qtr 4: 0.45; 2019 Qtr 1: 0.4625; 2019 Qtr 2: 0.475; 2019 Qtr 3: 0.4875; 2019 Qtr 4: 0.5 | 3.65 | based on bid for 6' covers
MCE Commercial | Night cover reduces infiltration by 50% for 4 hours/night | D03-205 | 3A | COMMERCIAL | 4 = Commercial Refrigeration | TRUE | 1.6667 | NonRes-sAll-mRfg-SC | Len-ft | ROB | 45 | 27 |  |  |  | 18 | 15.9 | Small Commercial | kW | -0.00356 | 1.62 | Commercial | Small Commercial | Annual | 5 | 45 | 3% | 15.9 | -0.00356 | 1.62 | Small Boilers (<100 MMBtu/hr Heat Input):Controlled Low NOx Burner | 1.6667 | 40% | n/a |  |  |  | 90% | 90% | [6 empty] | 0% | 0% |  | 1.725 | 1.925 | 0 | 0 | 0 | 0 | 0 | 0 | 0 | 0 | 0 | 2018 Qtr 1: 0.4125; 2018 Qtr 2: 0.425; 2018 Qtr 3: 0.4375; 2018 Qtr 4: 0.45; 2019 Qtr 1: 0.4625; 2019 Qtr 2: 0.475; 2019 Qtr 3: 0.4875; 2019 Qtr 4: 0.5 | 3.65 | based on bid for 6' covers
MCE Commercial | Night cover reduces infiltration by 50% for 4 hours/night | D03-205 | 3B | COMMERCIAL | 4 = Commercial Refrigeration | TRUE | 1.6667 | NonRes-sAll-mRfg-SC | Len-ft | ROB | 45 | 27 |  |  |  | 18 | 15.9 | Small Commercial | kW | -0.00356 | 1.62 | Commercial | Small Commercial | Annual | 5 | 45 | 3% | 15.9 | -0.00356 | 1.62 | Small Boilers (<100 MMBtu/hr Heat Input):Controlled Low NOx Burner | 1.6667 | 40% | n/a |  |  |  | 90% | 90% | [6 empty] | 0% | 0% |  | 1.725 | 1.925 | 0 | 0 | 0 | 0 | 0 | 0 | 0 | 0 | 0 | 2018 Qtr 1: 0.4125; 2018 Qtr 2: 0.425; 2018 Qtr 3: 0.4375; 2018 Qtr 4: 0.45; 2019 Qtr 1: 0.4625; 2019 Qtr 2: 0.475; 2019 Qtr 3: 0.4875; 2019 Qtr 4: 0.5 | 3.65 | based on bid for 6' covers
MCE Commercial | Night cover reduces infiltration by 50% for 4 hours/night | D03-205 | 12 | COMMERCIAL | 4 = Commercial Refrigeration | TRUE | 1.6667 | NonRes-sAll-mRfg-SC | Len-ft | ROB | 45 | 27 |  |  |  | 18 | 15 | Small Commercial | kW | -0.00281 | 1.19 | Commercial | Small Commercial | Annual | 5 | 45 | 3% | 15 | -0.00281 | 1.19 | Small Boilers (<100 MMBtu/hr Heat Input):Controlled Low NOx Burner | 1.6667 | 40% | n/a |  |  |  | 90% | 90% | [6 empty] | 0% | 0% |  | 1.725 | 1.925 | 0 | 0 | 0 | 0 | 0 | 0 | 0 | 0 | 0 | 2018 Qtr 1: 0.4125; 2018 Qtr 2: 0.425; 2018 Qtr 3: 0.4375; 2018 Qtr 4: 0.45; 2019 Qtr 1: 0.4625; 2019 Qtr 2: 0.475; 2019 Qtr 3: 0.4875; 2019 Qtr 4: 0.5 | 3.65 | based on bid for 6' covers
MCE Commercial | Open fixture is retrofitted with doors and additional lighting | D03-206 | 2 | COMMERCIAL | 4 = Commercial Refrigeration | TRUE | 4 | NonRes-sAll-mRfg-SC | Len-ft | ROB | 320.84 | 192.504 |  |  |  | 128.336 | 125 | Small Commercial | kW | 0.0474 | 25.7 | Commercial | Small Commercial | Annual | 12 | 320.84 | 3% | 125 | 0.0474 | 25.7 | Small Boilers (<100 MMBtu/hr Heat Input):Controlled Low NOx Burner | 4 | 40% | n/a |  |  |  | 90% | 90% | [6 empty] | 0% | 0% |  | 1.725 | 1.925 | 0 | 0 | 0 | 0 | 0 | 0 | 0 | 0 | 0 | 2018 Qtr 1: 0.4125; 2018 Qtr 2: 0.425; 2018 Qtr 3: 0.4375; 2018 Qtr 4: 0.45; 2019 Qtr 1: 0.4625; 2019 Qtr 2: 0.475; 2019 Qtr 3: 0.4875; 2019 Qtr 4: 0.5 | 3.65 | (Itron WO017 10-12 cost study)
MCE Commercial | Open fixture is retrofitted with doors and additional lighting | D03-206 | 3A | COMMERCIAL | 4 = Commercial Refrigeration | TRUE | 4 | NonRes-sAll-mRfg-SC | Len-ft | ROB | 320.84 | 192.504 |  |  |  | 128.336 | 125 | Small Commercial | kW | 0.0221 | 30.2 | Commercial | Small Commercial | Annual | 12 | 320.84 | 3% | 125 | 0.0221 | 30.2 | Small Boilers (<100 MMBtu/hr Heat Input):Controlled Low NOx Burner | 4 | 40% | n/a |  |  |  | 90% | 90% | [6 empty] | 0% | 0% |  | 1.725 | 1.925 | 0 | 0 | 0 | 0 | 0 | 0 | 0 | 0 | 0 | 2018 Qtr 1: 0.4125; 2018 Qtr 2: 0.425; 2018 Qtr 3: 0.4375; 2018 Qtr 4: 0.45; 2019 Qtr 1: 0.4625; 2019 Qtr 2: 0.475; 2019 Qtr 3: 0.4875; 2019 Qtr 4: 0.5 | 3.65 | (Itron WO017 10-12 cost study)
MCE Commercial | Open fixture is retrofitted with doors and additional lighting | D03-206 | 3B | COMMERCIAL | 4 = Commercial Refrigeration | TRUE | 4 | NonRes-sAll-mRfg-SC | Len-ft | ROB | 320.84 | 192.504 |  |  |  | 128.336 | 125 | Small Commercial | kW | 0.0221 | 30.2 | Commercial | Small Commercial | Annual | 12 | 320.84 | 3% | 125 | 0.0221 | 30.2 | Small Boilers (<100 MMBtu/hr Heat Input):Controlled Low NOx Burner | 4 | 40% | n/a |  |  |  | 90% | 90% | [6 empty] | 0% | 0% |  | 1.725 | 1.925 | 0 | 0 | 0 | 0 | 0 | 0 | 0 | 0 | 0 | 2018 Qtr 1: 0.4125; 2018 Qtr 2: 0.425; 2018 Qtr 3: 0.4375; 2018 Qtr 4: 0.45; 2019 Qtr 1: 0.4625; 2019 Qtr 2: 0.475; 2019 Qtr 3: 0.4875; 2019 Qtr 4: 0.5 | 3.65 | (Itron WO017 10-12 cost study)
MCE Commercial | Open fixture is retrofitted with doors and additional lighting | D03-206 | 12 | COMMERCIAL | 4 = Commercial Refrigeration | TRUE | 4 | NonRes-sAll-mRfg-SC | Len-ft | ROB | 320.84 | 192.504 |  |  |  | 128.336 | 122 | Small Commercial | kW | 0.0634 | 23.3 | Commercial | Small Commercial | Annual | 12 | 320.84 | 3% | 122 | 0.0634 | 23.3 | Small Boilers (<100 MMBtu/hr Heat Input):Controlled Low NOx Burner | 4 | 40% | n/a |  |  |  | 90% | 90% | [6 empty] | 0% | 0% |  | 1.725 | 1.925 | 0 | 0 | 0 | 0 | 0 | 0 | 0 | 0 | 0 | 2018 Qtr 1: 0.4125; 2018 Qtr 2: 0.425; 2018 Qtr 3: 0.4375; 2018 Qtr 4: 0.45; 2019 Qtr 1: 0.4625; 2019 Qtr 2: 0.475; 2019 Qtr 3: 0.4875; 2019 Qtr 4: 0.5 | 3.65 | (Itron WO017 10-12 cost study)
MCE Commercial | Replace open fixtures with fixtures having doors | D03-207 | 2 | COMMERCIAL | 4 = Commercial Refrigeration | TRUE | 4 | NonRes-sAll-mRfg-SC | Len-ft | ROB | 686.29 | 411.774 |  |  |  | 274.516 | 144 | Small Commercial | kW | 0.0497 | 25.7 | Commercial | Small Commercial | Annual | 12 | 686.29 | 3% | 144 | 0.0497 | 25.7 | Small Boilers (<100 MMBtu/hr Heat Input):Controlled Low NOx Burner | 4 | 40% | n/a |  |  |  | 90% | 90% | [6 empty] | 0% | 0% |  | 1.725 | 1.925 | 0 | 0 | 0 | 0 | 0 | 0 | 0 | 0 | 0 | 2018 Qtr 1: 0.4125; 2018 Qtr 2: 0.425; 2018 Qtr 3: 0.4375; 2018 Qtr 4: 0.45; 2019 Qtr 1: 0.4625; 2019 Qtr 2: 0.475; 2019 Qtr 3: 0.4875; 2019 Qtr 4: 0.5 | 3.65 | (Itron WO017 10-12 cost study)
MCE Commercial | Replace open fixtures with fixtures having doors | D03-207 | 3A | COMMERCIAL | 4 = Commercial Refrigeration | TRUE | 4 | NonRes-sAll-mRfg-SC | Len-ft | ROB | 686.29 | 411.774 |  |  |  | 274.516 | 143 | Small Commercial | kW | 0.0238 | 30.2 | Commercial | Small Commercial | Annual | 12 | 686.29 | 3% | 143 | 0.0238 | 30.2 | Small Boilers (<100 MMBtu/hr Heat Input):Controlled Low NOx Burner | 4 | 40% | n/a |  |  |  | 90% | 90% | [6 empty] | 0% | 0% |  | 1.725 | 1.925 | 0 | 0 | 0 | 0 | 0 | 0 | 0 | 0 | 0 | 2018 Qtr 1: 0.4125; 2018 Qtr 2: 0.425; 2018 Qtr 3: 0.4375; 2018 Qtr 4: 0.45; 2019 Qtr 1: 0.4625; 2019 Qtr 2: 0.475; 2019 Qtr 3: 0.4875; 2019 Qtr 4: 0.5 | 3.65 | (Itron WO017 10-12 cost study)
MCE Commercial | Replace open fixtures with fixtures having doors | D03-207 | 3B | COMMERCIAL | 4 = Commercial Refrigeration | TRUE | 4 | NonRes-sAll-mRfg-SC | Len-ft | ROB | 686.29 | 411.774 |  |  |  | 274.516 | 143 | Small Commercial | kW | 0.0238 | 30.2 | Commercial | Small Commercial | Annual | 12 | 686.29 | 3% | 143 | 0.0238 | 30.2 | Small Boilers (<100 MMBtu/hr Heat Input):Controlled Low NOx Burner | 4 | 40% | n/a |  |  |  | 90% | 90% | [6 empty] | 0% | 0% |  | 1.725 | 1.925 | 0 | 0 | 0 | 0 | 0 | 0 | 0 | 0 | 0 | 2018 Qtr 1: 0.4125; 2018 Qtr 2: 0.425; 2018 Qtr 3: 0.4375; 2018 Qtr 4: 0.45; 2019 Qtr 1: 0.4625; 2019 Qtr 2: 0.475; 2019 Qtr 3: 0.4875; 2019 Qtr 4: 0.5 | 3.65 | (Itron WO017 10-12 cost study)
MCE Commercial | Replace open fixtures with fixtures having doors | D03-207 | 12 | COMMERCIAL | 4 = Commercial Refrigeration | TRUE | 4 | NonRes-sAll-mRfg-SC | Len-ft | ROB | 686.29 | 411.774 |  |  |  | 274.516 | 141 | Small Commercial | kW | 0.0658 | 23.3 | Commercial | Small Commercial | Annual | 12 | 686.29 | 3% | 141 | 0.0658 | 23.3 | Small Boilers (<100 MMBtu/hr Heat Input):Controlled Low NOx Burner | 4 | 40% | n/a |  |  |  | 90% | 90% | [6 empty] | 0% | 0% |  | 1.725 | 1.925 | 0 | 0 | 0 | 0 | 0 | 0 | 0 | 0 | 0 | 2018 Qtr 1: 0.4125; 2018 Qtr 2: 0.425; 2018 Qtr 3: 0.4375; 2018 Qtr 4: 0.45; 2019 Qtr 1: 0.4625; 2019 Qtr 2: 0.475; 2019 Qtr 3: 0.4875; 2019 Qtr 4: 0.5 | 3.65 | (Itron WO017 10-12 cost study)
MCE Commercial | [6 empty] | 0 |  |  |  |  | 0 |  |  |  | 0 |  |  | #N/A | [5 empty] | 0 | 0 | 3% |  |  |  |  | 0 | [13 empty] | 0% | 0% |  | 0 | 0 | 0 | 0 | 0 | 0 | 0 | 0 | 0 | 0 | 0 | 2018 Qtr 1: 0; 2018 Qtr 2: 0; 2018 Qtr 3: 0; 2018 Qtr 4: 0; 2019 Qtr 1: 0; 2019 Qtr 2: 0; 2019 Qtr 3: 0; 2019 Qtr 4: 0 | 0
MCE Commercial | SCT controlled to 70degF | D03-222 | 2 | COMMERCIAL | 4 = Commercial Refrigeration | TRUE | 5.3333 | NonRes-sAll-mRfg-SC | Cap-Tons | ROB | 52.4607 | 31.4764 |  |  |  | 20.9843 | 1650 | Small Commercial | kW | 0.0162 | 0.39 | Commercial | Small Commercial | Annual | 16 | 52.4607 | 3% | 1650 | 0.0162 | 0.39 | Small Boilers (<100 MMBtu/hr Heat Input):Controlled Low NOx Burner | 5.3333 | 40% | n/a |  |  |  | 90% | 90% | [6 empty] | 0% | 0% |  | 21.5625 | 24.0625 | 0 | 0 | 0 | 0 | 0 | 0 | 0 | 0 | 0 | 2018 Qtr 1: 5.1562; 2018 Qtr 2: 5.3125; 2018 Qtr 3: 5.4688; 2018 Qtr 4: 5.625; 2019 Qtr 1: 5.7812; 2019 Qtr 2: 5.9375; 2019 Qtr 3: 6.0938; 2019 Qtr 4: 6.25 | 45.625 | (Itron WO017 10-12 cost study, pg 276 provides list by DEER ID)
MCE Commercial | SCT controlled to 70degF | D03-222 | 3A | COMMERCIAL | 4 = Commercial Refrigeration | TRUE | 5.3333 | NonRes-sAll-mRfg-SC | Cap-Tons | ROB | 50.67 | 30.402 |  |  |  | 20.268 | 1460 | Small Commercial | kW | -0.00483 | 0.437 | Commercial | Small Commercial | Annual | 16 | 50.67 | 3% | 1460 | -0.00483 | 0.437 | Small Boilers (<100 MMBtu/hr Heat Input):Controlled Low NOx Burner | 5.3333 | 40% | n/a |  |  |  | 90% | 90% | [6 empty] | 0% | 0% |  | 21.5625 | 24.0625 | 0 | 0 | 0 | 0 | 0 | 0 | 0 | 0 | 0 | 2018 Qtr 1: 5.1562; 2018 Qtr 2: 5.3125; 2018 Qtr 3: 5.4688; 2018 Qtr 4: 5.625; 2019 Qtr 1: 5.7812; 2019 Qtr 2: 5.9375; 2019 Qtr 3: 6.0938; 2019 Qtr 4: 6.25 | 45.625 | (Itron WO017 10-12 cost study, pg 276 provides list by DEER ID)
MCE Commercial | SCT controlled to 70degF | D03-222 | 3B | COMMERCIAL | 4 = Commercial Refrigeration | TRUE | 5.3333 | NonRes-sAll-mRfg-SC | Cap-Tons | ROB | 50.67 | 30.402 |  |  |  | 20.268 | 1460 | Small Commercial | kW | -0.00483 | 0.437 | Commercial | Small Commercial | Annual | 16 | 50.67 | 3% | 1460 | -0.00483 | 0.437 | Small Boilers (<100 MMBtu/hr Heat Input):Controlled Low NOx Burner | 5.3333 | 40% | n/a |  |  |  | 90% | 90% | [6 empty] | 0% | 0% |  | 21.5625 | 24.0625 | 0 | 0 | 0 | 0 | 0 | 0 | 0 | 0 | 0 | 2018 Qtr 1: 5.1562; 2018 Qtr 2: 5.3125; 2018 Qtr 3: 5.4688; 2018 Qtr 4: 5.625; 2019 Qtr 1: 5.7812; 2019 Qtr 2: 5.9375; 2019 Qtr 3: 6.0938; 2019 Qtr 4: 6.25 | 45.625 | (Itron WO017 10-12 cost study, pg 276 provides list by DEER ID)
MCE Commercial | SCT controlled to 70degF | D03-222 | 12 | COMMERCIAL | 4 = Commercial Refrigeration | TRUE | 5.3333 | NonRes-sAll-mRfg-SC | Cap-Tons | ROB | 51.7829 | 31.0698 |  |  |  | 20.7132 | 1380 | Small Commercial | kW | -0.011 | 0.348 | Commercial | Small Commercial | Annual | 16 | 51.7829 | 3% | 1380 | -0.011 | 0.348 | Small Boilers (<100 MMBtu/hr Heat Input):Controlled Low NOx Burner | 5.3333 | 40% | n/a |  |  |  | 90% | 90% | [6 empty] | 0% | 0% |  | 21.5625 | 24.0625 | 0 | 0 | 0 | 0 | 0 | 0 | 0 | 0 | 0 | 2018 Qtr 1: 5.1562; 2018 Qtr 2: 5.3125; 2018 Qtr 3: 5.4688; 2018 Qtr 4: 5.625; 2019 Qtr 1: 5.7812; 2019 Qtr 2: 5.9375; 2019 Qtr 3: 6.0938; 2019 Qtr 4: 6.25 | 45.625 | (Itron WO017 10-12 cost study, pg 276 provides list by DEER ID)
MCE Commercial | Control SCT to wetbulb + 17degF TD, 70degF min, backflood setpoint of 68degF | D03-224 | 2 | COMMERCIAL | 4 = Commercial Refrigeration | TRUE | 5.3333 | NonRes-sAll-mRfg-SC | Cap-Tons | ROB | 61.6397 | 36.9838 |  |  |  | 24.6559 | 1770 | Small Commercial | kW | 0.0735 | 0.325 | Commercial | Small Commercial | Annual | 16 | 61.6397 | 3% | 1770 | 0.0735 | 0.325 | Small Boilers (<100 MMBtu/hr Heat Input):Controlled Low NOx Burner | 5.3333 | 40% | n/a |  |  |  | 90% | 90% | [6 empty] | 0% | 0% |  | 21.5625 | 24.0625 | 0 | 0 | 0 | 0 | 0 | 0 | 0 | 0 | 0 | 2018 Qtr 1: 5.1562; 2018 Qtr 2: 5.3125; 2018 Qtr 3: 5.4688; 2018 Qtr 4: 5.625; 2019 Qtr 1: 5.7812; 2019 Qtr 2: 5.9375; 2019 Qtr 3: 6.0938; 2019 Qtr 4: 6.25 | 45.625 | (Itron WO017 10-12 cost study, pg 276 provides list by DEER ID)
MCE Commercial | Control SCT to wetbulb + 17degF TD, 70degF min, backflood setpoint of 68degF | D03-224 | 3A | COMMERCIAL | 4 = Commercial Refrigeration | TRUE | 5.3333 | NonRes-sAll-mRfg-SC | Cap-Tons | ROB | 59.5357 | 35.7214 |  |  |  | 23.8143 | 1600 | Small Commercial | kW | 0.0283 | 0.353 | Commercial | Small Commercial | Annual | 16 | 59.5357 | 3% | 1600 | 0.0283 | 0.353 | Small Boilers (<100 MMBtu/hr Heat Input):Controlled Low NOx Burner | 5.3333 | 40% | n/a |  |  |  | 90% | 90% | [6 empty] | 0% | 0% |  | 21.5625 | 24.0625 | 0 | 0 | 0 | 0 | 0 | 0 | 0 | 0 | 0 | 2018 Qtr 1: 5.1562; 2018 Qtr 2: 5.3125; 2018 Qtr 3: 5.4688; 2018 Qtr 4: 5.625; 2019 Qtr 1: 5.7812; 2019 Qtr 2: 5.9375; 2019 Qtr 3: 6.0938; 2019 Qtr 4: 6.25 | 45.625 | (Itron WO017 10-12 cost study, pg 276 provides list by DEER ID)
MCE Commercial | Control SCT to wetbulb + 17degF TD, 70degF min, backflood setpoint of 68degF | D03-224 | 3B | COMMERCIAL | 4 = Commercial Refrigeration | TRUE | 5.3333 | NonRes-sAll-mRfg-SC | Cap-Tons | ROB | 59.5357 | 35.7214 |  |  |  | 23.8143 | 1600 | Small Commercial | kW | 0.0283 | 0.353 | Commercial | Small Commercial | Annual | 16 | 59.5357 | 3% | 1600 | 0.0283 | 0.353 | Small Boilers (<100 MMBtu/hr Heat Input):Controlled Low NOx Burner | 5.3333 | 40% | n/a |  |  |  | 90% | 90% | [6 empty] | 0% | 0% |  | 21.5625 | 24.0625 | 0 | 0 | 0 | 0 | 0 | 0 | 0 | 0 | 0 | 2018 Qtr 1: 5.1562; 2018 Qtr 2: 5.3125; 2018 Qtr 3: 5.4688; 2018 Qtr 4: 5.625; 2019 Qtr 1: 5.7812; 2019 Qtr 2: 5.9375; 2019 Qtr 3: 6.0938; 2019 Qtr 4: 6.25 | 45.625 | (Itron WO017 10-12 cost study, pg 276 provides list by DEER ID)
MCE Commercial | Control SCT to wetbulb + 17degF TD, 70degF min, backflood setpoint of 68degF | D03-224 | 12 | COMMERCIAL | 4 = Commercial Refrigeration | TRUE | 5.3333 | NonRes-sAll-mRfg-SC | Cap-Tons | ROB | 60.8433 | 36.506 |  |  |  | 24.3373 | 1520 | Small Commercial | kW | 0.0536 | 0.277 | Commercial | Small Commercial | Annual | 16 | 60.8433 | 3% | 1520 | 0.0536 | 0.277 | Small Boilers (<100 MMBtu/hr Heat Input):Controlled Low NOx Burner | 5.3333 | 40% | n/a |  |  |  | 90% | 90% | [6 empty] | 0% | 0% |  | 21.5625 | 24.0625 | 0 | 0 | 0 | 0 | 0 | 0 | 0 | 0 | 0 | 2018 Qtr 1: 5.1562; 2018 Qtr 2: 5.3125; 2018 Qtr 3: 5.4688; 2018 Qtr 4: 5.625; 2019 Qtr 1: 5.7812; 2019 Qtr 2: 5.9375; 2019 Qtr 3: 6.0938; 2019 Qtr 4: 6.25 | 45.625 | (Itron WO017 10-12 cost study, pg 276 provides list by DEER ID)
MCE Commercial | Control SCT to wetbulb + 17degF TD, 70degF min, backflood setpt of 68degF, var-spd cond | D03-226 | 2 | COMMERCIAL | 4 = Commercial Refrigeration | TRUE | 5.3333 | NonRes-sAll-mRfg-SC | Cap-Tons | ROB | 96.7277 | 58.0366 |  |  |  | 38.6911 | 1860 | Small Commercial | kW | 0.0914 | 0.325 | Commercial | Small Commercial | Annual | 16 | 96.7277 | 3% | 1860 | 0.0914 | 0.325 | Small Boilers (<100 MMBtu/hr Heat Input):Controlled Low NOx Burner | 5.3333 | 40% | n/a |  |  |  | 90% | 90% | [6 empty] | 0% | 0% |  | 21.5625 | 24.0625 | 0 | 0 | 0 | 0 | 0 | 0 | 0 | 0 | 0 | 2018 Qtr 1: 5.1562; 2018 Qtr 2: 5.3125; 2018 Qtr 3: 5.4688; 2018 Qtr 4: 5.625; 2019 Qtr 1: 5.7812; 2019 Qtr 2: 5.9375; 2019 Qtr 3: 6.0938; 2019 Qtr 4: 6.25 | 45.625 | (Itron WO017 10-12 cost study, pg 276 provides list by DEER ID)
MCE Commercial | Control SCT to wetbulb + 17degF TD, 70degF min, backflood setpt of 68degF, var-spd cond | D03-226 | 3A | COMMERCIAL | 4 = Commercial Refrigeration | TRUE | 5.3333 | NonRes-sAll-mRfg-SC | Cap-Tons | ROB | 93.426 | 56.0556 |  |  |  | 37.3704 | 1700 | Small Commercial | kW | 0.0546 | 0.355 | Commercial | Small Commercial | Annual | 16 | 93.426 | 3% | 1700 | 0.0546 | 0.355 | Small Boilers (<100 MMBtu/hr Heat Input):Controlled Low NOx Burner | 5.3333 | 40% | n/a |  |  |  | 90% | 90% | [6 empty] | 0% | 0% |  | 21.5625 | 24.0625 | 0 | 0 | 0 | 0 | 0 | 0 | 0 | 0 | 0 | 2018 Qtr 1: 5.1562; 2018 Qtr 2: 5.3125; 2018 Qtr 3: 5.4688; 2018 Qtr 4: 5.625; 2019 Qtr 1: 5.7812; 2019 Qtr 2: 5.9375; 2019 Qtr 3: 6.0938; 2019 Qtr 4: 6.25 | 45.625 | (Itron WO017 10-12 cost study, pg 276 provides list by DEER ID)
MCE Commercial | Control SCT to wetbulb + 17degF TD, 70degF min, backflood setpt of 68degF, var-spd cond | D03-226 | 3B | COMMERCIAL | 4 = Commercial Refrigeration | TRUE | 5.3333 | NonRes-sAll-mRfg-SC | Cap-Tons | ROB | 93.426 | 56.0556 |  |  |  | 37.3704 | 1700 | Small Commercial | kW | 0.0546 | 0.355 | Commercial | Small Commercial | Annual | 16 | 93.426 | 3% | 1700 | 0.0546 | 0.355 | Small Boilers (<100 MMBtu/hr Heat Input):Controlled Low NOx Burner | 5.3333 | 40% | n/a |  |  |  | 90% | 90% | [6 empty] | 0% | 0% |  | 21.5625 | 24.0625 | 0 | 0 | 0 | 0 | 0 | 0 | 0 | 0 | 0 | 2018 Qtr 1: 5.1562; 2018 Qtr 2: 5.3125; 2018 Qtr 3: 5.4688; 2018 Qtr 4: 5.625; 2019 Qtr 1: 5.7812; 2019 Qtr 2: 5.9375; 2019 Qtr 3: 6.0938; 2019 Qtr 4: 6.25 | 45.625 | (Itron WO017 10-12 cost study, pg 276 provides list by DEER ID)
MCE Commercial | Control SCT to wetbulb + 17degF TD, 70degF min, backflood setpt of 68degF, var-spd cond | D03-226 | 12 | COMMERCIAL | 4 = Commercial Refrigeration | TRUE | 5.3333 | NonRes-sAll-mRfg-SC | Cap-Tons | ROB | 95.478 | 57.2868 |  |  |  | 38.1912 | 1620 | Small Commercial | kW | 0.0684 | 0.278 | Commercial | Small Commercial | Annual | 16 | 95.478 | 3% | 1620 | 0.0684 | 0.278 | Small Boilers (<100 MMBtu/hr Heat Input):Controlled Low NOx Burner | 5.3333 | 40% | n/a |  |  |  | 90% | 90% | [6 empty] | 0% | 0% |  | 21.5625 | 24.0625 | 0 | 0 | 0 | 0 | 0 | 0 | 0 | 0 | 0 | 2018 Qtr 1: 5.1562; 2018 Qtr 2: 5.3125; 2018 Qtr 3: 5.4688; 2018 Qtr 4: 5.625; 2019 Qtr 1: 5.7812; 2019 Qtr 2: 5.9375; 2019 Qtr 3: 6.0938; 2019 Qtr 4: 6.25 | 45.625 | (Itron WO017 10-12 cost study, pg 276 provides list by DEER ID)
MCE Commercial | [6 empty] | 0 |  |  |  | 0 | 0 |  |  |  | 0 |  |  | #N/A | [5 empty] | 0 | 0 | 3% |  |  |  |  | 0 | [13 empty] | 0% | 0% |  | 0 | 0 | 0 | 0 | 0 | 0 | 0 | 0 | 0 | 0 | 0 | 2018 Qtr 1: 0; 2018 Qtr 2: 0; 2018 Qtr 3: 0; 2018 Qtr 4: 0; 2019 Qtr 1: 0; 2019 Qtr 2: 0; 2019 Qtr 3: 0; 2019 Qtr 4: 0 | 0 | (Itron WO017 10-12 cost study, pg 276 provides list by DEER ID)
MCE Commercial | SST setpoint reset based on worst-case demand | D03-220 | 2 | COMMERCIAL | 4 = Commercial Refrigeration | TRUE | 5.3333 | NonRes-sAll-mRfg-SC | Cap-Tons | ROB | 81.1765 | 48.7059 |  |  |  | 32.4706 | 367 | Small Commercial | kW | 0.0756 | 0.0432 | Commercial | Small Commercial | Annual | 16 | 81.1765 | 3% | 367 | 0.0756 | 0.0432 | Small Boilers (<100 MMBtu/hr Heat Input):Controlled Low NOx Burner | 5.3333 | 40% | n/a |  |  |  | 90% | 90% | [6 empty] | 0% | 0% |  | 4.3125 | 4.8125 | 0 | 0 | 0 | 0 | 0 | 0 | 0 | 0 | 0 | 2018 Qtr 1: 1.0312; 2018 Qtr 2: 1.0625; 2018 Qtr 3: 1.0938; 2018 Qtr 4: 1.125; 2019 Qtr 1: 1.1562; 2019 Qtr 2: 1.1875; 2019 Qtr 3: 1.2188; 2019 Qtr 4: 1.25 | 9.125 | (Itron WO017 10-12 cost study, pg 276 provides list by DEER ID)
MCE Commercial | SST setpoint reset based on worst-case demand | D03-220 | 3A | COMMERCIAL | 4 = Commercial Refrigeration | TRUE | 5.3333 | NonRes-sAll-mRfg-SC | Cap-Tons | ROB | 78.3102 | 46.9861 |  |  |  | 31.3241 | 325 | Small Commercial | kW | 0.0321 | 0.0485 | Commercial | Small Commercial | Annual | 16 | 78.3102 | 3% | 325 | 0.0321 | 0.0485 | Small Boilers (<100 MMBtu/hr Heat Input):Controlled Low NOx Burner | 5.3333 | 40% | n/a |  |  |  | 90% | 90% | [6 empty] | 0% | 0% |  | 4.3125 | 4.8125 | 0 | 0 | 0 | 0 | 0 | 0 | 0 | 0 | 0 | 2018 Qtr 1: 1.0312; 2018 Qtr 2: 1.0625; 2018 Qtr 3: 1.0938; 2018 Qtr 4: 1.125; 2019 Qtr 1: 1.1562; 2019 Qtr 2: 1.1875; 2019 Qtr 3: 1.2188; 2019 Qtr 4: 1.25 | 9.125 | (Itron WO017 10-12 cost study, pg 276 provides list by DEER ID)
MCE Commercial | SST setpoint reset based on worst-case demand | D03-220 | 3B | COMMERCIAL | 4 = Commercial Refrigeration | TRUE | 5.3333 | NonRes-sAll-mRfg-SC | Cap-Tons | ROB | 78.3102 | 46.9861 |  |  |  | 31.3241 | 325 | Small Commercial | kW | 0.0321 | 0.0485 | Commercial | Small Commercial | Annual | 16 | 78.3102 | 3% | 325 | 0.0321 | 0.0485 | Small Boilers (<100 MMBtu/hr Heat Input):Controlled Low NOx Burner | 5.3333 | 40% | n/a |  |  |  | 90% | 90% | [6 empty] | 0% | 0% |  | 4.3125 | 4.8125 | 0 | 0 | 0 | 0 | 0 | 0 | 0 | 0 | 0 | 2018 Qtr 1: 1.0312; 2018 Qtr 2: 1.0625; 2018 Qtr 3: 1.0938; 2018 Qtr 4: 1.125; 2019 Qtr 1: 1.1562; 2019 Qtr 2: 1.1875; 2019 Qtr 3: 1.2188; 2019 Qtr 4: 1.25 | 9.125 | (Itron WO017 10-12 cost study, pg 276 provides list by DEER ID)
MCE Commercial | SST setpoint reset based on worst-case demand | D03-220 | 12 | COMMERCIAL | 4 = Commercial Refrigeration | TRUE | 5.3333 | NonRes-sAll-mRfg-SC | Cap-Tons | ROB | 79.7176 | 47.8306 |  |  |  | 31.887 | 352 | Small Commercial | kW | 0.071 | 0.0386 | Commercial | Small Commercial | Annual | 16 | 79.7176 | 3% | 352 | 0.071 | 0.0386 | Small Boilers (<100 MMBtu/hr Heat Input):Controlled Low NOx Burner | 5.3333 | 40% | n/a |  |  |  | 90% | 90% | [6 empty] | 0% | 0% |  | 4.3125 | 4.8125 | 0 | 0 | 0 | 0 | 0 | 0 | 0 | 0 | 0 | 2018 Qtr 1: 1.0312; 2018 Qtr 2: 1.0625; 2018 Qtr 3: 1.0938; 2018 Qtr 4: 1.125; 2019 Qtr 1: 1.1562; 2019 Qtr 2: 1.1875; 2019 Qtr 3: 1.2188; 2019 Qtr 4: 1.25 | 9.125 | (Itron WO017 10-12 cost study, pg 276 provides list by DEER ID)
MCE Commercial | Hot water boiler (300-2500 kBtuh, 85.0% thermal efficiency, forced draft) | NG-HVAC-Blr-HW-300to2500kBtuh-85p0ET-Drft | 12 | COMMERCIAL | 7 = Commercial Process | TRUE | 6.6667 | Com-Default>2yrs | Cap-kBTUh | ROB | 26.68 | 16.008 |  |  |  | 10.672 | -0.568 | Small Commercial | kW | -1.44e-05 | 1.65 | Commercial | Small Commercial | Annual | 20 | 14.08 | 3% | -0.568 | -1.44e-05 | 1.65 | Small Boilers (<100 MMBtu/hr Heat Input):Controlled Low NOx Burner | 6.6667 | 60% | 60% |  |  |  | 90% | 90% | [6 empty] | 0% | 0% |  | 0 | 0 | 0 | 0 | 0 | 0 | 0 | 0 | 0 | 0 | 0 | 2018 Qtr 1: 0; 2018 Qtr 2: 0; 2018 Qtr 3: 0; 2018 Qtr 4: 0; 2019 Qtr 1: 0; 2019 Qtr 2: 0; 2019 Qtr 3: 0; 2019 Qtr 4: 0 | 0 | (Itron WO017 10-12 cost study)
MCE Commercial | Hot water boiler (300-2500 kBtuh, 94.0% thermal efficiency, condensing) | NG-HVAC-Blr-HW-300to2500kBtuh-94p0ET-Cnd | 2 | COMMERCIAL | 7 = Commercial Process | TRUE | 6.6667 | Com-Default>2yrs | Cap-kBTUh | ROB | 17.73 | 10.638 |  |  |  | 7.092 | -1.32 | Small Commercial | kW | -3.27e-05 | 2.77 | Commercial | Small Commercial | Annual | 20 | 14.08 | 3% | -1.32 | -3.27e-05 | 2.77 | Small Boilers (<100 MMBtu/hr Heat Input):Controlled Low NOx Burner | 6.6667 | 60% | 60% |  |  |  | 90% | 90% | [6 empty] | 0% | 0% |  | 276 | 308 | 0 | 0 | 0 | 0 | 0 | 0 | 0 | 0 | 0 | 2018 Qtr 1: 66; 2018 Qtr 2: 68; 2018 Qtr 3: 70; 2018 Qtr 4: 72; 2019 Qtr 1: 74; 2019 Qtr 2: 76; 2019 Qtr 3: 78; 2019 Qtr 4: 80 | 584 | (Itron WO017 10-12 cost study)
MCE Commercial | Hot water boiler (300-2500 kBtuh, 94.0% thermal efficiency, condensing) | NG-HVAC-Blr-HW-300to2500kBtuh-94p0ET-Cnd | 3A | COMMERCIAL | 7 = Commercial Process | TRUE | 6.6667 | Com-Default>2yrs | Cap-kBTUh | ROB | 17.73 | 10.638 |  |  |  | 7.092 | -1.23 | Small Commercial | kW | -2.66e-05 | 2.5 | Commercial | Small Commercial | Annual | 20 | 14.08 | 3% | -1.23 | -2.66e-05 | 2.5 | Small Boilers (<100 MMBtu/hr Heat Input):Controlled Low NOx Burner | 6.6667 | 60% | 60% |  |  |  | 90% | 90% | [6 empty] | 0% | 0% |  | 276 | 308 | 0 | 0 | 0 | 0 | 0 | 0 | 0 | 0 | 0 | 2018 Qtr 1: 66; 2018 Qtr 2: 68; 2018 Qtr 3: 70; 2018 Qtr 4: 72; 2019 Qtr 1: 74; 2019 Qtr 2: 76; 2019 Qtr 3: 78; 2019 Qtr 4: 80 | 584 | (Itron WO017 10-12 cost study)
MCE Commercial | Hot water boiler (300-2500 kBtuh, 94.0% thermal efficiency, condensing) | NG-HVAC-Blr-HW-300to2500kBtuh-94p0ET-Cnd | 3B | COMMERCIAL | 7 = Commercial Process | TRUE | 6.6667 | Com-Default>2yrs | Cap-kBTUh | ROB | 17.73 | 10.638 |  |  |  | 7.092 | -1.23 | Small Commercial | kW | -2.66e-05 | 2.5 | Commercial | Small Commercial | Annual | 20 | 14.08 | 3% | -1.23 | -2.66e-05 | 2.5 | Small Boilers (<100 MMBtu/hr Heat Input):Controlled Low NOx Burner | 6.6667 | 60% | 60% |  |  |  | 90% | 90% | [6 empty] | 0% | 0% |  | 276 | 308 | 0 | 0 | 0 | 0 | 0 | 0 | 0 | 0 | 0 | 2018 Qtr 1: 66; 2018 Qtr 2: 68; 2018 Qtr 3: 70; 2018 Qtr 4: 72; 2019 Qtr 1: 74; 2019 Qtr 2: 76; 2019 Qtr 3: 78; 2019 Qtr 4: 80 | 584 | (Itron WO017 10-12 cost study)
MCE Commercial | Hot water boiler (300-2500 kBtuh, 94.0% thermal efficiency, condensing) | NG-HVAC-Blr-HW-300to2500kBtuh-94p0ET-Cnd | 12 | COMMERCIAL | 7 = Commercial Process | TRUE | 6.6667 | Com-Default>2yrs | Cap-kBTUh | ROB | 17.73 | 10.638 |  |  |  | 7.092 | -1.08 | Small Commercial | kW | -2.93e-05 | 2.24 | Commercial | Small Commercial | Annual | 20 | 14.08 | 3% | -1.08 | -2.93e-05 | 2.24 | Small Boilers (<100 MMBtu/hr Heat Input):Controlled Low NOx Burner | 6.6667 | 60% | 60% |  |  |  | 90% | 90% | [6 empty] | 0% | 0% |  | 276 | 308 | 0 | 0 | 0 | 0 | 0 | 0 | 0 | 0 | 0 | 2018 Qtr 1: 66; 2018 Qtr 2: 68; 2018 Qtr 3: 70; 2018 Qtr 4: 72; 2019 Qtr 1: 74; 2019 Qtr 2: 76; 2019 Qtr 3: 78; 2019 Qtr 4: 80 | 584 | (Itron WO017 10-12 cost study)
MCE Commercial | [6 empty] | 0 |  |  |  |  | 0 |  |  |  | 0 |  |  | #N/A | [5 empty] | 0 | 0 | 3% |  |  |  |  | 0 | [13 empty] | 0% | 0% |  | 0 | 0 | 0 | 0 | 0 | 0 | 0 | 0 | 0 | 0 | 0 | 2018 Qtr 1: 0; 2018 Qtr 2: 0; 2018 Qtr 3: 0; 2018 Qtr 4: 0; 2019 Qtr 1: 0; 2019 Qtr 2: 0; 2019 Qtr 3: 0; 2019 Qtr 4: 0 | 0
MCE Commercial | Small storage HP water heater: 40 gallon, EF = 2.20, RE = 0.98, Cap = 4.5 kW, UA = 4.20 BTU/hr-F | NE-WtrHt-SmlStrg-HP-lte12kW-40G-2p20EF | 2 | COMMERCIAL | 7 = Commercial Process | TRUE | 3.3333 | Com-Default>2yrs | Each | ROB | 1761.23 | 1056.738 |  |  |  | 704.492 | 3900 | Small Commercial | kW | 0.812 | 0 | Commercial | Small Commercial | Annual | 10 | 1340.3 | 3% | 3900 | 0.812 | 0 | Small Boilers (<100 MMBtu/hr Heat Input):Controlled Low NOx Burner | 3.3333 | 60% | 60% |  |  |  | 90% | 90% | [6 empty] | 0% | 0% |  | 1.6172 | 1.8047 | 0 | 0 | 0 | 0 | 0 | 0 | 0 | 0 | 0 | 2018 Qtr 1: 0.38672; 2018 Qtr 2: 0.39844; 2018 Qtr 3: 0.41016; 2018 Qtr 4: 0.42188; 2019 Qtr 1: 0.43359; 2019 Qtr 2: 0.44531; 2019 Qtr 3: 0.45703; 2019 Qtr 4: 0.46875 | 3.4219 | (Itron WO017 10-12 cost study)
MCE Commercial | Small storage HP water heater: 40 gallon, EF = 2.20, RE = 0.98, Cap = 4.5 kW, UA = 4.20 BTU/hr-F | NE-WtrHt-SmlStrg-HP-lte12kW-40G-2p20EF | 3A | COMMERCIAL | 7 = Commercial Process | TRUE | 3.3333 | Com-Default>2yrs | Each | ROB | 1761.23 | 1056.738 |  |  |  | 704.492 | 3680 | Small Commercial | kW | 0.805 | 0 | Commercial | Small Commercial | Annual | 10 | 1340.3 | 3% | 3680 | 0.805 | 0 | Small Boilers (<100 MMBtu/hr Heat Input):Controlled Low NOx Burner | 3.3333 | 60% | 60% |  |  |  | 90% | 90% | [6 empty] | 0% | 0% |  | 1.6172 | 1.8047 | 0 | 0 | 0 | 0 | 0 | 0 | 0 | 0 | 0 | 2018 Qtr 1: 0.38672; 2018 Qtr 2: 0.39844; 2018 Qtr 3: 0.41016; 2018 Qtr 4: 0.42188; 2019 Qtr 1: 0.43359; 2019 Qtr 2: 0.44531; 2019 Qtr 3: 0.45703; 2019 Qtr 4: 0.46875 | 3.4219 | (Itron WO017 10-12 cost study)
MCE Commercial | Small storage HP water heater: 40 gallon, EF = 2.20, RE = 0.98, Cap = 4.5 kW, UA = 4.20 BTU/hr-F | NE-WtrHt-SmlStrg-HP-lte12kW-40G-2p20EF | 3B | COMMERCIAL | 7 = Commercial Process | TRUE | 3.3333 | Com-Default>2yrs | Each | ROB | 1761.23 | 1056.738 |  |  |  | 704.492 | 3680 | Small Commercial | kW | 0.805 | 0 | Commercial | Small Commercial | Annual | 10 | 1340.3 | 3% | 3680 | 0.805 | 0 | Small Boilers (<100 MMBtu/hr Heat Input):Controlled Low NOx Burner | 3.3333 | 60% | 60% |  |  |  | 90% | 90% | [6 empty] | 0% | 0% |  | 1.6172 | 1.8047 | 0 | 0 | 0 | 0 | 0 | 0 | 0 | 0 | 0 | 2018 Qtr 1: 0.38672; 2018 Qtr 2: 0.39844; 2018 Qtr 3: 0.41016; 2018 Qtr 4: 0.42188; 2019 Qtr 1: 0.43359; 2019 Qtr 2: 0.44531; 2019 Qtr 3: 0.45703; 2019 Qtr 4: 0.46875 | 3.4219 | (Itron WO017 10-12 cost study)
MCE Commercial | Small storage HP water heater: 40 gallon, EF = 2.20, RE = 0.98, Cap = 4.5 kW, UA = 4.20 BTU/hr-F | NE-WtrHt-SmlStrg-HP-lte12kW-40G-2p20EF | 12 | COMMERCIAL | 7 = Commercial Process | TRUE | 3.3333 | Com-Default>2yrs | Each | ROB | 1761.23 | 1056.738 |  |  |  | 704.492 | 3540 | Small Commercial | kW | 0.754 | 0 | Commercial | Small Commercial | Annual | 10 | 1340.3 | 3% | 3540 | 0.754 | 0 | Small Boilers (<100 MMBtu/hr Heat Input):Controlled Low NOx Burner | 3.3333 | 60% | 60% |  |  |  | 90% | 90% | [6 empty] | 0% | 0% |  | 1.6172 | 1.8047 | 0 | 0 | 0 | 0 | 0 | 0 | 0 | 0 | 0 | 2018 Qtr 1: 0.38672; 2018 Qtr 2: 0.39844; 2018 Qtr 3: 0.41016; 2018 Qtr 4: 0.42188; 2019 Qtr 1: 0.43359; 2019 Qtr 2: 0.44531; 2019 Qtr 3: 0.45703; 2019 Qtr 4: 0.46875 | 3.4219 | (Itron WO017 10-12 cost study)
MCE Commercial | Small storage HP water heater: 40 gallon, EF = 2.40, RE = 0.98, Cap = 4.5 kW, UA = 4.20 BTU/hr-F | NE-WtrHt-SmlStrg-HP-lte12kW-40G-2p40EF | 2 | COMMERCIAL | 7 = Commercial Process | TRUE | 3.3333 | Com-Default>2yrs | Each | ROB | 1761.23 | 1056.738 |  |  |  | 704.492 | 4290 | Small Commercial | kW | 0.882 | 0 | Commercial | Small Commercial | Annual | 10 | 1340.3 | 3% | 4290 | 0.882 | 0 | Small Boilers (<100 MMBtu/hr Heat Input):Controlled Low NOx Burner | 3.3333 | 60% | 60% |  |  |  | 90% | 90% | [6 empty] | 0% | 0% |  | 1.6172 | 1.8047 | 0 | 0 | 0 | 0 | 0 | 0 | 0 | 0 | 0 | 2018 Qtr 1: 0.38672; 2018 Qtr 2: 0.39844; 2018 Qtr 3: 0.41016; 2018 Qtr 4: 0.42188; 2019 Qtr 1: 0.43359; 2019 Qtr 2: 0.44531; 2019 Qtr 3: 0.45703; 2019 Qtr 4: 0.46875 | 3.4219 | (Itron WO017 10-12 cost study)
MCE Commercial | Small storage HP water heater: 40 gallon, EF = 2.40, RE = 0.98, Cap = 4.5 kW, UA = 4.20 BTU/hr-F | NE-WtrHt-SmlStrg-HP-lte12kW-40G-2p40EF | 3A | COMMERCIAL | 7 = Commercial Process | TRUE | 3.3333 | Com-Default>2yrs | Each | ROB | 1761.23 | 1056.738 |  |  |  | 704.492 | 4050 | Small Commercial | kW | 0.876 | 0 | Commercial | Small Commercial | Annual | 10 | 1340.3 | 3% | 4050 | 0.876 | 0 | Small Boilers (<100 MMBtu/hr Heat Input):Controlled Low NOx Burner | 3.3333 | 60% | 60% |  |  |  | 90% | 90% | [6 empty] | 0% | 0% |  | 1.6172 | 1.8047 | 0 | 0 | 0 | 0 | 0 | 0 | 0 | 0 | 0 | 2018 Qtr 1: 0.38672; 2018 Qtr 2: 0.39844; 2018 Qtr 3: 0.41016; 2018 Qtr 4: 0.42188; 2019 Qtr 1: 0.43359; 2019 Qtr 2: 0.44531; 2019 Qtr 3: 0.45703; 2019 Qtr 4: 0.46875 | 3.4219 | (Itron WO017 10-12 cost study)
MCE Commercial | Small storage HP water heater: 40 gallon, EF = 2.40, RE = 0.98, Cap = 4.5 kW, UA = 4.20 BTU/hr-F | NE-WtrHt-SmlStrg-HP-lte12kW-40G-2p40EF | 3B | COMMERCIAL | 7 = Commercial Process | TRUE | 3.3333 | Com-Default>2yrs | Each | ROB | 1761.23 | 1056.738 |  |  |  | 704.492 | 4050 | Small Commercial | kW | 0.876 | 0 | Commercial | Small Commercial | Annual | 10 | 1340.3 | 3% | 4050 | 0.876 | 0 | Small Boilers (<100 MMBtu/hr Heat Input):Controlled Low NOx Burner | 3.3333 | 60% | 60% |  |  |  | 90% | 90% | [6 empty] | 0% | 0% |  | 1.6172 | 1.8047 | 0 | 0 | 0 | 0 | 0 | 0 | 0 | 0 | 0 | 2018 Qtr 1: 0.38672; 2018 Qtr 2: 0.39844; 2018 Qtr 3: 0.41016; 2018 Qtr 4: 0.42188; 2019 Qtr 1: 0.43359; 2019 Qtr 2: 0.44531; 2019 Qtr 3: 0.45703; 2019 Qtr 4: 0.46875 | 3.4219 | (Itron WO017 10-12 cost study)
MCE Commercial | Small storage HP water heater: 40 gallon, EF = 2.40, RE = 0.98, Cap = 4.5 kW, UA = 4.20 BTU/hr-F | NE-WtrHt-SmlStrg-HP-lte12kW-40G-2p40EF | 12 | COMMERCIAL | 7 = Commercial Process | TRUE | 3.3333 | Com-Default>2yrs | Each | ROB | 1761.23 | 1056.738 |  |  |  | 704.492 | 3900 | Small Commercial | kW | 0.819 | 0 | Commercial | Small Commercial | Annual | 10 | 1340.3 | 3% | 3900 | 0.819 | 0 | Small Boilers (<100 MMBtu/hr Heat Input):Controlled Low NOx Burner | 3.3333 | 60% | 60% |  |  |  | 90% | 90% | [6 empty] | 0% | 0% |  | 1.6172 | 1.8047 | 0 | 0 | 0 | 0 | 0 | 0 | 0 | 0 | 0 | 2018 Qtr 1: 0.38672; 2018 Qtr 2: 0.39844; 2018 Qtr 3: 0.41016; 2018 Qtr 4: 0.42188; 2019 Qtr 1: 0.43359; 2019 Qtr 2: 0.44531; 2019 Qtr 3: 0.45703; 2019 Qtr 4: 0.46875 | 3.4219 | (Itron WO017 10-12 cost study)
MCE Commercial | Small storage HP water heater: 50 gallon, EF = 2.20, RE = 0.98, Cap = 5 kW, UA = 4.20 BTU/hr-F | NE-WtrHt-SmlStrg-HP-lte12kW-50G-2p20EF | 2 | COMMERCIAL | 7 = Commercial Process | TRUE | 3.3333 | Com-Default>2yrs | Each | ROB | 1295.82 | 777.492 |  |  |  | 518.328 | 4490 | Small Commercial | kW | 0.896 | 0 | Commercial | Small Commercial | Annual | 10 | 917.99 | 3% | 4490 | 0.896 | 0 | Small Boilers (<100 MMBtu/hr Heat Input):Controlled Low NOx Burner | 3.3333 | 60% | 60% |  |  |  | 90% | 90% | [6 empty] | 0% | 0% |  | 1.6172 | 1.8047 | 0 | 0 | 0 | 0 | 0 | 0 | 0 | 0 | 0 | 2018 Qtr 1: 0.38672; 2018 Qtr 2: 0.39844; 2018 Qtr 3: 0.41016; 2018 Qtr 4: 0.42188; 2019 Qtr 1: 0.43359; 2019 Qtr 2: 0.44531; 2019 Qtr 3: 0.45703; 2019 Qtr 4: 0.46875 | 3.4219 | (Itron WO017 10-12 cost study)
MCE Commercial | Small storage HP water heater: 50 gallon, EF = 2.20, RE = 0.98, Cap = 5 kW, UA = 4.20 BTU/hr-F | NE-WtrHt-SmlStrg-HP-lte12kW-50G-2p20EF | 3A | COMMERCIAL | 7 = Commercial Process | TRUE | 3.3333 | Com-Default>2yrs | Each | ROB | 1295.82 | 777.492 |  |  |  | 518.328 | 4250 | Small Commercial | kW | 0.897 | 0 | Commercial | Small Commercial | Annual | 10 | 917.99 | 3% | 4250 | 0.897 | 0 | Small Boilers (<100 MMBtu/hr Heat Input):Controlled Low NOx Burner | 3.3333 | 60% | 60% |  |  |  | 90% | 90% | [6 empty] | 0% | 0% |  | 1.6172 | 1.8047 | 0 | 0 | 0 | 0 | 0 | 0 | 0 | 0 | 0 | 2018 Qtr 1: 0.38672; 2018 Qtr 2: 0.39844; 2018 Qtr 3: 0.41016; 2018 Qtr 4: 0.42188; 2019 Qtr 1: 0.43359; 2019 Qtr 2: 0.44531; 2019 Qtr 3: 0.45703; 2019 Qtr 4: 0.46875 | 3.4219 | (Itron WO017 10-12 cost study)
MCE Commercial | Small storage HP water heater: 50 gallon, EF = 2.20, RE = 0.98, Cap = 5 kW, UA = 4.20 BTU/hr-F | NE-WtrHt-SmlStrg-HP-lte12kW-50G-2p20EF | 3B | COMMERCIAL | 7 = Commercial Process | TRUE | 3.3333 | Com-Default>2yrs | Each | ROB | 1295.82 | 777.492 |  |  |  | 518.328 | 4250 | Small Commercial | kW | 0.897 | 0 | Commercial | Small Commercial | Annual | 10 | 917.99 | 3% | 4250 | 0.897 | 0 | Small Boilers (<100 MMBtu/hr Heat Input):Controlled Low NOx Burner | 3.3333 | 60% | 60% |  |  |  | 90% | 90% | [6 empty] | 0% | 0% |  | 1.6172 | 1.8047 | 0 | 0 | 0 | 0 | 0 | 0 | 0 | 0 | 0 | 2018 Qtr 1: 0.38672; 2018 Qtr 2: 0.39844; 2018 Qtr 3: 0.41016; 2018 Qtr 4: 0.42188; 2019 Qtr 1: 0.43359; 2019 Qtr 2: 0.44531; 2019 Qtr 3: 0.45703; 2019 Qtr 4: 0.46875 | 3.4219 | (Itron WO017 10-12 cost study)
MCE Commercial | Small storage HP water heater: 50 gallon, EF = 2.20, RE = 0.98, Cap = 5 kW, UA = 4.20 BTU/hr-F | NE-WtrHt-SmlStrg-HP-lte12kW-50G-2p20EF | 12 | COMMERCIAL | 7 = Commercial Process | TRUE | 3.3333 | Com-Default>2yrs | Each | ROB | 1295.82 | 777.492 |  |  |  | 518.328 | 4110 | Small Commercial | kW | 0.841 | 0 | Commercial | Small Commercial | Annual | 10 | 917.99 | 3% | 4110 | 0.841 | 0 | Small Boilers (<100 MMBtu/hr Heat Input):Controlled Low NOx Burner | 3.3333 | 60% | 60% |  |  |  | 90% | 90% | [6 empty] | 0% | 0% |  | 1.6172 | 1.8047 | 0 | 0 | 0 | 0 | 0 | 0 | 0 | 0 | 0 | 2018 Qtr 1: 0.38672; 2018 Qtr 2: 0.39844; 2018 Qtr 3: 0.41016; 2018 Qtr 4: 0.42188; 2019 Qtr 1: 0.43359; 2019 Qtr 2: 0.44531; 2019 Qtr 3: 0.45703; 2019 Qtr 4: 0.46875 | 3.4219 | (Itron WO017 10-12 cost study)
MCE Commercial | Small storage HP water heater: 50 gallon, EF = 2.40, RE = 0.98, Cap = 5 kW, UA = 4.20 BTU/hr-F | NE-WtrHt-SmlStrg-HP-lte12kW-50G-2p40EF | 2 | COMMERCIAL | 7 = Commercial Process | TRUE | 3.3333 | Com-Default>2yrs | Each | ROB | 1295.82 | 777.492 |  |  |  | 518.328 | 4930 | Small Commercial | kW | 0.973 | 0 | Commercial | Small Commercial | Annual | 10 | 917.99 | 3% | 4930 | 0.973 | 0 | Small Boilers (<100 MMBtu/hr Heat Input):Controlled Low NOx Burner | 3.3333 | 60% | 60% |  |  |  | 90% | 90% | [6 empty] | 0% | 0% |  | 1.6172 | 1.8047 | 0 | 0 | 0 | 0 | 0 | 0 | 0 | 0 | 0 | 2018 Qtr 1: 0.38672; 2018 Qtr 2: 0.39844; 2018 Qtr 3: 0.41016; 2018 Qtr 4: 0.42188; 2019 Qtr 1: 0.43359; 2019 Qtr 2: 0.44531; 2019 Qtr 3: 0.45703; 2019 Qtr 4: 0.46875 | 3.4219 | (Itron WO017 10-12 cost study)
MCE Commercial | Small storage HP water heater: 50 gallon, EF = 2.40, RE = 0.98, Cap = 5 kW, UA = 4.20 BTU/hr-F | NE-WtrHt-SmlStrg-HP-lte12kW-50G-2p40EF | 3A | COMMERCIAL | 7 = Commercial Process | TRUE | 3.3333 | Com-Default>2yrs | Each | ROB | 1295.82 | 777.492 |  |  |  | 518.328 | 4670 | Small Commercial | kW | 0.975 | 0 | Commercial | Small Commercial | Annual | 10 | 917.99 | 3% | 4670 | 0.975 | 0 | Small Boilers (<100 MMBtu/hr Heat Input):Controlled Low NOx Burner | 3.3333 | 60% | 60% |  |  |  | 90% | 90% | [6 empty] | 0% | 0% |  | 1.6172 | 1.8047 | 0 | 0 | 0 | 0 | 0 | 0 | 0 | 0 | 0 | 2018 Qtr 1: 0.38672; 2018 Qtr 2: 0.39844; 2018 Qtr 3: 0.41016; 2018 Qtr 4: 0.42188; 2019 Qtr 1: 0.43359; 2019 Qtr 2: 0.44531; 2019 Qtr 3: 0.45703; 2019 Qtr 4: 0.46875 | 3.4219 | (Itron WO017 10-12 cost study)
MCE Commercial | Small storage HP water heater: 50 gallon, EF = 2.40, RE = 0.98, Cap = 5 kW, UA = 4.20 BTU/hr-F | NE-WtrHt-SmlStrg-HP-lte12kW-50G-2p40EF | 3B | COMMERCIAL | 7 = Commercial Process | TRUE | 3.3333 | Com-Default>2yrs | Each | ROB | 1295.82 | 777.492 |  |  |  | 518.328 | 4670 | Small Commercial | kW | 0.975 | 0 | Commercial | Small Commercial | Annual | 10 | 917.99 | 3% | 4670 | 0.975 | 0 | Small Boilers (<100 MMBtu/hr Heat Input):Controlled Low NOx Burner | 3.3333 | 60% | 60% |  |  |  | 90% | 90% | [6 empty] | 0% | 0% |  | 1.6172 | 1.8047 | 0 | 0 | 0 | 0 | 0 | 0 | 0 | 0 | 0 | 2018 Qtr 1: 0.38672; 2018 Qtr 2: 0.39844; 2018 Qtr 3: 0.41016; 2018 Qtr 4: 0.42188; 2019 Qtr 1: 0.43359; 2019 Qtr 2: 0.44531; 2019 Qtr 3: 0.45703; 2019 Qtr 4: 0.46875 | 3.4219 | (Itron WO017 10-12 cost study)
MCE Commercial | Small storage HP water heater: 50 gallon, EF = 2.40, RE = 0.98, Cap = 5 kW, UA = 4.20 BTU/hr-F | NE-WtrHt-SmlStrg-HP-lte12kW-50G-2p40EF | 12 | COMMERCIAL | 7 = Commercial Process | TRUE | 3.3333 | Com-Default>2yrs | Each | ROB | 1295.82 | 777.492 |  |  |  | 518.328 | 4520 | Small Commercial | kW | 0.912 | 0 | Commercial | Small Commercial | Annual | 10 | 917.99 | 3% | 4520 | 0.912 | 0 | Small Boilers (<100 MMBtu/hr Heat Input):Controlled Low NOx Burner | 3.3333 | 60% | 60% |  |  |  | 90% | 90% | [6 empty] | 0% | 0% |  | 1.6172 | 1.8047 | 0 | 0 | 0 | 0 | 0 | 0 | 0 | 0 | 0 | 2018 Qtr 1: 0.38672; 2018 Qtr 2: 0.39844; 2018 Qtr 3: 0.41016; 2018 Qtr 4: 0.42188; 2019 Qtr 1: 0.43359; 2019 Qtr 2: 0.44531; 2019 Qtr 3: 0.45703; 2019 Qtr 4: 0.46875 | 3.4219 | (Itron WO017 10-12 cost study)
MCE Commercial | Small storage Gas water heater: 40 gallon, EF = 0.70, RE = 0.82, Cap = 40kBTUh, UA = 4.63 BTU/hr-F, AuxBTUh: 350 | NG-WtrHt-SmlStrg-Gas-lte75kBtuh-40G-0p70EF | 2 | COMMERCIAL | 7 = Commercial Process | TRUE | 3.3333 | Com-Default>2yrs | Each | ROB | 1031.43 | 618.858 |  |  |  | 412.572 | 0 | Small Commercial | kW | 0 | 115 | Commercial | Small Commercial | Annual | 10 | 466.38 | 3% | 0 | 0 | 115 | Small Boilers (<100 MMBtu/hr Heat Input):Controlled Low NOx Burner | 3.3333 | 60% | 60% |  |  |  | 90% | 90% | [6 empty] | 0% | 0% |  | 4.3125 | 4.8125 | 0 | 0 | 0 | 0 | 0 | 0 | 0 | 0 | 0 | 2018 Qtr 1: 1.0312; 2018 Qtr 2: 1.0625; 2018 Qtr 3: 1.0938; 2018 Qtr 4: 1.125; 2019 Qtr 1: 1.1562; 2019 Qtr 2: 1.1875; 2019 Qtr 3: 1.2188; 2019 Qtr 4: 1.25 | 9.125 | (Itron WO017 10-12 cost study)
MCE Commercial | Small storage Gas water heater: 40 gallon, EF = 0.70, RE = 0.82, Cap = 40kBTUh, UA = 4.63 BTU/hr-F, AuxBTUh: 350 | NG-WtrHt-SmlStrg-Gas-lte75kBtuh-40G-0p70EF | 3A | COMMERCIAL | 7 = Commercial Process | TRUE | 3.3333 | Com-Default>2yrs | Each | ROB | 1031.43 | 618.858 |  |  |  | 412.572 | 0 | Small Commercial | kW | 0 | 113 | Commercial | Small Commercial | Annual | 10 | 466.38 | 3% | 0 | 0 | 113 | Small Boilers (<100 MMBtu/hr Heat Input):Controlled Low NOx Burner | 3.3333 | 60% | 60% |  |  |  | 90% | 90% | [6 empty] | 0% | 0% |  | 4.3125 | 4.8125 | 0 | 0 | 0 | 0 | 0 | 0 | 0 | 0 | 0 | 2018 Qtr 1: 1.0312; 2018 Qtr 2: 1.0625; 2018 Qtr 3: 1.0938; 2018 Qtr 4: 1.125; 2019 Qtr 1: 1.1562; 2019 Qtr 2: 1.1875; 2019 Qtr 3: 1.2188; 2019 Qtr 4: 1.25 | 9.125 | (Itron WO017 10-12 cost study)
MCE Commercial | Small storage Gas water heater: 40 gallon, EF = 0.70, RE = 0.82, Cap = 40kBTUh, UA = 4.63 BTU/hr-F, AuxBTUh: 350 | NG-WtrHt-SmlStrg-Gas-lte75kBtuh-40G-0p70EF | 3B | COMMERCIAL | 7 = Commercial Process | TRUE | 3.3333 | Com-Default>2yrs | Each | ROB | 1031.43 | 618.858 |  |  |  | 412.572 | 0 | Small Commercial | kW | 0 | 113 | Commercial | Small Commercial | Annual | 10 | 466.38 | 3% | 0 | 0 | 113 | Small Boilers (<100 MMBtu/hr Heat Input):Controlled Low NOx Burner | 3.3333 | 60% | 60% |  |  |  | 90% | 90% | [6 empty] | 0% | 0% |  | 4.3125 | 4.8125 | 0 | 0 | 0 | 0 | 0 | 0 | 0 | 0 | 0 | 2018 Qtr 1: 1.0312; 2018 Qtr 2: 1.0625; 2018 Qtr 3: 1.0938; 2018 Qtr 4: 1.125; 2019 Qtr 1: 1.1562; 2019 Qtr 2: 1.1875; 2019 Qtr 3: 1.2188; 2019 Qtr 4: 1.25 | 9.125 | (Itron WO017 10-12 cost study)
MCE Commercial | Small storage Gas water heater: 40 gallon, EF = 0.70, RE = 0.82, Cap = 40kBTUh, UA = 4.63 BTU/hr-F, AuxBTUh: 350 | NG-WtrHt-SmlStrg-Gas-lte75kBtuh-40G-0p70EF | 12 | COMMERCIAL | 7 = Commercial Process | TRUE | 3.3333 | Com-Default>2yrs | Each | ROB | 1031.43 | 618.858 |  |  |  | 412.572 | 0 | Small Commercial | kW | 0 | 106 | Commercial | Small Commercial | Annual | 10 | 466.38 | 3% | 0 | 0 | 106 | Small Boilers (<100 MMBtu/hr Heat Input):Controlled Low NOx Burner | 3.3333 | 60% | 60% |  |  |  | 90% | 90% | [6 empty] | 0% | 0% |  | 4.3125 | 4.8125 | 0 | 0 | 0 | 0 | 0 | 0 | 0 | 0 | 0 | 2018 Qtr 1: 1.0312; 2018 Qtr 2: 1.0625; 2018 Qtr 3: 1.0938; 2018 Qtr 4: 1.125; 2019 Qtr 1: 1.1562; 2019 Qtr 2: 1.1875; 2019 Qtr 3: 1.2188; 2019 Qtr 4: 1.25 | 9.125 | (Itron WO017 10-12 cost study)
MCE Commercial | Small storage Gas water heater: 40 gallon, EF = 0.82, RE = 0.9, Cap = 40kBTUh, UA = 2.61 BTU/hr-F, VentW: 50, AuxBTUh: 350 | NG-WtrHt-SmlStrg-Gas-lte75kBtuh-40G-0p82EF | 2 | COMMERCIAL | 7 = Commercial Process | TRUE | 3.3333 | Com-Default>2yrs | Each | ROB | 1031.43 | 618.858 |  |  |  | 412.572 | -138 | Small Commercial | kW | -0.0268 | 248 | Commercial | Small Commercial | Annual | 10 | 466.38 | 3% | -138 | -0.0268 | 248 | Small Boilers (<100 MMBtu/hr Heat Input):Controlled Low NOx Burner | 3.3333 | 60% | 60% |  |  |  | 90% | 90% | [6 empty] | 0% | 0% |  | 6.4688 | 7.2188 | 0 | 0 | 0 | 0 | 0 | 0 | 0 | 0 | 0 | 2018 Qtr 1: 1.5469; 2018 Qtr 2: 1.5938; 2018 Qtr 3: 1.6406; 2018 Qtr 4: 1.6875; 2019 Qtr 1: 1.7344; 2019 Qtr 2: 1.7812; 2019 Qtr 3: 1.8281; 2019 Qtr 4: 1.875 | 13.6875 | (Itron WO017 10-12 cost study)
MCE Commercial | Small storage Gas water heater: 40 gallon, EF = 0.82, RE = 0.9, Cap = 40kBTUh, UA = 2.61 BTU/hr-F, VentW: 50, AuxBTUh: 350 | NG-WtrHt-SmlStrg-Gas-lte75kBtuh-40G-0p82EF | 3A | COMMERCIAL | 7 = Commercial Process | TRUE | 3.3333 | Com-Default>2yrs | Each | ROB | 1031.43 | 618.858 |  |  |  | 412.572 | -134 | Small Commercial | kW | -0.0286 | 241 | Commercial | Small Commercial | Annual | 10 | 466.38 | 3% | -134 | -0.0286 | 241 | Small Boilers (<100 MMBtu/hr Heat Input):Controlled Low NOx Burner | 3.3333 | 60% | 60% |  |  |  | 90% | 90% | [6 empty] | 0% | 0% |  | 6.4688 | 7.2188 | 0 | 0 | 0 | 0 | 0 | 0 | 0 | 0 | 0 | 2018 Qtr 1: 1.5469; 2018 Qtr 2: 1.5938; 2018 Qtr 3: 1.6406; 2018 Qtr 4: 1.6875; 2019 Qtr 1: 1.7344; 2019 Qtr 2: 1.7812; 2019 Qtr 3: 1.8281; 2019 Qtr 4: 1.875 | 13.6875 | (Itron WO017 10-12 cost study)
MCE Commercial | Small storage Gas water heater: 40 gallon, EF = 0.82, RE = 0.9, Cap = 40kBTUh, UA = 2.61 BTU/hr-F, VentW: 50, AuxBTUh: 350 | NG-WtrHt-SmlStrg-Gas-lte75kBtuh-40G-0p82EF | 3B | COMMERCIAL | 7 = Commercial Process | TRUE | 3.3333 | Com-Default>2yrs | Each | ROB | 1031.43 | 618.858 |  |  |  | 412.572 | -134 | Small Commercial | kW | -0.0286 | 241 | Commercial | Small Commercial | Annual | 10 | 466.38 | 3% | -134 | -0.0286 | 241 | Small Boilers (<100 MMBtu/hr Heat Input):Controlled Low NOx Burner | 3.3333 | 60% | 60% |  |  |  | 90% | 90% | [6 empty] | 0% | 0% |  | 6.4688 | 7.2188 | 0 | 0 | 0 | 0 | 0 | 0 | 0 | 0 | 0 | 2018 Qtr 1: 1.5469; 2018 Qtr 2: 1.5938; 2018 Qtr 3: 1.6406; 2018 Qtr 4: 1.6875; 2019 Qtr 1: 1.7344; 2019 Qtr 2: 1.7812; 2019 Qtr 3: 1.8281; 2019 Qtr 4: 1.875 | 13.6875 | (Itron WO017 10-12 cost study)
MCE Commercial | Small storage Gas water heater: 40 gallon, EF = 0.82, RE = 0.9, Cap = 40kBTUh, UA = 2.61 BTU/hr-F, VentW: 50, AuxBTUh: 350 | NG-WtrHt-SmlStrg-Gas-lte75kBtuh-40G-0p82EF | 12 | COMMERCIAL | 7 = Commercial Process | TRUE | 3.3333 | Com-Default>2yrs | Each | ROB | 1031.43 | 618.858 |  |  |  | 412.572 | -128 | Small Commercial | kW | -0.0259 | 227 | Commercial | Small Commercial | Annual | 10 | 466.38 | 3% | -128 | -0.0259 | 227 | Small Boilers (<100 MMBtu/hr Heat Input):Controlled Low NOx Burner | 3.3333 | 60% | 60% |  |  |  | 90% | 90% | [6 empty] | 0% | 0% |  | 6.4688 | 7.2188 | 0 | 0 | 0 | 0 | 0 | 0 | 0 | 0 | 0 | 2018 Qtr 1: 1.5469; 2018 Qtr 2: 1.5938; 2018 Qtr 3: 1.6406; 2018 Qtr 4: 1.6875; 2019 Qtr 1: 1.7344; 2019 Qtr 2: 1.7812; 2019 Qtr 3: 1.8281; 2019 Qtr 4: 1.875 | 13.6875 | (Itron WO017 10-12 cost study)
MCE Commercial | Small storage Gas water heater: 50 gallon, EF = 0.70, RE = 0.82, Cap = 40kBTUh, UA = 4.63 BTU/hr-F, AuxBTUh: 350 | NG-WtrHt-SmlStrg-Gas-lte75kBtuh-50G-0p70EF | 2 | COMMERCIAL | 7 = Commercial Process | TRUE | 3.3333 | Com-Default>2yrs | Each | ROB | 1135.71 | 681.426 |  |  |  | 454.284 | 0 | Small Commercial | kW | 0 | 146 | Commercial | Small Commercial | Annual | 10 | 520.03 | 3% | 0 | 0 | 146 | Small Boilers (<100 MMBtu/hr Heat Input):Controlled Low NOx Burner | 3.3333 | 60% | 60% |  |  |  | 90% | 90% | [6 empty] | 0% | 0% |  | 4.3125 | 4.8125 | 0 | 0 | 0 | 0 | 0 | 0 | 0 | 0 | 0 | 2018 Qtr 1: 1.0312; 2018 Qtr 2: 1.0625; 2018 Qtr 3: 1.0938; 2018 Qtr 4: 1.125; 2019 Qtr 1: 1.1562; 2019 Qtr 2: 1.1875; 2019 Qtr 3: 1.2188; 2019 Qtr 4: 1.25 | 9.125 | (Itron WO017 10-12 cost study)
MCE Commercial | Small storage Gas water heater: 50 gallon, EF = 0.70, RE = 0.82, Cap = 40kBTUh, UA = 4.63 BTU/hr-F, AuxBTUh: 350 | NG-WtrHt-SmlStrg-Gas-lte75kBtuh-50G-0p70EF | 3A | COMMERCIAL | 7 = Commercial Process | TRUE | 3.3333 | Com-Default>2yrs | Each | ROB | 1135.71 | 681.426 |  |  |  | 454.284 | 0 | Small Commercial | kW | 0 | 148 | Commercial | Small Commercial | Annual | 10 | 520.03 | 3% | 0 | 0 | 148 | Small Boilers (<100 MMBtu/hr Heat Input):Controlled Low NOx Burner | 3.3333 | 60% | 60% |  |  |  | 90% | 90% | [6 empty] | 0% | 0% |  | 4.3125 | 4.8125 | 0 | 0 | 0 | 0 | 0 | 0 | 0 | 0 | 0 | 2018 Qtr 1: 1.0312; 2018 Qtr 2: 1.0625; 2018 Qtr 3: 1.0938; 2018 Qtr 4: 1.125; 2019 Qtr 1: 1.1562; 2019 Qtr 2: 1.1875; 2019 Qtr 3: 1.2188; 2019 Qtr 4: 1.25 | 9.125 | (Itron WO017 10-12 cost study)
MCE Commercial | Small storage Gas water heater: 50 gallon, EF = 0.70, RE = 0.82, Cap = 40kBTUh, UA = 4.63 BTU/hr-F, AuxBTUh: 350 | NG-WtrHt-SmlStrg-Gas-lte75kBtuh-50G-0p70EF | 3B | COMMERCIAL | 7 = Commercial Process | TRUE | 3.3333 | Com-Default>2yrs | Each | ROB | 1135.71 | 681.426 |  |  |  | 454.284 | 0 | Small Commercial | kW | 0 | 148 | Commercial | Small Commercial | Annual | 10 | 520.03 | 3% | 0 | 0 | 148 | Small Boilers (<100 MMBtu/hr Heat Input):Controlled Low NOx Burner | 3.3333 | 60% | 60% |  |  |  | 90% | 90% | [6 empty] | 0% | 0% |  | 4.3125 | 4.8125 | 0 | 0 | 0 | 0 | 0 | 0 | 0 | 0 | 0 | 2018 Qtr 1: 1.0312; 2018 Qtr 2: 1.0625; 2018 Qtr 3: 1.0938; 2018 Qtr 4: 1.125; 2019 Qtr 1: 1.1562; 2019 Qtr 2: 1.1875; 2019 Qtr 3: 1.2188; 2019 Qtr 4: 1.25 | 9.125 | (Itron WO017 10-12 cost study)
MCE Commercial | Small storage Gas water heater: 50 gallon, EF = 0.70, RE = 0.82, Cap = 40kBTUh, UA = 4.63 BTU/hr-F, AuxBTUh: 350 | NG-WtrHt-SmlStrg-Gas-lte75kBtuh-50G-0p70EF | 12 | COMMERCIAL | 7 = Commercial Process | TRUE | 3.3333 | Com-Default>2yrs | Each | ROB | 1135.71 | 681.426 |  |  |  | 454.284 | 0 | Small Commercial | kW | 0 | 129 | Commercial | Small Commercial | Annual | 10 | 520.03 | 3% | 0 | 0 | 129 | Small Boilers (<100 MMBtu/hr Heat Input):Controlled Low NOx Burner | 3.3333 | 60% | 60% |  |  |  | 90% | 90% | [6 empty] | 0% | 0% |  | 4.3125 | 4.8125 | 0 | 0 | 0 | 0 | 0 | 0 | 0 | 0 | 0 | 2018 Qtr 1: 1.0312; 2018 Qtr 2: 1.0625; 2018 Qtr 3: 1.0938; 2018 Qtr 4: 1.125; 2019 Qtr 1: 1.1562; 2019 Qtr 2: 1.1875; 2019 Qtr 3: 1.2188; 2019 Qtr 4: 1.25 | 9.125 | (Itron WO017 10-12 cost study)
MCE Commercial | Small storage Gas water heater: 50 gallon, EF = 0.82, RE = 0.9, Cap = 40kBTUh, UA = 2.61 BTU/hr-F, VentW: 50, AuxBTUh: 350 | NG-WtrHt-SmlStrg-Gas-lte75kBtuh-50G-0p82EF | 2 | COMMERCIAL | 7 = Commercial Process | TRUE | 3.3333 | Com-Default>2yrs | Each | ROB | 1135.71 | 681.426 |  |  |  | 454.284 | -152 | Small Commercial | kW | -0.0289 | 306 | Commercial | Small Commercial | Annual | 10 | 520.03 | 3% | -152 | -0.0289 | 306 | Small Boilers (<100 MMBtu/hr Heat Input):Controlled Low NOx Burner | 3.3333 | 60% | 60% |  |  |  | 90% | 90% | [6 empty] | 0% | 0% |  | 6.4688 | 7.2188 | 0 | 0 | 0 | 0 | 0 | 0 | 0 | 0 | 0 | 2018 Qtr 1: 1.5469; 2018 Qtr 2: 1.5938; 2018 Qtr 3: 1.6406; 2018 Qtr 4: 1.6875; 2019 Qtr 1: 1.7344; 2019 Qtr 2: 1.7812; 2019 Qtr 3: 1.8281; 2019 Qtr 4: 1.875 | 13.6875 | (Itron WO017 10-12 cost study)
MCE Commercial | Small storage Gas water heater: 50 gallon, EF = 0.82, RE = 0.9, Cap = 40kBTUh, UA = 2.61 BTU/hr-F, VentW: 50, AuxBTUh: 350 | NG-WtrHt-SmlStrg-Gas-lte75kBtuh-50G-0p82EF | 3A | COMMERCIAL | 7 = Commercial Process | TRUE | 3.3333 | Com-Default>2yrs | Each | ROB | 1135.71 | 681.426 |  |  |  | 454.284 | -148 | Small Commercial | kW | -0.0308 | 310 | Commercial | Small Commercial | Annual | 10 | 520.03 | 3% | -148 | -0.0308 | 310 | Small Boilers (<100 MMBtu/hr Heat Input):Controlled Low NOx Burner | 3.3333 | 60% | 60% |  |  |  | 90% | 90% | [6 empty] | 0% | 0% |  | 6.4688 | 7.2188 | 0 | 0 | 0 | 0 | 0 | 0 | 0 | 0 | 0 | 2018 Qtr 1: 1.5469; 2018 Qtr 2: 1.5938; 2018 Qtr 3: 1.6406; 2018 Qtr 4: 1.6875; 2019 Qtr 1: 1.7344; 2019 Qtr 2: 1.7812; 2019 Qtr 3: 1.8281; 2019 Qtr 4: 1.875 | 13.6875 | (Itron WO017 10-12 cost study)
MCE Commercial | Small storage Gas water heater: 50 gallon, EF = 0.82, RE = 0.9, Cap = 40kBTUh, UA = 2.61 BTU/hr-F, VentW: 50, AuxBTUh: 350 | NG-WtrHt-SmlStrg-Gas-lte75kBtuh-50G-0p82EF | 3B | COMMERCIAL | 7 = Commercial Process | TRUE | 3.3333 | Com-Default>2yrs | Each | ROB | 1135.71 | 681.426 |  |  |  | 454.284 | -148 | Small Commercial | kW | -0.0308 | 310 | Commercial | Small Commercial | Annual | 10 | 520.03 | 3% | -148 | -0.0308 | 310 | Small Boilers (<100 MMBtu/hr Heat Input):Controlled Low NOx Burner | 3.3333 | 60% | 60% |  |  |  | 90% | 90% | [6 empty] | 0% | 0% |  | 6.4688 | 7.2188 | 0 | 0 | 0 | 0 | 0 | 0 | 0 | 0 | 0 | 2018 Qtr 1: 1.5469; 2018 Qtr 2: 1.5938; 2018 Qtr 3: 1.6406; 2018 Qtr 4: 1.6875; 2019 Qtr 1: 1.7344; 2019 Qtr 2: 1.7812; 2019 Qtr 3: 1.8281; 2019 Qtr 4: 1.875 | 13.6875 | (Itron WO017 10-12 cost study)
MCE Commercial | Small storage Gas water heater: 50 gallon, EF = 0.82, RE = 0.9, Cap = 40kBTUh, UA = 2.61 BTU/hr-F, VentW: 50, AuxBTUh: 350 | NG-WtrHt-SmlStrg-Gas-lte75kBtuh-50G-0p82EF | 12 | COMMERCIAL | 7 = Commercial Process | TRUE | 3.3333 | Com-Default>2yrs | Each | ROB | 1135.71 | 681.426 |  |  |  | 454.284 | -141 | Small Commercial | kW | -0.0279 | 274 | Commercial | Small Commercial | Annual | 10 | 520.03 | 3% | -141 | -0.0279 | 274 | Small Boilers (<100 MMBtu/hr Heat Input):Controlled Low NOx Burner | 3.3333 | 60% | 60% |  |  |  | 90% | 90% | [6 empty] | 0% | 0% |  | 6.4688 | 7.2188 | 0 | 0 | 0 | 0 | 0 | 0 | 0 | 0 | 0 | 2018 Qtr 1: 1.5469; 2018 Qtr 2: 1.5938; 2018 Qtr 3: 1.6406; 2018 Qtr 4: 1.6875; 2019 Qtr 1: 1.7344; 2019 Qtr 2: 1.7812; 2019 Qtr 3: 1.8281; 2019 Qtr 4: 1.875 | 13.6875 | (Itron WO017 10-12 cost study)
MCE Commercial | Small storage Gas water heater: 60 gallon, EF = 0.80, RE = 0.92, Cap = 40kBTUh, UA = 4.02 BTU/hr-F, VentW: 50, AuxBTUh: 350 | NG-WtrHt-SmlStrg-Gas-lte75kBtuh-60G-0p80EF | 2 | COMMERCIAL | 7 = Commercial Process | TRUE | 3.3333 | Com-Default>2yrs | Each | ROB | 1239.98 | 743.988 |  |  |  | 495.992 | 17.3 | Small Commercial | kW | 0.00384 | 139 | Commercial | Small Commercial | Annual | 10 | 546.85 | 3% | 17.3 | 0.00384 | 139 | Small Boilers (<100 MMBtu/hr Heat Input):Controlled Low NOx Burner | 3.3333 | 60% | 60% |  |  |  | 90% | 90% | [6 empty] | 0% | 0% |  | 4.3125 | 4.8125 | 0 | 0 | 0 | 0 | 0 | 0 | 0 | 0 | 0 | 2018 Qtr 1: 1.0312; 2018 Qtr 2: 1.0625; 2018 Qtr 3: 1.0938; 2018 Qtr 4: 1.125; 2019 Qtr 1: 1.1562; 2019 Qtr 2: 1.1875; 2019 Qtr 3: 1.2188; 2019 Qtr 4: 1.25 | 9.125 | (Itron WO017 10-12 cost study)
MCE Commercial | Small storage Gas water heater: 60 gallon, EF = 0.80, RE = 0.92, Cap = 40kBTUh, UA = 4.02 BTU/hr-F, VentW: 50, AuxBTUh: 350 | NG-WtrHt-SmlStrg-Gas-lte75kBtuh-60G-0p80EF | 3A | COMMERCIAL | 7 = Commercial Process | TRUE | 3.3333 | Com-Default>2yrs | Each | ROB | 1239.98 | 743.988 |  |  |  | 495.992 | 17.3 | Small Commercial | kW | 0.00439 | 138 | Commercial | Small Commercial | Annual | 10 | 546.85 | 3% | 17.3 | 0.00439 | 138 | Small Boilers (<100 MMBtu/hr Heat Input):Controlled Low NOx Burner | 3.3333 | 60% | 60% |  |  |  | 90% | 90% | [6 empty] | 0% | 0% |  | 4.3125 | 4.8125 | 0 | 0 | 0 | 0 | 0 | 0 | 0 | 0 | 0 | 2018 Qtr 1: 1.0312; 2018 Qtr 2: 1.0625; 2018 Qtr 3: 1.0938; 2018 Qtr 4: 1.125; 2019 Qtr 1: 1.1562; 2019 Qtr 2: 1.1875; 2019 Qtr 3: 1.2188; 2019 Qtr 4: 1.25 | 9.125 | (Itron WO017 10-12 cost study)
MCE Commercial | Small storage Gas water heater: 60 gallon, EF = 0.80, RE = 0.92, Cap = 40kBTUh, UA = 4.02 BTU/hr-F, VentW: 50, AuxBTUh: 350 | NG-WtrHt-SmlStrg-Gas-lte75kBtuh-60G-0p80EF | 3B | COMMERCIAL | 7 = Commercial Process | TRUE | 3.3333 | Com-Default>2yrs | Each | ROB | 1239.98 | 743.988 |  |  |  | 495.992 | 17.3 | Small Commercial | kW | 0.00439 | 138 | Commercial | Small Commercial | Annual | 10 | 546.85 | 3% | 17.3 | 0.00439 | 138 | Small Boilers (<100 MMBtu/hr Heat Input):Controlled Low NOx Burner | 3.3333 | 60% | 60% |  |  |  | 90% | 90% | [6 empty] | 0% | 0% |  | 4.3125 | 4.8125 | 0 | 0 | 0 | 0 | 0 | 0 | 0 | 0 | 0 | 2018 Qtr 1: 1.0312; 2018 Qtr 2: 1.0625; 2018 Qtr 3: 1.0938; 2018 Qtr 4: 1.125; 2019 Qtr 1: 1.1562; 2019 Qtr 2: 1.1875; 2019 Qtr 3: 1.2188; 2019 Qtr 4: 1.25 | 9.125 | (Itron WO017 10-12 cost study)
MCE Commercial | Small storage Gas water heater: 60 gallon, EF = 0.80, RE = 0.92, Cap = 40kBTUh, UA = 4.02 BTU/hr-F, VentW: 50, AuxBTUh: 350 | NG-WtrHt-SmlStrg-Gas-lte75kBtuh-60G-0p80EF | 12 | COMMERCIAL | 7 = Commercial Process | TRUE | 3.3333 | Com-Default>2yrs | Each | ROB | 1239.98 | 743.988 |  |  |  | 495.992 | 15.1 | Small Commercial | kW | 0.0024 | 121 | Commercial | Small Commercial | Annual | 10 | 546.85 | 3% | 15.1 | 0.0024 | 121 | Small Boilers (<100 MMBtu/hr Heat Input):Controlled Low NOx Burner | 3.3333 | 60% | 60% |  |  |  | 90% | 90% | [6 empty] | 0% | 0% |  | 4.3125 | 4.8125 | 0 | 0 | 0 | 0 | 0 | 0 | 0 | 0 | 0 | 2018 Qtr 1: 1.0312; 2018 Qtr 2: 1.0625; 2018 Qtr 3: 1.0938; 2018 Qtr 4: 1.125; 2019 Qtr 1: 1.1562; 2019 Qtr 2: 1.1875; 2019 Qtr 3: 1.2188; 2019 Qtr 4: 1.25 | 9.125 | (Itron WO017 10-12 cost study)
MCE Commercial | Small storage Gas water heater: 60 gallon, EF = 0.82, RE = 0.92, Cap = 40kBTUh, UA = 3.26 BTU/hr-F, VentW: 50, AuxBTUh: 350 | NG-WtrHt-SmlStrg-Gas-lte75kBtuh-60G-0p82EF | 2 | COMMERCIAL | 7 = Commercial Process | TRUE | 3.3333 | Com-Default>2yrs | Each | ROB | 1239.98 | 743.988 |  |  |  | 495.992 | 17.9 | Small Commercial | kW | 0.00393 | 143 | Commercial | Small Commercial | Annual | 10 | 546.85 | 3% | 17.9 | 0.00393 | 143 | Small Boilers (<100 MMBtu/hr Heat Input):Controlled Low NOx Burner | 3.3333 | 60% | 60% |  |  |  | 90% | 90% | [6 empty] | 0% | 0% |  | 4.3125 | 4.8125 | 0 | 0 | 0 | 0 | 0 | 0 | 0 | 0 | 0 | 2018 Qtr 1: 1.0312; 2018 Qtr 2: 1.0625; 2018 Qtr 3: 1.0938; 2018 Qtr 4: 1.125; 2019 Qtr 1: 1.1562; 2019 Qtr 2: 1.1875; 2019 Qtr 3: 1.2188; 2019 Qtr 4: 1.25 | 9.125 | (Itron WO017 10-12 cost study)
MCE Commercial | Small storage Gas water heater: 60 gallon, EF = 0.82, RE = 0.92, Cap = 40kBTUh, UA = 3.26 BTU/hr-F, VentW: 50, AuxBTUh: 350 | NG-WtrHt-SmlStrg-Gas-lte75kBtuh-60G-0p82EF | 3A | COMMERCIAL | 7 = Commercial Process | TRUE | 3.3333 | Com-Default>2yrs | Each | ROB | 1239.98 | 743.988 |  |  |  | 495.992 | 17.8 | Small Commercial | kW | 0.0045 | 143 | Commercial | Small Commercial | Annual | 10 | 546.85 | 3% | 17.8 | 0.0045 | 143 | Small Boilers (<100 MMBtu/hr Heat Input):Controlled Low NOx Burner | 3.3333 | 60% | 60% |  |  |  | 90% | 90% | [6 empty] | 0% | 0% |  | 4.3125 | 4.8125 | 0 | 0 | 0 | 0 | 0 | 0 | 0 | 0 | 0 | 2018 Qtr 1: 1.0312; 2018 Qtr 2: 1.0625; 2018 Qtr 3: 1.0938; 2018 Qtr 4: 1.125; 2019 Qtr 1: 1.1562; 2019 Qtr 2: 1.1875; 2019 Qtr 3: 1.2188; 2019 Qtr 4: 1.25 | 9.125 | (Itron WO017 10-12 cost study)
MCE Commercial | Small storage Gas water heater: 60 gallon, EF = 0.82, RE = 0.92, Cap = 40kBTUh, UA = 3.26 BTU/hr-F, VentW: 50, AuxBTUh: 350 | NG-WtrHt-SmlStrg-Gas-lte75kBtuh-60G-0p82EF | 3B | COMMERCIAL | 7 = Commercial Process | TRUE | 3.3333 | Com-Default>2yrs | Each | ROB | 1239.98 | 743.988 |  |  |  | 495.992 | 17.8 | Small Commercial | kW | 0.0045 | 143 | Commercial | Small Commercial | Annual | 10 | 546.85 | 3% | 17.8 | 0.0045 | 143 | Small Boilers (<100 MMBtu/hr Heat Input):Controlled Low NOx Burner | 3.3333 | 60% | 60% |  |  |  | 90% | 90% | [6 empty] | 0% | 0% |  | 4.3125 | 4.8125 | 0 | 0 | 0 | 0 | 0 | 0 | 0 | 0 | 0 | 2018 Qtr 1: 1.0312; 2018 Qtr 2: 1.0625; 2018 Qtr 3: 1.0938; 2018 Qtr 4: 1.125; 2019 Qtr 1: 1.1562; 2019 Qtr 2: 1.1875; 2019 Qtr 3: 1.2188; 2019 Qtr 4: 1.25 | 9.125 | (Itron WO017 10-12 cost study)
MCE Commercial | Small storage Gas water heater: 60 gallon, EF = 0.82, RE = 0.92, Cap = 40kBTUh, UA = 3.26 BTU/hr-F, VentW: 50, AuxBTUh: 350 | NG-WtrHt-SmlStrg-Gas-lte75kBtuh-60G-0p82EF | 12 | COMMERCIAL | 7 = Commercial Process | TRUE | 3.3333 | Com-Default>2yrs | Each | ROB | 1239.98 | 743.988 |  |  |  | 495.992 | 15.6 | Small Commercial | kW | 0.00246 | 125 | Commercial | Small Commercial | Annual | 10 | 546.85 | 3% | 15.6 | 0.00246 | 125 | Small Boilers (<100 MMBtu/hr Heat Input):Controlled Low NOx Burner | 3.3333 | 60% | 60% |  |  |  | 90% | 90% | [6 empty] | 0% | 0% |  | 4.3125 | 4.8125 | 0 | 0 | 0 | 0 | 0 | 0 | 0 | 0 | 0 | 2018 Qtr 1: 1.0312; 2018 Qtr 2: 1.0625; 2018 Qtr 3: 1.0938; 2018 Qtr 4: 1.125; 2019 Qtr 1: 1.1562; 2019 Qtr 2: 1.1875; 2019 Qtr 3: 1.2188; 2019 Qtr 4: 1.25 | 9.125 | (Itron WO017 10-12 cost study)
MCE Commercial | [6 empty] | 0 |  |  |  | 0 | 0 |  |  |  | 0 |  |  | #N/A | [5 empty] | 0 | 0 | 3% |  |  |  |  | 0 | [13 empty] | 0% | 0% |  | 0 | 0 | 0 | 0 | 0 | 0 | 0 | 0 | 0 | 0 | 0 | 2018 Qtr 1: 0; 2018 Qtr 2: 0; 2018 Qtr 3: 0; 2018 Qtr 4: 0; 2019 Qtr 1: 0; 2019 Qtr 2: 0; 2019 Qtr 3: 0; 2019 Qtr 4: 0 | 0
MCE Commercial | Instantaneous Gas water heater: EF = 0.92, RE = 0.92, Cap = 150kBTUh, VentW: 50, AuxBTUh: 350 | NG-WtrHt-SmlInst-Gas-150kBtuh-lt2G-0p92EF | 2 | COMMERCIAL | 7 = Commercial Process | TRUE | 5 | Com-Default>2yrs | Each | ROB | 400 | 240 |  |  |  | 160 | 120 | Small Commercial | kW | 0.023 | 162 | Commercial | Small Commercial | Annual | 15 | 428.61 | 3% | 120 | 0.023 | 162 | Small Boilers (<100 MMBtu/hr Heat Input):Controlled Low NOx Burner | 5 | 60% | 60% |  |  |  | 90% | 90% | [6 empty] | 0% | 0% |  | 0.80859 | 0.90234 | 0 | 0 | 0 | 0 | 0 | 0 | 0 | 0 | 0 | 2018 Qtr 1: 0.19336; 2018 Qtr 2: 0.19922; 2018 Qtr 3: 0.20508; 2018 Qtr 4: 0.21094; 2019 Qtr 1: 0.2168; 2019 Qtr 2: 0.22266; 2019 Qtr 3: 0.22852; 2019 Qtr 4: 0.23438 | 1.7109 | (Itron WO017 10-12 cost study)
MCE Commercial | Instantaneous Gas water heater: EF = 0.92, RE = 0.92, Cap = 150kBTUh, VentW: 50, AuxBTUh: 350 | NG-WtrHt-SmlInst-Gas-150kBtuh-lt2G-0p92EF | 3A | COMMERCIAL | 7 = Commercial Process | TRUE | 5 | Com-Default>2yrs | Each | ROB | 400 | 240 |  |  |  | 160 | 117 | Small Commercial | kW | 0.0245 | 151 | Commercial | Small Commercial | Annual | 15 | 428.61 | 3% | 117 | 0.0245 | 151 | Small Boilers (<100 MMBtu/hr Heat Input):Controlled Low NOx Burner | 5 | 60% | 60% |  |  |  | 90% | 90% | [6 empty] | 0% | 0% |  | 0.80859 | 0.90234 | 0 | 0 | 0 | 0 | 0 | 0 | 0 | 0 | 0 | 2018 Qtr 1: 0.19336; 2018 Qtr 2: 0.19922; 2018 Qtr 3: 0.20508; 2018 Qtr 4: 0.21094; 2019 Qtr 1: 0.2168; 2019 Qtr 2: 0.22266; 2019 Qtr 3: 0.22852; 2019 Qtr 4: 0.23438 | 1.7109 | (Itron WO017 10-12 cost study)
MCE Commercial | Instantaneous Gas water heater: EF = 0.92, RE = 0.92, Cap = 150kBTUh, VentW: 50, AuxBTUh: 350 | NG-WtrHt-SmlInst-Gas-150kBtuh-lt2G-0p92EF | 3B | COMMERCIAL | 7 = Commercial Process | TRUE | 5 | Com-Default>2yrs | Each | ROB | 400 | 240 |  |  |  | 160 | 117 | Small Commercial | kW | 0.0245 | 151 | Commercial | Small Commercial | Annual | 15 | 428.61 | 3% | 117 | 0.0245 | 151 | Small Boilers (<100 MMBtu/hr Heat Input):Controlled Low NOx Burner | 5 | 60% | 60% |  |  |  | 90% | 90% | [6 empty] | 0% | 0% |  | 0.80859 | 0.90234 | 0 | 0 | 0 | 0 | 0 | 0 | 0 | 0 | 0 | 2018 Qtr 1: 0.19336; 2018 Qtr 2: 0.19922; 2018 Qtr 3: 0.20508; 2018 Qtr 4: 0.21094; 2019 Qtr 1: 0.2168; 2019 Qtr 2: 0.22266; 2019 Qtr 3: 0.22852; 2019 Qtr 4: 0.23438 | 1.7109 | (Itron WO017 10-12 cost study)
MCE Commercial | Instantaneous Gas water heater: EF = 0.92, RE = 0.92, Cap = 150kBTUh, VentW: 50, AuxBTUh: 350 | NG-WtrHt-SmlInst-Gas-150kBtuh-lt2G-0p92EF | 12 | COMMERCIAL | 7 = Commercial Process | TRUE | 5 | Com-Default>2yrs | Each | ROB | 400 | 240 |  |  |  | 160 | 111 | Small Commercial | kW | 0.0222 | 143 | Commercial | Small Commercial | Annual | 15 | 428.61 | 3% | 111 | 0.0222 | 143 | Small Boilers (<100 MMBtu/hr Heat Input):Controlled Low NOx Burner | 5 | 60% | 60% |  |  |  | 90% | 90% | [6 empty] | 0% | 0% |  | 0.80859 | 0.90234 | 0 | 0 | 0 | 0 | 0 | 0 | 0 | 0 | 0 | 2018 Qtr 1: 0.19336; 2018 Qtr 2: 0.19922; 2018 Qtr 3: 0.20508; 2018 Qtr 4: 0.21094; 2019 Qtr 1: 0.2168; 2019 Qtr 2: 0.22266; 2019 Qtr 3: 0.22852; 2019 Qtr 4: 0.23438 | 1.7109 | (Itron WO017 10-12 cost study)
MCE Commercial | [6 empty] | 0 |  |  |  | 0 | 0 |  |  |  | 0 |  |  | #N/A | [5 empty] | 0 | 0 | 3% |  |  |  |  | 0 | [13 empty] | 0% | 0% |  | 0 | 0 | 0 | 0 | 0 | 0 | 0 | 0 | 0 | 0 | 0 | 2018 Qtr 1: 0; 2018 Qtr 2: 0; 2018 Qtr 3: 0; 2018 Qtr 4: 0; 2019 Qtr 1: 0; 2019 Qtr 2: 0; 2019 Qtr 3: 0; 2019 Qtr 4: 0 | 0 | BldgType
MCE Commercial | Air cooled package reciprocating chiller (1.008 kW/ton) | NE-HVAC-Chlr-AirPkgRecip-AllSizes-1p008kwpton | 2 | COMMERCIAL | 3 = Commercial HVAC | TRUE | 6.6667 | NonRes-sAll-mHVAC-Chiller | Cap-Tons | ROB | 805.59 | 483.354 |  |  |  | 322.236 | 287 | Small Commercial | kW | 0.112 |  | Commercial | Small Commercial | Summer Only | 20 | 274.01 | 3% | 252 | 0.0985 |  | Small Boilers (<100 MMBtu/hr Heat Input):Controlled Low NOx Burner | 6.6667 | 58% | NA |  |  |  | 90% | 90% | [6 empty] | 0% | 0% |  | 0.43125 | 0.48125 | 0 | 0 | 0 | 0 | 0 | 0 | 0 | 0 | 0 | 2018 Qtr 1: 0.10313; 2018 Qtr 2: 0.10625; 2018 Qtr 3: 0.10938; 2018 Qtr 4: 0.1125; 2019 Qtr 1: 0.11563; 2019 Qtr 2: 0.11875; 2019 Qtr 3: 0.12187; 2019 Qtr 4: 0.125 | 0.9125 | Hsp; (borrowed screw chiller cost from Itron WO017 10-12 cost study)
MCE Commercial | Air cooled package reciprocating chiller (1.008 kW/ton) | NE-HVAC-Chlr-AirPkgRecip-AllSizes-1p008kwpton | 3A | COMMERCIAL | 3 = Commercial HVAC | TRUE | 6.6667 | NonRes-sAll-mHVAC-Chiller | Cap-Tons | ROB | 805.59 | 483.354 |  |  |  | 322.236 | 282 | Small Commercial | kW | 0.0893 |  | Commercial | Small Commercial | Summer Only | 20 | 274.01 | 3% | 246 | 0.078 |  | Small Boilers (<100 MMBtu/hr Heat Input):Controlled Low NOx Burner | 6.6667 | 58% | NA |  |  |  | 90% | 90% | [6 empty] | 0% | 0% |  | 0.43125 | 0.48125 | 0 | 0 | 0 | 0 | 0 | 0 | 0 | 0 | 0 | 2018 Qtr 1: 0.10313; 2018 Qtr 2: 0.10625; 2018 Qtr 3: 0.10938; 2018 Qtr 4: 0.1125; 2019 Qtr 1: 0.11563; 2019 Qtr 2: 0.11875; 2019 Qtr 3: 0.12187; 2019 Qtr 4: 0.125 | 0.9125 | Hsp; (borrowed screw chiller cost from Itron WO017 10-12 cost study)
MCE Commercial | Air cooled package reciprocating chiller (1.008 kW/ton) | NE-HVAC-Chlr-AirPkgRecip-AllSizes-1p008kwpton | 3B | COMMERCIAL | 3 = Commercial HVAC | TRUE | 6.6667 | NonRes-sAll-mHVAC-Chiller | Cap-Tons | ROB | 805.59 | 483.354 |  |  |  | 322.236 | 282 | Small Commercial | kW | 0.0893 |  | Commercial | Small Commercial | Summer Only | 20 | 274.01 | 3% | 246 | 0.078 |  | Small Boilers (<100 MMBtu/hr Heat Input):Controlled Low NOx Burner | 6.6667 | 58% | NA |  |  |  | 90% | 90% | [6 empty] | 0% | 0% |  | 0.43125 | 0.48125 | 0 | 0 | 0 | 0 | 0 | 0 | 0 | 0 | 0 | 2018 Qtr 1: 0.10313; 2018 Qtr 2: 0.10625; 2018 Qtr 3: 0.10938; 2018 Qtr 4: 0.1125; 2019 Qtr 1: 0.11563; 2019 Qtr 2: 0.11875; 2019 Qtr 3: 0.12187; 2019 Qtr 4: 0.125 | 0.9125 | Hsp; (borrowed screw chiller cost from Itron WO017 10-12 cost study)
MCE Commercial | Air cooled package reciprocating chiller (1.008 kW/ton) | NE-HVAC-Chlr-AirPkgRecip-AllSizes-1p008kwpton | 12 | COMMERCIAL | 3 = Commercial HVAC | TRUE | 6.6667 | NonRes-sAll-mHVAC-Chiller | Cap-Tons | ROB | 805.59 | 483.354 |  |  |  | 322.236 | 389 | Small Commercial | kW | 0.177 |  | Commercial | Small Commercial | Summer Only | 20 | 274.01 | 3% | 342 | 0.156 |  | Small Boilers (<100 MMBtu/hr Heat Input):Controlled Low NOx Burner | 6.6667 | 58% | NA |  |  |  | 90% | 90% | [6 empty] | 0% | 0% |  | 0.43125 | 0.48125 | 0 | 0 | 0 | 0 | 0 | 0 | 0 | 0 | 0 | 2018 Qtr 1: 0.10313; 2018 Qtr 2: 0.10625; 2018 Qtr 3: 0.10938; 2018 Qtr 4: 0.1125; 2019 Qtr 1: 0.11563; 2019 Qtr 2: 0.11875; 2019 Qtr 3: 0.12187; 2019 Qtr 4: 0.125 | 0.9125 | Hsp; (borrowed screw chiller cost from Itron WO017 10-12 cost study)
MCE Commercial | Air cooled package reciprocating chiller (1.008 kW/ton) | NE-HVAC-Chlr-AirPkgRecip-AllSizes-1p008kwpton | 2 | COMMERCIAL | 3 = Commercial HVAC | TRUE | 6.6667 | NonRes-sAll-mHVAC-Chiller | Cap-Tons | ROB | 805.59 | 483.354 |  |  |  | 322.236 | 326 | Small Commercial | kW | 0.109 |  | Commercial | Small Commercial | Summer Only | 20 | 274.01 | 3% | 286 | 0.0961 |  | Small Boilers (<100 MMBtu/hr Heat Input):Controlled Low NOx Burner | 6.6667 | 58% | NA |  |  |  | 90% | 90% | [6 empty] | 0% | 0% |  | 0.43125 | 0.48125 | 0 | 0 | 0 | 0 | 0 | 0 | 0 | 0 | 0 | 2018 Qtr 1: 0.10313; 2018 Qtr 2: 0.10625; 2018 Qtr 3: 0.10938; 2018 Qtr 4: 0.1125; 2019 Qtr 1: 0.11563; 2019 Qtr 2: 0.11875; 2019 Qtr 3: 0.12187; 2019 Qtr 4: 0.125 | 0.9125 | Htl; (borrowed screw chiller cost from Itron WO017 10-12 cost study)
MCE Commercial | Air cooled package reciprocating chiller (1.008 kW/ton) | NE-HVAC-Chlr-AirPkgRecip-AllSizes-1p008kwpton | 3A | COMMERCIAL | 3 = Commercial HVAC | TRUE | 6.6667 | NonRes-sAll-mHVAC-Chiller | Cap-Tons | ROB | 805.59 | 483.354 |  |  |  | 322.236 | 304 | Small Commercial | kW | 0.0856 |  | Commercial | Small Commercial | Summer Only | 20 | 274.01 | 3% | 266 | 0.0749 |  | Small Boilers (<100 MMBtu/hr Heat Input):Controlled Low NOx Burner | 6.6667 | 58% | NA |  |  |  | 90% | 90% | [6 empty] | 0% | 0% |  | 0.43125 | 0.48125 | 0 | 0 | 0 | 0 | 0 | 0 | 0 | 0 | 0 | 2018 Qtr 1: 0.10313; 2018 Qtr 2: 0.10625; 2018 Qtr 3: 0.10938; 2018 Qtr 4: 0.1125; 2019 Qtr 1: 0.11563; 2019 Qtr 2: 0.11875; 2019 Qtr 3: 0.12187; 2019 Qtr 4: 0.125 | 0.9125 | Htl; (borrowed screw chiller cost from Itron WO017 10-12 cost study)
MCE Commercial | Air cooled package reciprocating chiller (1.008 kW/ton) | NE-HVAC-Chlr-AirPkgRecip-AllSizes-1p008kwpton | 3B | COMMERCIAL | 3 = Commercial HVAC | TRUE | 6.6667 | NonRes-sAll-mHVAC-Chiller | Cap-Tons | ROB | 805.59 | 483.354 |  |  |  | 322.236 | 304 | Small Commercial | kW | 0.0856 |  | Commercial | Small Commercial | Summer Only | 20 | 274.01 | 3% | 266 | 0.0749 |  | Small Boilers (<100 MMBtu/hr Heat Input):Controlled Low NOx Burner | 6.6667 | 58% | NA |  |  |  | 90% | 90% | [6 empty] | 0% | 0% |  | 0.43125 | 0.48125 | 0 | 0 | 0 | 0 | 0 | 0 | 0 | 0 | 0 | 2018 Qtr 1: 0.10313; 2018 Qtr 2: 0.10625; 2018 Qtr 3: 0.10938; 2018 Qtr 4: 0.1125; 2019 Qtr 1: 0.11563; 2019 Qtr 2: 0.11875; 2019 Qtr 3: 0.12187; 2019 Qtr 4: 0.125 | 0.9125 | Htl; (borrowed screw chiller cost from Itron WO017 10-12 cost study)
MCE Commercial | Air cooled package reciprocating chiller (1.008 kW/ton) | NE-HVAC-Chlr-AirPkgRecip-AllSizes-1p008kwpton | 12 | COMMERCIAL | 3 = Commercial HVAC | TRUE | 6.6667 | NonRes-sAll-mHVAC-Chiller | Cap-Tons | ROB | 805.59 | 483.354 |  |  |  | 322.236 | 350 | Small Commercial | kW | 0.168 |  | Commercial | Small Commercial | Summer Only | 20 | 274.01 | 3% | 309 | 0.149 |  | Small Boilers (<100 MMBtu/hr Heat Input):Controlled Low NOx Burner | 6.6667 | 58% | NA |  |  |  | 90% | 90% | [6 empty] | 0% | 0% |  | 0.43125 | 0.48125 | 0 | 0 | 0 | 0 | 0 | 0 | 0 | 0 | 0 | 2018 Qtr 1: 0.10313; 2018 Qtr 2: 0.10625; 2018 Qtr 3: 0.10938; 2018 Qtr 4: 0.1125; 2019 Qtr 1: 0.11563; 2019 Qtr 2: 0.11875; 2019 Qtr 3: 0.12187; 2019 Qtr 4: 0.125 | 0.9125 | Htl; (borrowed screw chiller cost from Itron WO017 10-12 cost study)
MCE Commercial | Air cooled package reciprocating chiller (1.008 kW/ton) | NE-HVAC-Chlr-AirPkgRecip-AllSizes-1p008kwpton | 2 | COMMERCIAL | 3 = Commercial HVAC | TRUE | 6.6667 | NonRes-sAll-mHVAC-Chiller | Cap-Tons | ROB | 805.59 | 483.354 |  |  |  | 322.236 | 152 | Small Commercial | kW | 0.119 |  | Commercial | Small Commercial | Summer Only | 20 | 274.01 | 3% | 133 | 0.104 |  | Small Boilers (<100 MMBtu/hr Heat Input):Controlled Low NOx Burner | 6.6667 | 58% | NA |  |  |  | 90% | 90% | [6 empty] | 0% | 0% |  | 0.43125 | 0.48125 | 0 | 0 | 0 | 0 | 0 | 0 | 0 | 0 | 0 | 2018 Qtr 1: 0.10313; 2018 Qtr 2: 0.10625; 2018 Qtr 3: 0.10938; 2018 Qtr 4: 0.1125; 2019 Qtr 1: 0.11563; 2019 Qtr 2: 0.11875; 2019 Qtr 3: 0.12187; 2019 Qtr 4: 0.125 | 0.9125 | MBT; (borrowed screw chiller cost from Itron WO017 10-12 cost study)
MCE Commercial | Air cooled package reciprocating chiller (1.008 kW/ton) | NE-HVAC-Chlr-AirPkgRecip-AllSizes-1p008kwpton | 3A | COMMERCIAL | 3 = Commercial HVAC | TRUE | 6.6667 | NonRes-sAll-mHVAC-Chiller | Cap-Tons | ROB | 805.59 | 483.354 |  |  |  | 322.236 | 117 | Small Commercial | kW | 0.0177 |  | Commercial | Small Commercial | Summer Only | 20 | 274.01 | 3% | 102 | 0.0155 |  | Small Boilers (<100 MMBtu/hr Heat Input):Controlled Low NOx Burner | 6.6667 | 58% | NA |  |  |  | 90% | 90% | [6 empty] | 0% | 0% |  | 0.43125 | 0.48125 | 0 | 0 | 0 | 0 | 0 | 0 | 0 | 0 | 0 | 2018 Qtr 1: 0.10313; 2018 Qtr 2: 0.10625; 2018 Qtr 3: 0.10938; 2018 Qtr 4: 0.1125; 2019 Qtr 1: 0.11563; 2019 Qtr 2: 0.11875; 2019 Qtr 3: 0.12187; 2019 Qtr 4: 0.125 | 0.9125 | MBT; (borrowed screw chiller cost from Itron WO017 10-12 cost study)
MCE Commercial | Air cooled package reciprocating chiller (1.008 kW/ton) | NE-HVAC-Chlr-AirPkgRecip-AllSizes-1p008kwpton | 3B | COMMERCIAL | 3 = Commercial HVAC | TRUE | 6.6667 | NonRes-sAll-mHVAC-Chiller | Cap-Tons | ROB | 805.59 | 483.354 |  |  |  | 322.236 | 117 | Small Commercial | kW | 0.0177 |  | Commercial | Small Commercial | Summer Only | 20 | 274.01 | 3% | 102 | 0.0155 |  | Small Boilers (<100 MMBtu/hr Heat Input):Controlled Low NOx Burner | 6.6667 | 58% | NA |  |  |  | 90% | 90% | [6 empty] | 0% | 0% |  | 0.43125 | 0.48125 | 0 | 0 | 0 | 0 | 0 | 0 | 0 | 0 | 0 | 2018 Qtr 1: 0.10313; 2018 Qtr 2: 0.10625; 2018 Qtr 3: 0.10938; 2018 Qtr 4: 0.1125; 2019 Qtr 1: 0.11563; 2019 Qtr 2: 0.11875; 2019 Qtr 3: 0.12187; 2019 Qtr 4: 0.125 | 0.9125 | MBT; (borrowed screw chiller cost from Itron WO017 10-12 cost study)
MCE Commercial | Air cooled package reciprocating chiller (1.008 kW/ton) | NE-HVAC-Chlr-AirPkgRecip-AllSizes-1p008kwpton | 12 | COMMERCIAL | 3 = Commercial HVAC | TRUE | 6.6667 | NonRes-sAll-mHVAC-Chiller | Cap-Tons | ROB | 805.59 | 483.354 |  |  |  | 322.236 | 191 | Small Commercial | kW | 0.176 |  | Commercial | Small Commercial | Summer Only | 20 | 274.01 | 3% | 168 | 0.155 |  | Small Boilers (<100 MMBtu/hr Heat Input):Controlled Low NOx Burner | 6.6667 | 58% | NA |  |  |  | 90% | 90% | [6 empty] | 0% | 0% |  | 0.43125 | 0.48125 | 0 | 0 | 0 | 0 | 0 | 0 | 0 | 0 | 0 | 2018 Qtr 1: 0.10313; 2018 Qtr 2: 0.10625; 2018 Qtr 3: 0.10938; 2018 Qtr 4: 0.1125; 2019 Qtr 1: 0.11563; 2019 Qtr 2: 0.11875; 2019 Qtr 3: 0.12187; 2019 Qtr 4: 0.125 | 0.9125 | MBT; (borrowed screw chiller cost from Itron WO017 10-12 cost study)
MCE Commercial | Air cooled package reciprocating chiller (1.008 kW/ton) | NE-HVAC-Chlr-AirPkgRecip-AllSizes-1p008kwpton | 2 | COMMERCIAL | 3 = Commercial HVAC | TRUE | 6.6667 | NonRes-sAll-mHVAC-Chiller | Cap-Tons | ROB | 805.59 | 483.354 |  |  |  | 322.236 | 194 | Small Commercial | kW | 0.0751 |  | Commercial | Small Commercial | Summer Only | 20 | 274.01 | 3% | 170 | 0.0659 |  | Small Boilers (<100 MMBtu/hr Heat Input):Controlled Low NOx Burner | 6.6667 | 58% | NA |  |  |  | 90% | 90% | [6 empty] | 0% | 0% |  | 0.43125 | 0.48125 | 0 | 0 | 0 | 0 | 0 | 0 | 0 | 0 | 0 | 2018 Qtr 1: 0.10313; 2018 Qtr 2: 0.10625; 2018 Qtr 3: 0.10938; 2018 Qtr 4: 0.1125; 2019 Qtr 1: 0.11563; 2019 Qtr 2: 0.11875; 2019 Qtr 3: 0.12187; 2019 Qtr 4: 0.125 | 0.9125 | Nrs; (borrowed screw chiller cost from Itron WO017 10-12 cost study)
MCE Commercial | Air cooled package reciprocating chiller (1.008 kW/ton) | NE-HVAC-Chlr-AirPkgRecip-AllSizes-1p008kwpton | 3A | COMMERCIAL | 3 = Commercial HVAC | TRUE | 6.6667 | NonRes-sAll-mHVAC-Chiller | Cap-Tons | ROB | 805.59 | 483.354 |  |  |  | 322.236 | 181 | Small Commercial | kW | 0.0619 |  | Commercial | Small Commercial | Summer Only | 20 | 274.01 | 3% | 157 | 0.0539 |  | Small Boilers (<100 MMBtu/hr Heat Input):Controlled Low NOx Burner | 6.6667 | 58% | NA |  |  |  | 90% | 90% | [6 empty] | 0% | 0% |  | 0.43125 | 0.48125 | 0 | 0 | 0 | 0 | 0 | 0 | 0 | 0 | 0 | 2018 Qtr 1: 0.10313; 2018 Qtr 2: 0.10625; 2018 Qtr 3: 0.10938; 2018 Qtr 4: 0.1125; 2019 Qtr 1: 0.11563; 2019 Qtr 2: 0.11875; 2019 Qtr 3: 0.12187; 2019 Qtr 4: 0.125 | 0.9125 | Nrs; (borrowed screw chiller cost from Itron WO017 10-12 cost study)
MCE Commercial | Air cooled package reciprocating chiller (1.008 kW/ton) | NE-HVAC-Chlr-AirPkgRecip-AllSizes-1p008kwpton | 3B | COMMERCIAL | 3 = Commercial HVAC | TRUE | 6.6667 | NonRes-sAll-mHVAC-Chiller | Cap-Tons | ROB | 805.59 | 483.354 |  |  |  | 322.236 | 181 | Small Commercial | kW | 0.0619 |  | Commercial | Small Commercial | Summer Only | 20 | 274.01 | 3% | 157 | 0.0539 |  | Small Boilers (<100 MMBtu/hr Heat Input):Controlled Low NOx Burner | 6.6667 | 58% | NA |  |  |  | 90% | 90% | [6 empty] | 0% | 0% |  | 0.43125 | 0.48125 | 0 | 0 | 0 | 0 | 0 | 0 | 0 | 0 | 0 | 2018 Qtr 1: 0.10313; 2018 Qtr 2: 0.10625; 2018 Qtr 3: 0.10938; 2018 Qtr 4: 0.1125; 2019 Qtr 1: 0.11563; 2019 Qtr 2: 0.11875; 2019 Qtr 3: 0.12187; 2019 Qtr 4: 0.125 | 0.9125 | Nrs; (borrowed screw chiller cost from Itron WO017 10-12 cost study)
MCE Commercial | Air cooled package reciprocating chiller (1.008 kW/ton) | NE-HVAC-Chlr-AirPkgRecip-AllSizes-1p008kwpton | 12 | COMMERCIAL | 3 = Commercial HVAC | TRUE | 6.6667 | NonRes-sAll-mHVAC-Chiller | Cap-Tons | ROB | 805.59 | 483.354 |  |  |  | 322.236 | 239 | Small Commercial | kW | 0.146 |  | Commercial | Small Commercial | Summer Only | 20 | 274.01 | 3% | 210 | 0.129 |  | Small Boilers (<100 MMBtu/hr Heat Input):Controlled Low NOx Burner | 6.6667 | 58% | NA |  |  |  | 90% | 90% | [6 empty] | 0% | 0% |  | 0.43125 | 0.48125 | 0 | 0 | 0 | 0 | 0 | 0 | 0 | 0 | 0 | 2018 Qtr 1: 0.10313; 2018 Qtr 2: 0.10625; 2018 Qtr 3: 0.10938; 2018 Qtr 4: 0.1125; 2019 Qtr 1: 0.11563; 2019 Qtr 2: 0.11875; 2019 Qtr 3: 0.12187; 2019 Qtr 4: 0.125 | 0.9125 | Nrs; (borrowed screw chiller cost from Itron WO017 10-12 cost study)
MCE Commercial | Air cooled package reciprocating chiller (1.008 kW/ton) | NE-HVAC-Chlr-AirPkgRecip-AllSizes-1p008kwpton | 2 | COMMERCIAL | 3 = Commercial HVAC | TRUE | 6.6667 | NonRes-sAll-mHVAC-Chiller | Cap-Tons | ROB | 805.59 | 483.354 |  |  |  | 322.236 | 173 | Small Commercial | kW | 0.109 |  | Commercial | Small Commercial | Summer Only | 20 | 274.01 | 3% | 152 | 0.0963 |  | Small Boilers (<100 MMBtu/hr Heat Input):Controlled Low NOx Burner | 6.6667 | 58% | NA |  |  |  | 90% | 90% | [6 empty] | 0% | 0% |  | 0.43125 | 0.48125 | 0 | 0 | 0 | 0 | 0 | 0 | 0 | 0 | 0 | 2018 Qtr 1: 0.10313; 2018 Qtr 2: 0.10625; 2018 Qtr 3: 0.10938; 2018 Qtr 4: 0.1125; 2019 Qtr 1: 0.11563; 2019 Qtr 2: 0.11875; 2019 Qtr 3: 0.12187; 2019 Qtr 4: 0.125 | 0.9125 | OfL; (borrowed screw chiller cost from Itron WO017 10-12 cost study)
MCE Commercial | Air cooled package reciprocating chiller (1.008 kW/ton) | NE-HVAC-Chlr-AirPkgRecip-AllSizes-1p008kwpton | 3A | COMMERCIAL | 3 = Commercial HVAC | TRUE | 6.6667 | NonRes-sAll-mHVAC-Chiller | Cap-Tons | ROB | 805.59 | 483.354 |  |  |  | 322.236 | 135 | Small Commercial | kW | 0.0557 |  | Commercial | Small Commercial | Summer Only | 20 | 274.01 | 3% | 118 | 0.0487 |  | Small Boilers (<100 MMBtu/hr Heat Input):Controlled Low NOx Burner | 6.6667 | 58% | NA |  |  |  | 90% | 90% | [6 empty] | 0% | 0% |  | 0.43125 | 0.48125 | 0 | 0 | 0 | 0 | 0 | 0 | 0 | 0 | 0 | 2018 Qtr 1: 0.10313; 2018 Qtr 2: 0.10625; 2018 Qtr 3: 0.10938; 2018 Qtr 4: 0.1125; 2019 Qtr 1: 0.11563; 2019 Qtr 2: 0.11875; 2019 Qtr 3: 0.12187; 2019 Qtr 4: 0.125 | 0.9125 | OfL; (borrowed screw chiller cost from Itron WO017 10-12 cost study)
MCE Commercial | Air cooled package reciprocating chiller (1.008 kW/ton) | NE-HVAC-Chlr-AirPkgRecip-AllSizes-1p008kwpton | 3B | COMMERCIAL | 3 = Commercial HVAC | TRUE | 6.6667 | NonRes-sAll-mHVAC-Chiller | Cap-Tons | ROB | 805.59 | 483.354 |  |  |  | 322.236 | 135 | Small Commercial | kW | 0.0557 |  | Commercial | Small Commercial | Summer Only | 20 | 274.01 | 3% | 118 | 0.0487 |  | Small Boilers (<100 MMBtu/hr Heat Input):Controlled Low NOx Burner | 6.6667 | 58% | NA |  |  |  | 90% | 90% | [6 empty] | 0% | 0% |  | 0.43125 | 0.48125 | 0 | 0 | 0 | 0 | 0 | 0 | 0 | 0 | 0 | 2018 Qtr 1: 0.10313; 2018 Qtr 2: 0.10625; 2018 Qtr 3: 0.10938; 2018 Qtr 4: 0.1125; 2019 Qtr 1: 0.11563; 2019 Qtr 2: 0.11875; 2019 Qtr 3: 0.12187; 2019 Qtr 4: 0.125 | 0.9125 | OfL; (borrowed screw chiller cost from Itron WO017 10-12 cost study)
MCE Commercial | Air cooled package reciprocating chiller (1.008 kW/ton) | NE-HVAC-Chlr-AirPkgRecip-AllSizes-1p008kwpton | 12 | COMMERCIAL | 3 = Commercial HVAC | TRUE | 6.6667 | NonRes-sAll-mHVAC-Chiller | Cap-Tons | ROB | 805.59 | 483.354 |  |  |  | 322.236 | 214 | Small Commercial | kW | 0.176 |  | Commercial | Small Commercial | Summer Only | 20 | 274.01 | 3% | 190 | 0.157 |  | Small Boilers (<100 MMBtu/hr Heat Input):Controlled Low NOx Burner | 6.6667 | 58% | NA |  |  |  | 90% | 90% | [6 empty] | 0% | 0% |  | 0.43125 | 0.48125 | 0 | 0 | 0 | 0 | 0 | 0 | 0 | 0 | 0 | 2018 Qtr 1: 0.10313; 2018 Qtr 2: 0.10625; 2018 Qtr 3: 0.10938; 2018 Qtr 4: 0.1125; 2019 Qtr 1: 0.11563; 2019 Qtr 2: 0.11875; 2019 Qtr 3: 0.12187; 2019 Qtr 4: 0.125 | 0.9125 | OfL; (borrowed screw chiller cost from Itron WO017 10-12 cost study)
MCE Commercial | Air cooled package reciprocating chiller (1.008 kW/ton) | NE-HVAC-Chlr-AirPkgRecip-AllSizes-1p008kwpton | 2 | COMMERCIAL | 3 = Commercial HVAC | TRUE | 6.6667 | NonRes-sAll-mHVAC-Chiller | Cap-Tons | ROB | 805.59 | 483.354 |  |  |  | 322.236 | 154 | Small Commercial | kW | 0.117 |  | Commercial | Small Commercial | Summer Only | 20 | 274.01 | 3% | 135 | 0.103 |  | Small Boilers (<100 MMBtu/hr Heat Input):Controlled Low NOx Burner | 6.6667 | 58% | NA |  |  |  | 90% | 90% | [6 empty] | 0% | 0% |  | 0.43125 | 0.48125 | 0 | 0 | 0 | 0 | 0 | 0 | 0 | 0 | 0 | 2018 Qtr 1: 0.10313; 2018 Qtr 2: 0.10625; 2018 Qtr 3: 0.10938; 2018 Qtr 4: 0.1125; 2019 Qtr 1: 0.11563; 2019 Qtr 2: 0.11875; 2019 Qtr 3: 0.12187; 2019 Qtr 4: 0.125 | 0.9125 | OfS; (borrowed screw chiller cost from Itron WO017 10-12 cost study)
MCE Commercial | Air cooled package reciprocating chiller (1.008 kW/ton) | NE-HVAC-Chlr-AirPkgRecip-AllSizes-1p008kwpton | 3A | COMMERCIAL | 3 = Commercial HVAC | TRUE | 6.6667 | NonRes-sAll-mHVAC-Chiller | Cap-Tons | ROB | 805.59 | 483.354 |  |  |  | 322.236 | 115 | Small Commercial | kW | 0.0343 |  | Commercial | Small Commercial | Summer Only | 20 | 274.01 | 3% | 101 | 0.0299 |  | Small Boilers (<100 MMBtu/hr Heat Input):Controlled Low NOx Burner | 6.6667 | 58% | NA |  |  |  | 90% | 90% | [6 empty] | 0% | 0% |  | 0.43125 | 0.48125 | 0 | 0 | 0 | 0 | 0 | 0 | 0 | 0 | 0 | 2018 Qtr 1: 0.10313; 2018 Qtr 2: 0.10625; 2018 Qtr 3: 0.10938; 2018 Qtr 4: 0.1125; 2019 Qtr 1: 0.11563; 2019 Qtr 2: 0.11875; 2019 Qtr 3: 0.12187; 2019 Qtr 4: 0.125 | 0.9125 | OfS; (borrowed screw chiller cost from Itron WO017 10-12 cost study)
MCE Commercial | Air cooled package reciprocating chiller (1.008 kW/ton) | NE-HVAC-Chlr-AirPkgRecip-AllSizes-1p008kwpton | 3B | COMMERCIAL | 3 = Commercial HVAC | TRUE | 6.6667 | NonRes-sAll-mHVAC-Chiller | Cap-Tons | ROB | 805.59 | 483.354 |  |  |  | 322.236 | 115 | Small Commercial | kW | 0.0343 |  | Commercial | Small Commercial | Summer Only | 20 | 274.01 | 3% | 101 | 0.0299 |  | Small Boilers (<100 MMBtu/hr Heat Input):Controlled Low NOx Burner | 6.6667 | 58% | NA |  |  |  | 90% | 90% | [6 empty] | 0% | 0% |  | 0.43125 | 0.48125 | 0 | 0 | 0 | 0 | 0 | 0 | 0 | 0 | 0 | 2018 Qtr 1: 0.10313; 2018 Qtr 2: 0.10625; 2018 Qtr 3: 0.10938; 2018 Qtr 4: 0.1125; 2019 Qtr 1: 0.11563; 2019 Qtr 2: 0.11875; 2019 Qtr 3: 0.12187; 2019 Qtr 4: 0.125 | 0.9125 | OfS; (borrowed screw chiller cost from Itron WO017 10-12 cost study)
MCE Commercial | Air cooled package reciprocating chiller (1.008 kW/ton) | NE-HVAC-Chlr-AirPkgRecip-AllSizes-1p008kwpton | 12 | COMMERCIAL | 3 = Commercial HVAC | TRUE | 6.6667 | NonRes-sAll-mHVAC-Chiller | Cap-Tons | ROB | 805.59 | 483.354 |  |  |  | 322.236 | 190 | Small Commercial | kW | 0.176 |  | Commercial | Small Commercial | Summer Only | 20 | 274.01 | 3% | 167 | 0.155 |  | Small Boilers (<100 MMBtu/hr Heat Input):Controlled Low NOx Burner | 6.6667 | 58% | NA |  |  |  | 90% | 90% | [6 empty] | 0% | 0% |  | 0.43125 | 0.48125 | 0 | 0 | 0 | 0 | 0 | 0 | 0 | 0 | 0 | 2018 Qtr 1: 0.10313; 2018 Qtr 2: 0.10625; 2018 Qtr 3: 0.10938; 2018 Qtr 4: 0.1125; 2019 Qtr 1: 0.11563; 2019 Qtr 2: 0.11875; 2019 Qtr 3: 0.12187; 2019 Qtr 4: 0.125 | 0.9125 | OfS; (borrowed screw chiller cost from Itron WO017 10-12 cost study)
MCE Commercial | Air cooled package reciprocating chiller (1.008 kW/ton) | NE-HVAC-Chlr-AirPkgRecip-AllSizes-1p008kwpton | 2 | COMMERCIAL | 3 = Commercial HVAC | TRUE | 6.6667 | NonRes-sAll-mHVAC-Chiller | Cap-Tons | ROB | 805.59 | 483.354 |  |  |  | 322.236 | 183 | Small Commercial | kW | 0.0807 |  | Commercial | Small Commercial | Summer Only | 20 | 274.01 | 3% | 160 | 0.0706 |  | Small Boilers (<100 MMBtu/hr Heat Input):Controlled Low NOx Burner | 6.6667 | 58% | NA |  |  |  | 90% | 90% | [6 empty] | 0% | 0% |  | 0.43125 | 0.48125 | 0 | 0 | 0 | 0 | 0 | 0 | 0 | 0 | 0 | 2018 Qtr 1: 0.10313; 2018 Qtr 2: 0.10625; 2018 Qtr 3: 0.10938; 2018 Qtr 4: 0.1125; 2019 Qtr 1: 0.11563; 2019 Qtr 2: 0.11875; 2019 Qtr 3: 0.12187; 2019 Qtr 4: 0.125 | 0.9125 | Rt3; (borrowed screw chiller cost from Itron WO017 10-12 cost study)
MCE Commercial | Air cooled package reciprocating chiller (1.008 kW/ton) | NE-HVAC-Chlr-AirPkgRecip-AllSizes-1p008kwpton | 3A | COMMERCIAL | 3 = Commercial HVAC | TRUE | 6.6667 | NonRes-sAll-mHVAC-Chiller | Cap-Tons | ROB | 805.59 | 483.354 |  |  |  | 322.236 | 154 | Small Commercial | kW | 0.0702 |  | Commercial | Small Commercial | Summer Only | 20 | 274.01 | 3% | 135 | 0.0613 |  | Small Boilers (<100 MMBtu/hr Heat Input):Controlled Low NOx Burner | 6.6667 | 58% | NA |  |  |  | 90% | 90% | [6 empty] | 0% | 0% |  | 0.43125 | 0.48125 | 0 | 0 | 0 | 0 | 0 | 0 | 0 | 0 | 0 | 2018 Qtr 1: 0.10313; 2018 Qtr 2: 0.10625; 2018 Qtr 3: 0.10938; 2018 Qtr 4: 0.1125; 2019 Qtr 1: 0.11563; 2019 Qtr 2: 0.11875; 2019 Qtr 3: 0.12187; 2019 Qtr 4: 0.125 | 0.9125 | Rt3; (borrowed screw chiller cost from Itron WO017 10-12 cost study)
MCE Commercial | Air cooled package reciprocating chiller (1.008 kW/ton) | NE-HVAC-Chlr-AirPkgRecip-AllSizes-1p008kwpton | 3B | COMMERCIAL | 3 = Commercial HVAC | TRUE | 6.6667 | NonRes-sAll-mHVAC-Chiller | Cap-Tons | ROB | 805.59 | 483.354 |  |  |  | 322.236 | 154 | Small Commercial | kW | 0.0702 |  | Commercial | Small Commercial | Summer Only | 20 | 274.01 | 3% | 135 | 0.0613 |  | Small Boilers (<100 MMBtu/hr Heat Input):Controlled Low NOx Burner | 6.6667 | 58% | NA |  |  |  | 90% | 90% | [6 empty] | 0% | 0% |  | 0.43125 | 0.48125 | 0 | 0 | 0 | 0 | 0 | 0 | 0 | 0 | 0 | 2018 Qtr 1: 0.10313; 2018 Qtr 2: 0.10625; 2018 Qtr 3: 0.10938; 2018 Qtr 4: 0.1125; 2019 Qtr 1: 0.11563; 2019 Qtr 2: 0.11875; 2019 Qtr 3: 0.12187; 2019 Qtr 4: 0.125 | 0.9125 | Rt3; (borrowed screw chiller cost from Itron WO017 10-12 cost study)
MCE Commercial | Air cooled package reciprocating chiller (1.008 kW/ton) | NE-HVAC-Chlr-AirPkgRecip-AllSizes-1p008kwpton | 12 | COMMERCIAL | 3 = Commercial HVAC | TRUE | 6.6667 | NonRes-sAll-mHVAC-Chiller | Cap-Tons | ROB | 805.59 | 483.354 |  |  |  | 322.236 | 226 | Small Commercial | kW | 0.144 |  | Commercial | Small Commercial | Summer Only | 20 | 274.01 | 3% | 199 | 0.127 |  | Small Boilers (<100 MMBtu/hr Heat Input):Controlled Low NOx Burner | 6.6667 | 58% | NA |  |  |  | 90% | 90% | [6 empty] | 0% | 0% |  | 0.43125 | 0.48125 | 0 | 0 | 0 | 0 | 0 | 0 | 0 | 0 | 0 | 2018 Qtr 1: 0.10313; 2018 Qtr 2: 0.10625; 2018 Qtr 3: 0.10938; 2018 Qtr 4: 0.1125; 2019 Qtr 1: 0.11563; 2019 Qtr 2: 0.11875; 2019 Qtr 3: 0.12187; 2019 Qtr 4: 0.125 | 0.9125 | Rt3; (borrowed screw chiller cost from Itron WO017 10-12 cost study)
MCE Commercial | Air cooled screw chiller (1.008 kW/ton) | NE-HVAC-Chlr-AirScrew-AllSizes-1p008kwpton | 2 | COMMERCIAL | 3 = Commercial HVAC | TRUE | 6.6667 | NonRes-sAll-mHVAC-Chiller | Cap-Tons | ROB | 805.59 | 483.354 |  |  |  | 322.236 | 319 | Small Commercial | kW | 0.121 |  | Commercial | Small Commercial | Summer Only | 20 | 274.01 | 3% | 280 | 0.107 |  | Small Boilers (<100 MMBtu/hr Heat Input):Controlled Low NOx Burner | 6.6667 | 58% | NA |  |  |  | 90% | 90% | [6 empty] | 0% | 0% |  | 0.43125 | 0.48125 | 0 | 0 | 0 | 0 | 0 | 0 | 0 | 0 | 0 | 2018 Qtr 1: 0.10313; 2018 Qtr 2: 0.10625; 2018 Qtr 3: 0.10938; 2018 Qtr 4: 0.1125; 2019 Qtr 1: 0.11563; 2019 Qtr 2: 0.11875; 2019 Qtr 3: 0.12187; 2019 Qtr 4: 0.125 | 0.9125 | Hsp; (assumed 130 ton, per Itron WO017 10-12 cost study)
MCE Commercial | Air cooled screw chiller (1.008 kW/ton) | NE-HVAC-Chlr-AirScrew-AllSizes-1p008kwpton | 3A | COMMERCIAL | 3 = Commercial HVAC | TRUE | 6.6667 | NonRes-sAll-mHVAC-Chiller | Cap-Tons | ROB | 805.59 | 483.354 |  |  |  | 322.236 | 316 | Small Commercial | kW | 0.0952 |  | Commercial | Small Commercial | Summer Only | 20 | 274.01 | 3% | 275 | 0.0832 |  | Small Boilers (<100 MMBtu/hr Heat Input):Controlled Low NOx Burner | 6.6667 | 58% | NA |  |  |  | 90% | 90% | [6 empty] | 0% | 0% |  | 0.43125 | 0.48125 | 0 | 0 | 0 | 0 | 0 | 0 | 0 | 0 | 0 | 2018 Qtr 1: 0.10313; 2018 Qtr 2: 0.10625; 2018 Qtr 3: 0.10938; 2018 Qtr 4: 0.1125; 2019 Qtr 1: 0.11563; 2019 Qtr 2: 0.11875; 2019 Qtr 3: 0.12187; 2019 Qtr 4: 0.125 | 0.9125 | Hsp; (assumed 130 ton, per Itron WO017 10-12 cost study)
MCE Commercial | Air cooled screw chiller (1.008 kW/ton) | NE-HVAC-Chlr-AirScrew-AllSizes-1p008kwpton | 3B | COMMERCIAL | 3 = Commercial HVAC | TRUE | 6.6667 | NonRes-sAll-mHVAC-Chiller | Cap-Tons | ROB | 805.59 | 483.354 |  |  |  | 322.236 | 316 | Small Commercial | kW | 0.0952 |  | Commercial | Small Commercial | Summer Only | 20 | 274.01 | 3% | 275 | 0.0832 |  | Small Boilers (<100 MMBtu/hr Heat Input):Controlled Low NOx Burner | 6.6667 | 58% | NA |  |  |  | 90% | 90% | [6 empty] | 0% | 0% |  | 0.43125 | 0.48125 | 0 | 0 | 0 | 0 | 0 | 0 | 0 | 0 | 0 | 2018 Qtr 1: 0.10313; 2018 Qtr 2: 0.10625; 2018 Qtr 3: 0.10938; 2018 Qtr 4: 0.1125; 2019 Qtr 1: 0.11563; 2019 Qtr 2: 0.11875; 2019 Qtr 3: 0.12187; 2019 Qtr 4: 0.125 | 0.9125 | Hsp; (assumed 130 ton, per Itron WO017 10-12 cost study)
MCE Commercial | Air cooled screw chiller (1.008 kW/ton) | NE-HVAC-Chlr-AirScrew-AllSizes-1p008kwpton | 12 | COMMERCIAL | 3 = Commercial HVAC | TRUE | 6.6667 | NonRes-sAll-mHVAC-Chiller | Cap-Tons | ROB | 805.59 | 483.354 |  |  |  | 322.236 | 427 | Small Commercial | kW | 0.186 |  | Commercial | Small Commercial | Summer Only | 20 | 274.01 | 3% | 376 | 0.164 |  | Small Boilers (<100 MMBtu/hr Heat Input):Controlled Low NOx Burner | 6.6667 | 58% | NA |  |  |  | 90% | 90% | [6 empty] | 0% | 0% |  | 0.43125 | 0.48125 | 0 | 0 | 0 | 0 | 0 | 0 | 0 | 0 | 0 | 2018 Qtr 1: 0.10313; 2018 Qtr 2: 0.10625; 2018 Qtr 3: 0.10938; 2018 Qtr 4: 0.1125; 2019 Qtr 1: 0.11563; 2019 Qtr 2: 0.11875; 2019 Qtr 3: 0.12187; 2019 Qtr 4: 0.125 | 0.9125 | Hsp; (assumed 130 ton, per Itron WO017 10-12 cost study)
MCE Commercial | Air cooled screw chiller (1.008 kW/ton) | NE-HVAC-Chlr-AirScrew-AllSizes-1p008kwpton | 2 | COMMERCIAL | 3 = Commercial HVAC | TRUE | 6.6667 | NonRes-sAll-mHVAC-Chiller | Cap-Tons | ROB | 805.59 | 483.354 |  |  |  | 322.236 | 371 | Small Commercial | kW | 0.116 |  | Commercial | Small Commercial | Summer Only | 20 | 274.01 | 3% | 326 | 0.102 |  | Small Boilers (<100 MMBtu/hr Heat Input):Controlled Low NOx Burner | 6.6667 | 58% | NA |  |  |  | 90% | 90% | [6 empty] | 0% | 0% |  | 0.43125 | 0.48125 | 0 | 0 | 0 | 0 | 0 | 0 | 0 | 0 | 0 | 2018 Qtr 1: 0.10313; 2018 Qtr 2: 0.10625; 2018 Qtr 3: 0.10938; 2018 Qtr 4: 0.1125; 2019 Qtr 1: 0.11563; 2019 Qtr 2: 0.11875; 2019 Qtr 3: 0.12187; 2019 Qtr 4: 0.125 | 0.9125 | Htl; (assumed 130 ton, per Itron WO017 10-12 cost study)
MCE Commercial | Air cooled screw chiller (1.008 kW/ton) | NE-HVAC-Chlr-AirScrew-AllSizes-1p008kwpton | 3A | COMMERCIAL | 3 = Commercial HVAC | TRUE | 6.6667 | NonRes-sAll-mHVAC-Chiller | Cap-Tons | ROB | 805.59 | 483.354 |  |  |  | 322.236 | 350 | Small Commercial | kW | 0.0942 |  | Commercial | Small Commercial | Summer Only | 20 | 274.01 | 3% | 306 | 0.0824 |  | Small Boilers (<100 MMBtu/hr Heat Input):Controlled Low NOx Burner | 6.6667 | 58% | NA |  |  |  | 90% | 90% | [6 empty] | 0% | 0% |  | 0.43125 | 0.48125 | 0 | 0 | 0 | 0 | 0 | 0 | 0 | 0 | 0 | 2018 Qtr 1: 0.10313; 2018 Qtr 2: 0.10625; 2018 Qtr 3: 0.10938; 2018 Qtr 4: 0.1125; 2019 Qtr 1: 0.11563; 2019 Qtr 2: 0.11875; 2019 Qtr 3: 0.12187; 2019 Qtr 4: 0.125 | 0.9125 | Htl; (assumed 130 ton, per Itron WO017 10-12 cost study)
MCE Commercial | Air cooled screw chiller (1.008 kW/ton) | NE-HVAC-Chlr-AirScrew-AllSizes-1p008kwpton | 3B | COMMERCIAL | 3 = Commercial HVAC | TRUE | 6.6667 | NonRes-sAll-mHVAC-Chiller | Cap-Tons | ROB | 805.59 | 483.354 |  |  |  | 322.236 | 350 | Small Commercial | kW | 0.0942 |  | Commercial | Small Commercial | Summer Only | 20 | 274.01 | 3% | 306 | 0.0824 |  | Small Boilers (<100 MMBtu/hr Heat Input):Controlled Low NOx Burner | 6.6667 | 58% | NA |  |  |  | 90% | 90% | [6 empty] | 0% | 0% |  | 0.43125 | 0.48125 | 0 | 0 | 0 | 0 | 0 | 0 | 0 | 0 | 0 | 2018 Qtr 1: 0.10313; 2018 Qtr 2: 0.10625; 2018 Qtr 3: 0.10938; 2018 Qtr 4: 0.1125; 2019 Qtr 1: 0.11563; 2019 Qtr 2: 0.11875; 2019 Qtr 3: 0.12187; 2019 Qtr 4: 0.125 | 0.9125 | Htl; (assumed 130 ton, per Itron WO017 10-12 cost study)
MCE Commercial | Air cooled screw chiller (1.008 kW/ton) | NE-HVAC-Chlr-AirScrew-AllSizes-1p008kwpton | 12 | COMMERCIAL | 3 = Commercial HVAC | TRUE | 6.6667 | NonRes-sAll-mHVAC-Chiller | Cap-Tons | ROB | 805.59 | 483.354 |  |  |  | 322.236 | 397 | Small Commercial | kW | 0.189 |  | Commercial | Small Commercial | Summer Only | 20 | 274.01 | 3% | 351 | 0.167 |  | Small Boilers (<100 MMBtu/hr Heat Input):Controlled Low NOx Burner | 6.6667 | 58% | NA |  |  |  | 90% | 90% | [6 empty] | 0% | 0% |  | 0.43125 | 0.48125 | 0 | 0 | 0 | 0 | 0 | 0 | 0 | 0 | 0 | 2018 Qtr 1: 0.10313; 2018 Qtr 2: 0.10625; 2018 Qtr 3: 0.10938; 2018 Qtr 4: 0.1125; 2019 Qtr 1: 0.11563; 2019 Qtr 2: 0.11875; 2019 Qtr 3: 0.12187; 2019 Qtr 4: 0.125 | 0.9125 | Htl; (assumed 130 ton, per Itron WO017 10-12 cost study)
MCE Commercial | Air cooled screw chiller (1.008 kW/ton) | NE-HVAC-Chlr-AirScrew-AllSizes-1p008kwpton | 2 | COMMERCIAL | 3 = Commercial HVAC | TRUE | 6.6667 | NonRes-sAll-mHVAC-Chiller | Cap-Tons | ROB | 805.59 | 483.354 |  |  |  | 322.236 | 169 | Small Commercial | kW | 0.128 |  | Commercial | Small Commercial | Summer Only | 20 | 274.01 | 3% | 148 | 0.112 |  | Small Boilers (<100 MMBtu/hr Heat Input):Controlled Low NOx Burner | 6.6667 | 58% | NA |  |  |  | 90% | 90% | [6 empty] | 0% | 0% |  | 0.43125 | 0.48125 | 0 | 0 | 0 | 0 | 0 | 0 | 0 | 0 | 0 | 2018 Qtr 1: 0.10313; 2018 Qtr 2: 0.10625; 2018 Qtr 3: 0.10938; 2018 Qtr 4: 0.1125; 2019 Qtr 1: 0.11563; 2019 Qtr 2: 0.11875; 2019 Qtr 3: 0.12187; 2019 Qtr 4: 0.125 | 0.9125 | MBT; (assumed 130 ton, per Itron WO017 10-12 cost study)
MCE Commercial | Air cooled screw chiller (1.008 kW/ton) | NE-HVAC-Chlr-AirScrew-AllSizes-1p008kwpton | 3A | COMMERCIAL | 3 = Commercial HVAC | TRUE | 6.6667 | NonRes-sAll-mHVAC-Chiller | Cap-Tons | ROB | 805.59 | 483.354 |  |  |  | 322.236 | 132 | Small Commercial | kW | 0.0206 |  | Commercial | Small Commercial | Summer Only | 20 | 274.01 | 3% | 115 | 0.018 |  | Small Boilers (<100 MMBtu/hr Heat Input):Controlled Low NOx Burner | 6.6667 | 58% | NA |  |  |  | 90% | 90% | [6 empty] | 0% | 0% |  | 0.43125 | 0.48125 | 0 | 0 | 0 | 0 | 0 | 0 | 0 | 0 | 0 | 2018 Qtr 1: 0.10313; 2018 Qtr 2: 0.10625; 2018 Qtr 3: 0.10938; 2018 Qtr 4: 0.1125; 2019 Qtr 1: 0.11563; 2019 Qtr 2: 0.11875; 2019 Qtr 3: 0.12187; 2019 Qtr 4: 0.125 | 0.9125 | MBT; (assumed 130 ton, per Itron WO017 10-12 cost study)
MCE Commercial | Air cooled screw chiller (1.008 kW/ton) | NE-HVAC-Chlr-AirScrew-AllSizes-1p008kwpton | 3B | COMMERCIAL | 3 = Commercial HVAC | TRUE | 6.6667 | NonRes-sAll-mHVAC-Chiller | Cap-Tons | ROB | 805.59 | 483.354 |  |  |  | 322.236 | 132 | Small Commercial | kW | 0.0206 |  | Commercial | Small Commercial | Summer Only | 20 | 274.01 | 3% | 115 | 0.018 |  | Small Boilers (<100 MMBtu/hr Heat Input):Controlled Low NOx Burner | 6.6667 | 58% | NA |  |  |  | 90% | 90% | [6 empty] | 0% | 0% |  | 0.43125 | 0.48125 | 0 | 0 | 0 | 0 | 0 | 0 | 0 | 0 | 0 | 2018 Qtr 1: 0.10313; 2018 Qtr 2: 0.10625; 2018 Qtr 3: 0.10938; 2018 Qtr 4: 0.1125; 2019 Qtr 1: 0.11563; 2019 Qtr 2: 0.11875; 2019 Qtr 3: 0.12187; 2019 Qtr 4: 0.125 | 0.9125 | MBT; (assumed 130 ton, per Itron WO017 10-12 cost study)
MCE Commercial | Air cooled screw chiller (1.008 kW/ton) | NE-HVAC-Chlr-AirScrew-AllSizes-1p008kwpton | 12 | COMMERCIAL | 3 = Commercial HVAC | TRUE | 6.6667 | NonRes-sAll-mHVAC-Chiller | Cap-Tons | ROB | 805.59 | 483.354 |  |  |  | 322.236 | 211 | Small Commercial | kW | 0.197 |  | Commercial | Small Commercial | Summer Only | 20 | 274.01 | 3% | 186 | 0.173 |  | Small Boilers (<100 MMBtu/hr Heat Input):Controlled Low NOx Burner | 6.6667 | 58% | NA |  |  |  | 90% | 90% | [6 empty] | 0% | 0% |  | 0.43125 | 0.48125 | 0 | 0 | 0 | 0 | 0 | 0 | 0 | 0 | 0 | 2018 Qtr 1: 0.10313; 2018 Qtr 2: 0.10625; 2018 Qtr 3: 0.10938; 2018 Qtr 4: 0.1125; 2019 Qtr 1: 0.11563; 2019 Qtr 2: 0.11875; 2019 Qtr 3: 0.12187; 2019 Qtr 4: 0.125 | 0.9125 | MBT; (assumed 130 ton, per Itron WO017 10-12 cost study)
MCE Commercial | Air cooled screw chiller (1.008 kW/ton) | NE-HVAC-Chlr-AirScrew-AllSizes-1p008kwpton | 2 | COMMERCIAL | 3 = Commercial HVAC | TRUE | 6.6667 | NonRes-sAll-mHVAC-Chiller | Cap-Tons | ROB | 805.59 | 483.354 |  |  |  | 322.236 | 221 | Small Commercial | kW | 0.0826 |  | Commercial | Small Commercial | Summer Only | 20 | 274.01 | 3% | 194 | 0.0725 |  | Small Boilers (<100 MMBtu/hr Heat Input):Controlled Low NOx Burner | 6.6667 | 58% | NA |  |  |  | 90% | 90% | [6 empty] | 0% | 0% |  | 0.43125 | 0.48125 | 0 | 0 | 0 | 0 | 0 | 0 | 0 | 0 | 0 | 2018 Qtr 1: 0.10313; 2018 Qtr 2: 0.10625; 2018 Qtr 3: 0.10938; 2018 Qtr 4: 0.1125; 2019 Qtr 1: 0.11563; 2019 Qtr 2: 0.11875; 2019 Qtr 3: 0.12187; 2019 Qtr 4: 0.125 | 0.9125 | Nrs; (assumed 130 ton, per Itron WO017 10-12 cost study)
MCE Commercial | Air cooled screw chiller (1.008 kW/ton) | NE-HVAC-Chlr-AirScrew-AllSizes-1p008kwpton | 3A | COMMERCIAL | 3 = Commercial HVAC | TRUE | 6.6667 | NonRes-sAll-mHVAC-Chiller | Cap-Tons | ROB | 805.59 | 483.354 |  |  |  | 322.236 | 210 | Small Commercial | kW | 0.0689 |  | Commercial | Small Commercial | Summer Only | 20 | 274.01 | 3% | 183 | 0.0601 |  | Small Boilers (<100 MMBtu/hr Heat Input):Controlled Low NOx Burner | 6.6667 | 58% | NA |  |  |  | 90% | 90% | [6 empty] | 0% | 0% |  | 0.43125 | 0.48125 | 0 | 0 | 0 | 0 | 0 | 0 | 0 | 0 | 0 | 2018 Qtr 1: 0.10313; 2018 Qtr 2: 0.10625; 2018 Qtr 3: 0.10938; 2018 Qtr 4: 0.1125; 2019 Qtr 1: 0.11563; 2019 Qtr 2: 0.11875; 2019 Qtr 3: 0.12187; 2019 Qtr 4: 0.125 | 0.9125 | Nrs; (assumed 130 ton, per Itron WO017 10-12 cost study)
MCE Commercial | Air cooled screw chiller (1.008 kW/ton) | NE-HVAC-Chlr-AirScrew-AllSizes-1p008kwpton | 3B | COMMERCIAL | 3 = Commercial HVAC | TRUE | 6.6667 | NonRes-sAll-mHVAC-Chiller | Cap-Tons | ROB | 805.59 | 483.354 |  |  |  | 322.236 | 210 | Small Commercial | kW | 0.0689 |  | Commercial | Small Commercial | Summer Only | 20 | 274.01 | 3% | 183 | 0.0601 |  | Small Boilers (<100 MMBtu/hr Heat Input):Controlled Low NOx Burner | 6.6667 | 58% | NA |  |  |  | 90% | 90% | [6 empty] | 0% | 0% |  | 0.43125 | 0.48125 | 0 | 0 | 0 | 0 | 0 | 0 | 0 | 0 | 0 | 2018 Qtr 1: 0.10313; 2018 Qtr 2: 0.10625; 2018 Qtr 3: 0.10938; 2018 Qtr 4: 0.1125; 2019 Qtr 1: 0.11563; 2019 Qtr 2: 0.11875; 2019 Qtr 3: 0.12187; 2019 Qtr 4: 0.125 | 0.9125 | Nrs; (assumed 130 ton, per Itron WO017 10-12 cost study)
MCE Commercial | Air cooled screw chiller (1.008 kW/ton) | NE-HVAC-Chlr-AirScrew-AllSizes-1p008kwpton | 12 | COMMERCIAL | 3 = Commercial HVAC | TRUE | 6.6667 | NonRes-sAll-mHVAC-Chiller | Cap-Tons | ROB | 805.59 | 483.354 |  |  |  | 322.236 | 272 | Small Commercial | kW | 0.164 |  | Commercial | Small Commercial | Summer Only | 20 | 274.01 | 3% | 239 | 0.144 |  | Small Boilers (<100 MMBtu/hr Heat Input):Controlled Low NOx Burner | 6.6667 | 58% | NA |  |  |  | 90% | 90% | [6 empty] | 0% | 0% |  | 0.43125 | 0.48125 | 0 | 0 | 0 | 0 | 0 | 0 | 0 | 0 | 0 | 2018 Qtr 1: 0.10313; 2018 Qtr 2: 0.10625; 2018 Qtr 3: 0.10938; 2018 Qtr 4: 0.1125; 2019 Qtr 1: 0.11563; 2019 Qtr 2: 0.11875; 2019 Qtr 3: 0.12187; 2019 Qtr 4: 0.125 | 0.9125 | Nrs; (assumed 130 ton, per Itron WO017 10-12 cost study)
MCE Commercial | Air cooled screw chiller (1.008 kW/ton) | NE-HVAC-Chlr-AirScrew-AllSizes-1p008kwpton | 2 | COMMERCIAL | 3 = Commercial HVAC | TRUE | 6.6667 | NonRes-sAll-mHVAC-Chiller | Cap-Tons | ROB | 805.59 | 483.354 |  |  |  | 322.236 | 193 | Small Commercial | kW | 0.116 |  | Commercial | Small Commercial | Summer Only | 20 | 274.01 | 3% | 169 | 0.102 |  | Small Boilers (<100 MMBtu/hr Heat Input):Controlled Low NOx Burner | 6.6667 | 58% | NA |  |  |  | 90% | 90% | [6 empty] | 0% | 0% |  | 0.43125 | 0.48125 | 0 | 0 | 0 | 0 | 0 | 0 | 0 | 0 | 0 | 2018 Qtr 1: 0.10313; 2018 Qtr 2: 0.10625; 2018 Qtr 3: 0.10938; 2018 Qtr 4: 0.1125; 2019 Qtr 1: 0.11563; 2019 Qtr 2: 0.11875; 2019 Qtr 3: 0.12187; 2019 Qtr 4: 0.125 | 0.9125 | OfL; (assumed 130 ton, per Itron WO017 10-12 cost study)
MCE Commercial | Air cooled screw chiller (1.008 kW/ton) | NE-HVAC-Chlr-AirScrew-AllSizes-1p008kwpton | 3A | COMMERCIAL | 3 = Commercial HVAC | TRUE | 6.6667 | NonRes-sAll-mHVAC-Chiller | Cap-Tons | ROB | 805.59 | 483.354 |  |  |  | 322.236 | 152 | Small Commercial | kW | 0.0617 |  | Commercial | Small Commercial | Summer Only | 20 | 274.01 | 3% | 133 | 0.054 |  | Small Boilers (<100 MMBtu/hr Heat Input):Controlled Low NOx Burner | 6.6667 | 58% | NA |  |  |  | 90% | 90% | [6 empty] | 0% | 0% |  | 0.43125 | 0.48125 | 0 | 0 | 0 | 0 | 0 | 0 | 0 | 0 | 0 | 2018 Qtr 1: 0.10313; 2018 Qtr 2: 0.10625; 2018 Qtr 3: 0.10938; 2018 Qtr 4: 0.1125; 2019 Qtr 1: 0.11563; 2019 Qtr 2: 0.11875; 2019 Qtr 3: 0.12187; 2019 Qtr 4: 0.125 | 0.9125 | OfL; (assumed 130 ton, per Itron WO017 10-12 cost study)
MCE Commercial | Air cooled screw chiller (1.008 kW/ton) | NE-HVAC-Chlr-AirScrew-AllSizes-1p008kwpton | 3B | COMMERCIAL | 3 = Commercial HVAC | TRUE | 6.6667 | NonRes-sAll-mHVAC-Chiller | Cap-Tons | ROB | 805.59 | 483.354 |  |  |  | 322.236 | 152 | Small Commercial | kW | 0.0617 |  | Commercial | Small Commercial | Summer Only | 20 | 274.01 | 3% | 133 | 0.054 |  | Small Boilers (<100 MMBtu/hr Heat Input):Controlled Low NOx Burner | 6.6667 | 58% | NA |  |  |  | 90% | 90% | [6 empty] | 0% | 0% |  | 0.43125 | 0.48125 | 0 | 0 | 0 | 0 | 0 | 0 | 0 | 0 | 0 | 2018 Qtr 1: 0.10313; 2018 Qtr 2: 0.10625; 2018 Qtr 3: 0.10938; 2018 Qtr 4: 0.1125; 2019 Qtr 1: 0.11563; 2019 Qtr 2: 0.11875; 2019 Qtr 3: 0.12187; 2019 Qtr 4: 0.125 | 0.9125 | OfL; (assumed 130 ton, per Itron WO017 10-12 cost study)
MCE Commercial | Air cooled screw chiller (1.008 kW/ton) | NE-HVAC-Chlr-AirScrew-AllSizes-1p008kwpton | 12 | COMMERCIAL | 3 = Commercial HVAC | TRUE | 6.6667 | NonRes-sAll-mHVAC-Chiller | Cap-Tons | ROB | 805.59 | 483.354 |  |  |  | 322.236 | 238 | Small Commercial | kW | 0.197 |  | Commercial | Small Commercial | Summer Only | 20 | 274.01 | 3% | 211 | 0.175 |  | Small Boilers (<100 MMBtu/hr Heat Input):Controlled Low NOx Burner | 6.6667 | 58% | NA |  |  |  | 90% | 90% | [6 empty] | 0% | 0% |  | 0.43125 | 0.48125 | 0 | 0 | 0 | 0 | 0 | 0 | 0 | 0 | 0 | 2018 Qtr 1: 0.10313; 2018 Qtr 2: 0.10625; 2018 Qtr 3: 0.10938; 2018 Qtr 4: 0.1125; 2019 Qtr 1: 0.11563; 2019 Qtr 2: 0.11875; 2019 Qtr 3: 0.12187; 2019 Qtr 4: 0.125 | 0.9125 | OfL; (assumed 130 ton, per Itron WO017 10-12 cost study)
MCE Commercial | Air cooled screw chiller (1.008 kW/ton) | NE-HVAC-Chlr-AirScrew-AllSizes-1p008kwpton | 2 | COMMERCIAL | 3 = Commercial HVAC | TRUE | 6.6667 | NonRes-sAll-mHVAC-Chiller | Cap-Tons | ROB | 805.59 | 483.354 |  |  |  | 322.236 | 171 | Small Commercial | kW | 0.126 |  | Commercial | Small Commercial | Summer Only | 20 | 274.01 | 3% | 150 | 0.111 |  | Small Boilers (<100 MMBtu/hr Heat Input):Controlled Low NOx Burner | 6.6667 | 58% | NA |  |  |  | 90% | 90% | [6 empty] | 0% | 0% |  | 0.43125 | 0.48125 | 0 | 0 | 0 | 0 | 0 | 0 | 0 | 0 | 0 | 2018 Qtr 1: 0.10313; 2018 Qtr 2: 0.10625; 2018 Qtr 3: 0.10938; 2018 Qtr 4: 0.1125; 2019 Qtr 1: 0.11563; 2019 Qtr 2: 0.11875; 2019 Qtr 3: 0.12187; 2019 Qtr 4: 0.125 | 0.9125 | OfS; (assumed 130 ton, per Itron WO017 10-12 cost study)
MCE Commercial | Air cooled screw chiller (1.008 kW/ton) | NE-HVAC-Chlr-AirScrew-AllSizes-1p008kwpton | 3A | COMMERCIAL | 3 = Commercial HVAC | TRUE | 6.6667 | NonRes-sAll-mHVAC-Chiller | Cap-Tons | ROB | 805.59 | 483.354 |  |  |  | 322.236 | 129 | Small Commercial | kW | 0.0397 |  | Commercial | Small Commercial | Summer Only | 20 | 274.01 | 3% | 113 | 0.0346 |  | Small Boilers (<100 MMBtu/hr Heat Input):Controlled Low NOx Burner | 6.6667 | 58% | NA |  |  |  | 90% | 90% | [6 empty] | 0% | 0% |  | 0.43125 | 0.48125 | 0 | 0 | 0 | 0 | 0 | 0 | 0 | 0 | 0 | 2018 Qtr 1: 0.10313; 2018 Qtr 2: 0.10625; 2018 Qtr 3: 0.10938; 2018 Qtr 4: 0.1125; 2019 Qtr 1: 0.11563; 2019 Qtr 2: 0.11875; 2019 Qtr 3: 0.12187; 2019 Qtr 4: 0.125 | 0.9125 | OfS; (assumed 130 ton, per Itron WO017 10-12 cost study)
MCE Commercial | Air cooled screw chiller (1.008 kW/ton) | NE-HVAC-Chlr-AirScrew-AllSizes-1p008kwpton | 3B | COMMERCIAL | 3 = Commercial HVAC | TRUE | 6.6667 | NonRes-sAll-mHVAC-Chiller | Cap-Tons | ROB | 805.59 | 483.354 |  |  |  | 322.236 | 129 | Small Commercial | kW | 0.0397 |  | Commercial | Small Commercial | Summer Only | 20 | 274.01 | 3% | 113 | 0.0346 |  | Small Boilers (<100 MMBtu/hr Heat Input):Controlled Low NOx Burner | 6.6667 | 58% | NA |  |  |  | 90% | 90% | [6 empty] | 0% | 0% |  | 0.43125 | 0.48125 | 0 | 0 | 0 | 0 | 0 | 0 | 0 | 0 | 0 | 2018 Qtr 1: 0.10313; 2018 Qtr 2: 0.10625; 2018 Qtr 3: 0.10938; 2018 Qtr 4: 0.1125; 2019 Qtr 1: 0.11563; 2019 Qtr 2: 0.11875; 2019 Qtr 3: 0.12187; 2019 Qtr 4: 0.125 | 0.9125 | OfS; (assumed 130 ton, per Itron WO017 10-12 cost study)
MCE Commercial | Air cooled screw chiller (1.008 kW/ton) | NE-HVAC-Chlr-AirScrew-AllSizes-1p008kwpton | 12 | COMMERCIAL | 3 = Commercial HVAC | TRUE | 6.6667 | NonRes-sAll-mHVAC-Chiller | Cap-Tons | ROB | 805.59 | 483.354 |  |  |  | 322.236 | 211 | Small Commercial | kW | 0.196 |  | Commercial | Small Commercial | Summer Only | 20 | 274.01 | 3% | 185 | 0.173 |  | Small Boilers (<100 MMBtu/hr Heat Input):Controlled Low NOx Burner | 6.6667 | 58% | NA |  |  |  | 90% | 90% | [6 empty] | 0% | 0% |  | 0.43125 | 0.48125 | 0 | 0 | 0 | 0 | 0 | 0 | 0 | 0 | 0 | 2018 Qtr 1: 0.10313; 2018 Qtr 2: 0.10625; 2018 Qtr 3: 0.10938; 2018 Qtr 4: 0.1125; 2019 Qtr 1: 0.11563; 2019 Qtr 2: 0.11875; 2019 Qtr 3: 0.12187; 2019 Qtr 4: 0.125 | 0.9125 | OfS; (assumed 130 ton, per Itron WO017 10-12 cost study)
MCE Commercial | Air cooled screw chiller (1.008 kW/ton) | NE-HVAC-Chlr-AirScrew-AllSizes-1p008kwpton | 2 | COMMERCIAL | 3 = Commercial HVAC | TRUE | 6.6667 | NonRes-sAll-mHVAC-Chiller | Cap-Tons | ROB | 805.59 | 483.354 |  |  |  | 322.236 | 204 | Small Commercial | kW | 0.0877 |  | Commercial | Small Commercial | Summer Only | 20 | 274.01 | 3% | 179 | 0.0768 |  | Small Boilers (<100 MMBtu/hr Heat Input):Controlled Low NOx Burner | 6.6667 | 58% | NA |  |  |  | 90% | 90% | [6 empty] | 0% | 0% |  | 0.43125 | 0.48125 | 0 | 0 | 0 | 0 | 0 | 0 | 0 | 0 | 0 | 2018 Qtr 1: 0.10313; 2018 Qtr 2: 0.10625; 2018 Qtr 3: 0.10938; 2018 Qtr 4: 0.1125; 2019 Qtr 1: 0.11563; 2019 Qtr 2: 0.11875; 2019 Qtr 3: 0.12187; 2019 Qtr 4: 0.125 | 0.9125 | Rt3; (assumed 130 ton, per Itron WO017 10-12 cost study)
MCE Commercial | Air cooled screw chiller (1.008 kW/ton) | NE-HVAC-Chlr-AirScrew-AllSizes-1p008kwpton | 3A | COMMERCIAL | 3 = Commercial HVAC | TRUE | 6.6667 | NonRes-sAll-mHVAC-Chiller | Cap-Tons | ROB | 805.59 | 483.354 |  |  |  | 322.236 | 176 | Small Commercial | kW | 0.0787 |  | Commercial | Small Commercial | Summer Only | 20 | 274.01 | 3% | 153 | 0.0687 |  | Small Boilers (<100 MMBtu/hr Heat Input):Controlled Low NOx Burner | 6.6667 | 58% | NA |  |  |  | 90% | 90% | [6 empty] | 0% | 0% |  | 0.43125 | 0.48125 | 0 | 0 | 0 | 0 | 0 | 0 | 0 | 0 | 0 | 2018 Qtr 1: 0.10313; 2018 Qtr 2: 0.10625; 2018 Qtr 3: 0.10938; 2018 Qtr 4: 0.1125; 2019 Qtr 1: 0.11563; 2019 Qtr 2: 0.11875; 2019 Qtr 3: 0.12187; 2019 Qtr 4: 0.125 | 0.9125 | Rt3; (assumed 130 ton, per Itron WO017 10-12 cost study)
MCE Commercial | Air cooled screw chiller (1.008 kW/ton) | NE-HVAC-Chlr-AirScrew-AllSizes-1p008kwpton | 3B | COMMERCIAL | 3 = Commercial HVAC | TRUE | 6.6667 | NonRes-sAll-mHVAC-Chiller | Cap-Tons | ROB | 805.59 | 483.354 |  |  |  | 322.236 | 176 | Small Commercial | kW | 0.0787 |  | Commercial | Small Commercial | Summer Only | 20 | 274.01 | 3% | 153 | 0.0687 |  | Small Boilers (<100 MMBtu/hr Heat Input):Controlled Low NOx Burner | 6.6667 | 58% | NA |  |  |  | 90% | 90% | [6 empty] | 0% | 0% |  | 0.43125 | 0.48125 | 0 | 0 | 0 | 0 | 0 | 0 | 0 | 0 | 0 | 2018 Qtr 1: 0.10313; 2018 Qtr 2: 0.10625; 2018 Qtr 3: 0.10938; 2018 Qtr 4: 0.1125; 2019 Qtr 1: 0.11563; 2019 Qtr 2: 0.11875; 2019 Qtr 3: 0.12187; 2019 Qtr 4: 0.125 | 0.9125 | Rt3; (assumed 130 ton, per Itron WO017 10-12 cost study)
MCE Commercial | Air cooled screw chiller (1.008 kW/ton) | NE-HVAC-Chlr-AirScrew-AllSizes-1p008kwpton | 12 | COMMERCIAL | 3 = Commercial HVAC | TRUE | 6.6667 | NonRes-sAll-mHVAC-Chiller | Cap-Tons | ROB | 805.59 | 483.354 |  |  |  | 322.236 | 250 | Small Commercial | kW | 0.161 |  | Commercial | Small Commercial | Summer Only | 20 | 274.01 | 3% | 221 | 0.142 |  | Small Boilers (<100 MMBtu/hr Heat Input):Controlled Low NOx Burner | 6.6667 | 58% | NA |  |  |  | 90% | 90% | [6 empty] | 0% | 0% |  | 0.43125 | 0.48125 | 0 | 0 | 0 | 0 | 0 | 0 | 0 | 0 | 0 | 2018 Qtr 1: 0.10313; 2018 Qtr 2: 0.10625; 2018 Qtr 3: 0.10938; 2018 Qtr 4: 0.1125; 2019 Qtr 1: 0.11563; 2019 Qtr 2: 0.11875; 2019 Qtr 3: 0.12187; 2019 Qtr 4: 0.125 | 0.9125 | Rt3; (assumed 130 ton, per Itron WO017 10-12 cost study)
MCE Commercial | [6 empty] | 0 |  |  |  |  | 0 |  |  |  | 0 |  |  | #N/A | [5 empty] | 0 | 0 | 3% |  |  |  |  | 0 | [13 empty] | 0% | 0% |  | 0 | 0 | 0 | 0 | 0 | 0 | 0 | 0 | 0 | 0 | 0 | 2018 Qtr 1: 0; 2018 Qtr 2: 0; 2018 Qtr 3: 0; 2018 Qtr 4: 0; 2019 Qtr 1: 0; 2019 Qtr 2: 0; 2019 Qtr 3: 0; 2019 Qtr 4: 0 | 0
MCE Commercial | Hsp--Efficient HVAC Motors - Supply Fans, NumUnit: 282hp | D03-086 | 2 | COMMERCIAL | 3 = Commercial HVAC | TRUE | 4.6667 | NonRes-sAll-mHVAC-RCA | Rated-HP | ROB | 55 | 33 |  |  |  | 22 | 104 | Small Commercial | kW | 0.0165 | -0.212 | Commercial | Small Commercial | Winter Only | 14 | 55 | 3% | 104 | 0.0165 | -0.212 | Small Boilers (<100 MMBtu/hr Heat Input):Controlled Low NOx Burner | 4.6667 | 73% | NA |  |  |  | 90% | 90% | [6 empty] | 0% | 0% |  | 19.0181 | 21.2231 | 0 | 0 | 0 | 0 | 0 | 0 | 0 | 0 | 0 | 2018 Qtr 1: 4.5478; 2018 Qtr 2: 4.6856; 2018 Qtr 3: 4.8234; 2018 Qtr 4: 4.9612; 2019 Qtr 1: 5.0991; 2019 Qtr 2: 5.2369; 2019 Qtr 3: 5.3747; 2019 Qtr 4: 5.5125 | 40.2412 | assumed price based on (Itron WO017 10-12 cost study), ranging from $55-110/hp, and HP of DEER NumUnit
MCE Commercial | Hsp--Efficient HVAC Motors - Supply Fans, NumUnit: 282hp | D03-086 | 3A | COMMERCIAL | 3 = Commercial HVAC | TRUE | 4.6667 | NonRes-sAll-mHVAC-RCA | Rated-HP | ROB | 55 | 33 |  |  |  | 22 | 106 | Small Commercial | kW | 0.0171 | -0.179 | Commercial | Small Commercial | Winter Only | 14 | 55 | 3% | 106 | 0.0171 | -0.179 | Small Boilers (<100 MMBtu/hr Heat Input):Controlled Low NOx Burner | 4.6667 | 73% | NA |  |  |  | 90% | 90% | [6 empty] | 0% | 0% |  | 19.0181 | 21.2231 | 0 | 0 | 0 | 0 | 0 | 0 | 0 | 0 | 0 | 2018 Qtr 1: 4.5478; 2018 Qtr 2: 4.6856; 2018 Qtr 3: 4.8234; 2018 Qtr 4: 4.9612; 2019 Qtr 1: 5.0991; 2019 Qtr 2: 5.2369; 2019 Qtr 3: 5.3747; 2019 Qtr 4: 5.5125 | 40.2412 | assumed price based on (Itron WO017 10-12 cost study), ranging from $55-110/hp, and HP of DEER NumUnit
MCE Commercial | Hsp--Efficient HVAC Motors - Supply Fans, NumUnit: 282hp | D03-086 | 3B | COMMERCIAL | 3 = Commercial HVAC | TRUE | 4.6667 | NonRes-sAll-mHVAC-RCA | Rated-HP | ROB | 55 | 33 |  |  |  | 22 | 106 | Small Commercial | kW | 0.0171 | -0.179 | Commercial | Small Commercial | Winter Only | 14 | 55 | 3% | 106 | 0.0171 | -0.179 | Small Boilers (<100 MMBtu/hr Heat Input):Controlled Low NOx Burner | 4.6667 | 73% | NA |  |  |  | 90% | 90% | [6 empty] | 0% | 0% |  | 19.0181 | 21.2231 | 0 | 0 | 0 | 0 | 0 | 0 | 0 | 0 | 0 | 2018 Qtr 1: 4.5478; 2018 Qtr 2: 4.6856; 2018 Qtr 3: 4.8234; 2018 Qtr 4: 4.9612; 2019 Qtr 1: 5.0991; 2019 Qtr 2: 5.2369; 2019 Qtr 3: 5.3747; 2019 Qtr 4: 5.5125 | 40.2412 | assumed price based on (Itron WO017 10-12 cost study), ranging from $55-110/hp, and HP of DEER NumUnit
MCE Commercial | Hsp--Efficient HVAC Motors - Supply Fans, NumUnit: 283hp | D03-086 | 12 | COMMERCIAL | 3 = Commercial HVAC | TRUE | 4.6667 | NonRes-sAll-mHVAC-RCA | Rated-HP | ROB | 55 | 33 |  |  |  | 22 | 102 | Small Commercial | kW | 0.0165 | -0.277 | Commercial | Small Commercial | Winter Only | 14 | 55 | 3% | 102 | 0.0165 | -0.277 | Small Boilers (<100 MMBtu/hr Heat Input):Controlled Low NOx Burner | 4.6667 | 73% | NA |  |  |  | 90% | 90% | [6 empty] | 0% | 0% |  | 19.0181 | 21.2231 | 0 | 0 | 0 | 0 | 0 | 0 | 0 | 0 | 0 | 2018 Qtr 1: 4.5478; 2018 Qtr 2: 4.6856; 2018 Qtr 3: 4.8234; 2018 Qtr 4: 4.9612; 2019 Qtr 1: 5.0991; 2019 Qtr 2: 5.2369; 2019 Qtr 3: 5.3747; 2019 Qtr 4: 5.5125 | 40.2412 | assumed price based on (Itron WO017 10-12 cost study), ranging from $55-110/hp, and HP of DEER NumUnit
MCE Commercial | Htl--Efficient HVAC Motors - Supply Fans, NumUnit: 27.5hp | D03-086 | 2 | COMMERCIAL | 3 = Commercial HVAC | TRUE | 4.6667 | NonRes-sAll-mHVAC-RCA | Rated-HP | ROB | 85 | 51 |  |  |  | 34 | 564 | Small Commercial | kW | 0.0736 | -2.27 | Commercial | Small Commercial | Winter Only | 14 | 85 | 3% | 564 | 0.0736 | -2.27 | Small Boilers (<100 MMBtu/hr Heat Input):Controlled Low NOx Burner | 4.6667 | 73% | NA |  |  |  | 90% | 90% | [6 empty] | 0% | 0% |  | 25.875 | 28.875 | 0 | 0 | 0 | 0 | 0 | 0 | 0 | 0 | 0 | 2018 Qtr 1: 6.1875; 2018 Qtr 2: 6.375; 2018 Qtr 3: 6.5625; 2018 Qtr 4: 6.75; 2019 Qtr 1: 6.9375; 2019 Qtr 2: 7.125; 2019 Qtr 3: 7.3125; 2019 Qtr 4: 7.5 | 54.75 | assumed price based on (Itron WO017 10-12 cost study), ranging from $55-110/hp, and HP of DEER NumUnit
MCE Commercial | Htl--Efficient HVAC Motors - Supply Fans, NumUnit: 27.2hp | D03-086 | 3A | COMMERCIAL | 3 = Commercial HVAC | TRUE | 4.6667 | NonRes-sAll-mHVAC-RCA | Rated-HP | ROB | 85 | 51 |  |  |  | 34 | 524 | Small Commercial | kW | 0.0661 | -2.6 | Commercial | Small Commercial | Winter Only | 14 | 85 | 3% | 524 | 0.0661 | -2.6 | Small Boilers (<100 MMBtu/hr Heat Input):Controlled Low NOx Burner | 4.6667 | 73% | NA |  |  |  | 90% | 90% | [6 empty] | 0% | 0% |  | 25.875 | 28.875 | 0 | 0 | 0 | 0 | 0 | 0 | 0 | 0 | 0 | 2018 Qtr 1: 6.1875; 2018 Qtr 2: 6.375; 2018 Qtr 3: 6.5625; 2018 Qtr 4: 6.75; 2019 Qtr 1: 6.9375; 2019 Qtr 2: 7.125; 2019 Qtr 3: 7.3125; 2019 Qtr 4: 7.5 | 54.75 | assumed price based on (Itron WO017 10-12 cost study), ranging from $55-110/hp, and HP of DEER NumUnit
MCE Commercial | Htl--Efficient HVAC Motors - Supply Fans, NumUnit: 27.2hp | D03-086 | 3B | COMMERCIAL | 3 = Commercial HVAC | TRUE | 4.6667 | NonRes-sAll-mHVAC-RCA | Rated-HP | ROB | 85 | 51 |  |  |  | 34 | 524 | Small Commercial | kW | 0.0661 | -2.6 | Commercial | Small Commercial | Winter Only | 14 | 85 | 3% | 524 | 0.0661 | -2.6 | Small Boilers (<100 MMBtu/hr Heat Input):Controlled Low NOx Burner | 4.6667 | 73% | NA |  |  |  | 90% | 90% | [6 empty] | 0% | 0% |  | 25.875 | 28.875 | 0 | 0 | 0 | 0 | 0 | 0 | 0 | 0 | 0 | 2018 Qtr 1: 6.1875; 2018 Qtr 2: 6.375; 2018 Qtr 3: 6.5625; 2018 Qtr 4: 6.75; 2019 Qtr 1: 6.9375; 2019 Qtr 2: 7.125; 2019 Qtr 3: 7.3125; 2019 Qtr 4: 7.5 | 54.75 | assumed price based on (Itron WO017 10-12 cost study), ranging from $55-110/hp, and HP of DEER NumUnit
MCE Commercial | Htl--Efficient HVAC Motors - Supply Fans, NumUnit: 27.8hp | D03-086 | 12 | COMMERCIAL | 3 = Commercial HVAC | TRUE | 4.6667 | NonRes-sAll-mHVAC-RCA | Rated-HP | ROB | 85 | 51 |  |  |  | 34 | 530 | Small Commercial | kW | 0.103 | -1.59 | Commercial | Small Commercial | Winter Only | 14 | 85 | 3% | 530 | 0.103 | -1.59 | Small Boilers (<100 MMBtu/hr Heat Input):Controlled Low NOx Burner | 4.6667 | 73% | NA |  |  |  | 90% | 90% | [6 empty] | 0% | 0% |  | 25.875 | 28.875 | 0 | 0 | 0 | 0 | 0 | 0 | 0 | 0 | 0 | 2018 Qtr 1: 6.1875; 2018 Qtr 2: 6.375; 2018 Qtr 3: 6.5625; 2018 Qtr 4: 6.75; 2019 Qtr 1: 6.9375; 2019 Qtr 2: 7.125; 2019 Qtr 3: 7.3125; 2019 Qtr 4: 7.5 | 54.75 | assumed price based on (Itron WO017 10-12 cost study), ranging from $55-110/hp, and HP of DEER NumUnit
MCE Commercial | Nrs--Efficient HVAC Motors - Supply Fans, NumUnit: 2.61hp | D03-086 | 2 | COMMERCIAL | 3 = Commercial HVAC | TRUE | 4.6667 | NonRes-sAll-mHVAC-RCA | Rated-HP | ROB | 110 | 66 |  |  |  | 44 | 1800 | Small Commercial | kW | 0.304 | -32.2 | Commercial | Small Commercial | Winter Only | 14 | 110 | 3% | 1800 | 0.304 | -32.2 | Small Boilers (<100 MMBtu/hr Heat Input):Controlled Low NOx Burner | 4.6667 | 73% | NA |  |  |  | 90% | 90% | [6 empty] | 0% | 0% |  | 25.875 | 28.875 | 0 | 0 | 0 | 0 | 0 | 0 | 0 | 0 | 0 | 2018 Qtr 1: 6.1875; 2018 Qtr 2: 6.375; 2018 Qtr 3: 6.5625; 2018 Qtr 4: 6.75; 2019 Qtr 1: 6.9375; 2019 Qtr 2: 7.125; 2019 Qtr 3: 7.3125; 2019 Qtr 4: 7.5 | 54.75 | assumed price based on (Itron WO017 10-12 cost study), ranging from $55-110/hp, and HP of DEER NumUnit
MCE Commercial | Nrs--Efficient HVAC Motors - Supply Fans, NumUnit: 2.61hp | D03-086 | 3A | COMMERCIAL | 3 = Commercial HVAC | TRUE | 4.6667 | NonRes-sAll-mHVAC-RCA | Rated-HP | ROB | 110 | 66 |  |  |  | 44 | 1770 | Small Commercial | kW | 0.252 | -30.6 | Commercial | Small Commercial | Winter Only | 14 | 110 | 3% | 1770 | 0.252 | -30.6 | Small Boilers (<100 MMBtu/hr Heat Input):Controlled Low NOx Burner | 4.6667 | 73% | NA |  |  |  | 90% | 90% | [6 empty] | 0% | 0% |  | 25.875 | 28.875 | 0 | 0 | 0 | 0 | 0 | 0 | 0 | 0 | 0 | 2018 Qtr 1: 6.1875; 2018 Qtr 2: 6.375; 2018 Qtr 3: 6.5625; 2018 Qtr 4: 6.75; 2019 Qtr 1: 6.9375; 2019 Qtr 2: 7.125; 2019 Qtr 3: 7.3125; 2019 Qtr 4: 7.5 | 54.75 | assumed price based on (Itron WO017 10-12 cost study), ranging from $55-110/hp, and HP of DEER NumUnit
MCE Commercial | Nrs--Efficient HVAC Motors - Supply Fans, NumUnit: 2.61hp | D03-086 | 3B | COMMERCIAL | 3 = Commercial HVAC | TRUE | 4.6667 | NonRes-sAll-mHVAC-RCA | Rated-HP | ROB | 110 | 66 |  |  |  | 44 | 1770 | Small Commercial | kW | 0.252 | -30.6 | Commercial | Small Commercial | Winter Only | 14 | 110 | 3% | 1770 | 0.252 | -30.6 | Small Boilers (<100 MMBtu/hr Heat Input):Controlled Low NOx Burner | 4.6667 | 73% | NA |  |  |  | 90% | 90% | [6 empty] | 0% | 0% |  | 25.875 | 28.875 | 0 | 0 | 0 | 0 | 0 | 0 | 0 | 0 | 0 | 2018 Qtr 1: 6.1875; 2018 Qtr 2: 6.375; 2018 Qtr 3: 6.5625; 2018 Qtr 4: 6.75; 2019 Qtr 1: 6.9375; 2019 Qtr 2: 7.125; 2019 Qtr 3: 7.3125; 2019 Qtr 4: 7.5 | 54.75 | assumed price based on (Itron WO017 10-12 cost study), ranging from $55-110/hp, and HP of DEER NumUnit
MCE Commercial | Nrs--Efficient HVAC Motors - Supply Fans, NumUnit: 2.61hp | D03-086 | 12 | COMMERCIAL | 3 = Commercial HVAC | TRUE | 4.6667 | NonRes-sAll-mHVAC-RCA | Rated-HP | ROB | 110 | 66 |  |  |  | 44 | 1800 | Small Commercial | kW | 0.268 | -35.9 | Commercial | Small Commercial | Winter Only | 14 | 110 | 3% | 1800 | 0.268 | -35.9 | Small Boilers (<100 MMBtu/hr Heat Input):Controlled Low NOx Burner | 4.6667 | 73% | NA |  |  |  | 90% | 90% | [6 empty] | 0% | 0% |  | 25.875 | 28.875 | 0 | 0 | 0 | 0 | 0 | 0 | 0 | 0 | 0 | 2018 Qtr 1: 6.1875; 2018 Qtr 2: 6.375; 2018 Qtr 3: 6.5625; 2018 Qtr 4: 6.75; 2019 Qtr 1: 6.9375; 2019 Qtr 2: 7.125; 2019 Qtr 3: 7.3125; 2019 Qtr 4: 7.5 | 54.75 | assumed price based on (Itron WO017 10-12 cost study), ranging from $55-110/hp, and HP of DEER NumUnit
MCE Commercial | [6 empty] | 0 |  |  |  | 0 | 0 |  |  |  | 0 |  |  | #N/A | [5 empty] | 0 |  | 3% |  |  |  |  | 0 | [13 empty] | 0% | 0% |  | 0 | 0 | 0 | 0 | 0 | 0 | 0 | 0 | 0 | 0 | 0 | 2018 Qtr 1: 0; 2018 Qtr 2: 0; 2018 Qtr 3: 0; 2018 Qtr 4: 0; 2019 Qtr 1: 0; 2019 Qtr 2: 0; 2019 Qtr 3: 0; 2019 Qtr 4: 0 | 0 | BldgType
MCE Commercial | Add econo with Econo-Lockout=NO, DB limit = 68, Max OSA = 100% | D03-058 | 2 | COMMERCIAL | 3 = Commercial HVAC | TRUE | 4.6667 | NonRes-sAll-mHVAC-RCA | Cap-Tons | ROB | 135.1548 | 81.0929 |  |  |  | 54.0619 | 960 | Small Commercial | kW | 0 | -0.0104 | Commercial | Small Commercial | Winter Only | 14 | 135.1548 | 3% | 960 | 0 | -0.0104 | Small Boilers (<100 MMBtu/hr Heat Input):Controlled Low NOx Burner | 4.6667 | 73% | NA |  |  |  | 90% | 90% | [6 empty] | 0% | 0% |  | 12.9375 | 14.4375 | 0 | 0 | 0 | 0 | 0 | 0 | 0 | 0 | 0 | 2018 Qtr 1: 3.0938; 2018 Qtr 2: 3.1875; 2018 Qtr 3: 3.2812; 2018 Qtr 4: 3.375; 2019 Qtr 1: 3.4688; 2019 Qtr 2: 3.5625; 2019 Qtr 3: 3.6562; 2019 Qtr 4: 3.75 | 27.375 | ECC; (assumed 200 ton, per Itron WO017 10-12 cost study)
MCE Commercial | Add econo with Econo-Lockout=NO, DB limit = 68, Max OSA = 100% | D03-058 | 3A | COMMERCIAL | 3 = Commercial HVAC | TRUE | 4.6667 | NonRes-sAll-mHVAC-RCA | Cap-Tons | ROB | 135.1548 | 81.0929 |  |  |  | 54.0619 | 1300 | Small Commercial | kW | 0 | -0.0302 | Commercial | Small Commercial | Winter Only | 14 | 135.1548 | 3% | 1300 | 0 | -0.0302 | Small Boilers (<100 MMBtu/hr Heat Input):Controlled Low NOx Burner | 4.6667 | 73% | NA |  |  |  | 90% | 90% | [6 empty] | 0% | 0% |  | 12.9375 | 14.4375 | 0 | 0 | 0 | 0 | 0 | 0 | 0 | 0 | 0 | 2018 Qtr 1: 3.0938; 2018 Qtr 2: 3.1875; 2018 Qtr 3: 3.2812; 2018 Qtr 4: 3.375; 2019 Qtr 1: 3.4688; 2019 Qtr 2: 3.5625; 2019 Qtr 3: 3.6562; 2019 Qtr 4: 3.75 | 27.375 | ECC; (assumed 200 ton, per Itron WO017 10-12 cost study)
MCE Commercial | Add econo with Econo-Lockout=NO, DB limit = 68, Max OSA = 100% | D03-058 | 3B | COMMERCIAL | 3 = Commercial HVAC | TRUE | 4.6667 | NonRes-sAll-mHVAC-RCA | Cap-Tons | ROB | 135.1548 | 81.0929 |  |  |  | 54.0619 | 1300 | Small Commercial | kW | 0 | -0.0302 | Commercial | Small Commercial | Winter Only | 14 | 135.1548 | 3% | 1300 | 0 | -0.0302 | Small Boilers (<100 MMBtu/hr Heat Input):Controlled Low NOx Burner | 4.6667 | 73% | NA |  |  |  | 90% | 90% | [6 empty] | 0% | 0% |  | 12.9375 | 14.4375 | 0 | 0 | 0 | 0 | 0 | 0 | 0 | 0 | 0 | 2018 Qtr 1: 3.0938; 2018 Qtr 2: 3.1875; 2018 Qtr 3: 3.2812; 2018 Qtr 4: 3.375; 2019 Qtr 1: 3.4688; 2019 Qtr 2: 3.5625; 2019 Qtr 3: 3.6562; 2019 Qtr 4: 3.75 | 27.375 | ECC; (assumed 200 ton, per Itron WO017 10-12 cost study)
MCE Commercial | Add econo with Econo-Lockout=NO, DB limit = 68, Max OSA = 100% | D03-058 | 12 | COMMERCIAL | 3 = Commercial HVAC | TRUE | 4.6667 | NonRes-sAll-mHVAC-RCA | Cap-Tons | ROB | 135.1548 | 81.0929 |  |  |  | 54.0619 | 854 | Small Commercial | kW | 0 | -0.00775 | Commercial | Small Commercial | Winter Only | 14 | 135.1548 | 3% | 854 | 0 | -0.00775 | Small Boilers (<100 MMBtu/hr Heat Input):Controlled Low NOx Burner | 4.6667 | 73% | NA |  |  |  | 90% | 90% | [6 empty] | 0% | 0% |  | 12.9375 | 14.4375 | 0 | 0 | 0 | 0 | 0 | 0 | 0 | 0 | 0 | 2018 Qtr 1: 3.0938; 2018 Qtr 2: 3.1875; 2018 Qtr 3: 3.2812; 2018 Qtr 4: 3.375; 2019 Qtr 1: 3.4688; 2019 Qtr 2: 3.5625; 2019 Qtr 3: 3.6562; 2019 Qtr 4: 3.75 | 27.375 | ECC; (assumed 200 ton, per Itron WO017 10-12 cost study)
MCE Commercial | Add econo with Econo-Lockout=NO, DB limit = 68, Max OSA = 100% | D03-058 | 2 | COMMERCIAL | 3 = Commercial HVAC | TRUE | 4.6667 | NonRes-sAll-mHVAC-RCA | Cap-Tons | ROB | 135.1548 | 81.0929 |  |  |  | 54.0619 | 179 | Small Commercial | kW | 0 | -0.0128 | Commercial | Small Commercial | Winter Only | 14 | 135.1548 | 3% | 179 | 0 | -0.0128 | Small Boilers (<100 MMBtu/hr Heat Input):Controlled Low NOx Burner | 4.6667 | 73% | NA |  |  |  | 90% | 90% | [6 empty] | 0% | 0% |  | 12.9375 | 14.4375 | 0 | 0 | 0 | 0 | 0 | 0 | 0 | 0 | 0 | 2018 Qtr 1: 3.0938; 2018 Qtr 2: 3.1875; 2018 Qtr 3: 3.2812; 2018 Qtr 4: 3.375; 2019 Qtr 1: 3.4688; 2019 Qtr 2: 3.5625; 2019 Qtr 3: 3.6562; 2019 Qtr 4: 3.75 | 27.375 | Hsp; (assumed 200 ton, per Itron WO017 10-12 cost study)
MCE Commercial | Add econo with Econo-Lockout=NO, DB limit = 68, Max OSA = 100% | D03-058 | 3A | COMMERCIAL | 3 = Commercial HVAC | TRUE | 4.6667 | NonRes-sAll-mHVAC-RCA | Cap-Tons | ROB | 135.1548 | 81.0929 |  |  |  | 54.0619 | 391 | Small Commercial | kW | 0 | 0 | Commercial | Small Commercial | Winter Only | 14 | 135.1548 | 3% | 391 | 0 | 0 | Small Boilers (<100 MMBtu/hr Heat Input):Controlled Low NOx Burner | 4.6667 | 73% | NA |  |  |  | 90% | 90% | [6 empty] | 0% | 0% |  | 12.9375 | 14.4375 | 0 | 0 | 0 | 0 | 0 | 0 | 0 | 0 | 0 | 2018 Qtr 1: 3.0938; 2018 Qtr 2: 3.1875; 2018 Qtr 3: 3.2812; 2018 Qtr 4: 3.375; 2019 Qtr 1: 3.4688; 2019 Qtr 2: 3.5625; 2019 Qtr 3: 3.6562; 2019 Qtr 4: 3.75 | 27.375 | Hsp; (assumed 200 ton, per Itron WO017 10-12 cost study)
MCE Commercial | Add econo with Econo-Lockout=NO, DB limit = 68, Max OSA = 100% | D03-058 | 3B | COMMERCIAL | 3 = Commercial HVAC | TRUE | 4.6667 | NonRes-sAll-mHVAC-RCA | Cap-Tons | ROB | 135.1548 | 81.0929 |  |  |  | 54.0619 | 391 | Small Commercial | kW | 0 | 0 | Commercial | Small Commercial | Winter Only | 14 | 135.1548 | 3% | 391 | 0 | 0 | Small Boilers (<100 MMBtu/hr Heat Input):Controlled Low NOx Burner | 4.6667 | 73% | NA |  |  |  | 90% | 90% | [6 empty] | 0% | 0% |  | 12.9375 | 14.4375 | 0 | 0 | 0 | 0 | 0 | 0 | 0 | 0 | 0 | 2018 Qtr 1: 3.0938; 2018 Qtr 2: 3.1875; 2018 Qtr 3: 3.2812; 2018 Qtr 4: 3.375; 2019 Qtr 1: 3.4688; 2019 Qtr 2: 3.5625; 2019 Qtr 3: 3.6562; 2019 Qtr 4: 3.75 | 27.375 | Hsp; (assumed 200 ton, per Itron WO017 10-12 cost study)
MCE Commercial | Add econo with Econo-Lockout=NO, DB limit = 68, Max OSA = 100% | D03-058 | 12 | COMMERCIAL | 3 = Commercial HVAC | TRUE | 4.6667 | NonRes-sAll-mHVAC-RCA | Cap-Tons | ROB | 135.1548 | 81.0929 |  |  |  | 54.0619 | 137 | Small Commercial | kW | 0 | -0.00955 | Commercial | Small Commercial | Winter Only | 14 | 135.1548 | 3% | 137 | 0 | -0.00955 | Small Boilers (<100 MMBtu/hr Heat Input):Controlled Low NOx Burner | 4.6667 | 73% | NA |  |  |  | 90% | 90% | [6 empty] | 0% | 0% |  | 12.9375 | 14.4375 | 0 | 0 | 0 | 0 | 0 | 0 | 0 | 0 | 0 | 2018 Qtr 1: 3.0938; 2018 Qtr 2: 3.1875; 2018 Qtr 3: 3.2812; 2018 Qtr 4: 3.375; 2019 Qtr 1: 3.4688; 2019 Qtr 2: 3.5625; 2019 Qtr 3: 3.6562; 2019 Qtr 4: 3.75 | 27.375 | Hsp; (assumed 200 ton, per Itron WO017 10-12 cost study)
MCE Commercial | Add econo with Econo-Lockout=NO, DB limit = 68, Max OSA = 100% | D03-058 | 2 | COMMERCIAL | 3 = Commercial HVAC | TRUE | 4.6667 | NonRes-sAll-mHVAC-RCA | Cap-Tons | ROB | 135.1548 | 81.0929 |  |  |  | 54.0619 | 1130 | Small Commercial | kW | 0 | -0.0203 | Commercial | Small Commercial | Winter Only | 14 | 135.1548 | 3% | 1130 | 0 | -0.0203 | Small Boilers (<100 MMBtu/hr Heat Input):Controlled Low NOx Burner | 4.6667 | 73% | NA |  |  |  | 90% | 90% | [6 empty] | 0% | 0% |  | 12.9375 | 14.4375 | 0 | 0 | 0 | 0 | 0 | 0 | 0 | 0 | 0 | 2018 Qtr 1: 3.0938; 2018 Qtr 2: 3.1875; 2018 Qtr 3: 3.2812; 2018 Qtr 4: 3.375; 2019 Qtr 1: 3.4688; 2019 Qtr 2: 3.5625; 2019 Qtr 3: 3.6562; 2019 Qtr 4: 3.75 | 27.375 | Htl; (assumed 200 ton, per Itron WO017 10-12 cost study)
MCE Commercial | Add econo with Econo-Lockout=NO, DB limit = 68, Max OSA = 100% | D03-058 | 3A | COMMERCIAL | 3 = Commercial HVAC | TRUE | 4.6667 | NonRes-sAll-mHVAC-RCA | Cap-Tons | ROB | 135.1548 | 81.0929 |  |  |  | 54.0619 | 1680 | Small Commercial | kW | 0 | -0.0202 | Commercial | Small Commercial | Winter Only | 14 | 135.1548 | 3% | 1680 | 0 | -0.0202 | Small Boilers (<100 MMBtu/hr Heat Input):Controlled Low NOx Burner | 4.6667 | 73% | NA |  |  |  | 90% | 90% | [6 empty] | 0% | 0% |  | 12.9375 | 14.4375 | 0 | 0 | 0 | 0 | 0 | 0 | 0 | 0 | 0 | 2018 Qtr 1: 3.0938; 2018 Qtr 2: 3.1875; 2018 Qtr 3: 3.2812; 2018 Qtr 4: 3.375; 2019 Qtr 1: 3.4688; 2019 Qtr 2: 3.5625; 2019 Qtr 3: 3.6562; 2019 Qtr 4: 3.75 | 27.375 | Htl; (assumed 200 ton, per Itron WO017 10-12 cost study)
MCE Commercial | Add econo with Econo-Lockout=NO, DB limit = 68, Max OSA = 100% | D03-058 | 3B | COMMERCIAL | 3 = Commercial HVAC | TRUE | 4.6667 | NonRes-sAll-mHVAC-RCA | Cap-Tons | ROB | 135.1548 | 81.0929 |  |  |  | 54.0619 | 1680 | Small Commercial | kW | 0 | -0.0202 | Commercial | Small Commercial | Winter Only | 14 | 135.1548 | 3% | 1680 | 0 | -0.0202 | Small Boilers (<100 MMBtu/hr Heat Input):Controlled Low NOx Burner | 4.6667 | 73% | NA |  |  |  | 90% | 90% | [6 empty] | 0% | 0% |  | 12.9375 | 14.4375 | 0 | 0 | 0 | 0 | 0 | 0 | 0 | 0 | 0 | 2018 Qtr 1: 3.0938; 2018 Qtr 2: 3.1875; 2018 Qtr 3: 3.2812; 2018 Qtr 4: 3.375; 2019 Qtr 1: 3.4688; 2019 Qtr 2: 3.5625; 2019 Qtr 3: 3.6562; 2019 Qtr 4: 3.75 | 27.375 | Htl; (assumed 200 ton, per Itron WO017 10-12 cost study)
MCE Commercial | Add econo with Econo-Lockout=NO, DB limit = 68, Max OSA = 100% | D03-058 | 12 | COMMERCIAL | 3 = Commercial HVAC | TRUE | 4.6667 | NonRes-sAll-mHVAC-RCA | Cap-Tons | ROB | 135.1548 | 81.0929 |  |  |  | 54.0619 | 889 | Small Commercial | kW | 0 | -0.0184 | Commercial | Small Commercial | Winter Only | 14 | 135.1548 | 3% | 889 | 0 | -0.0184 | Small Boilers (<100 MMBtu/hr Heat Input):Controlled Low NOx Burner | 4.6667 | 73% | NA |  |  |  | 90% | 90% | [6 empty] | 0% | 0% |  | 12.9375 | 14.4375 | 0 | 0 | 0 | 0 | 0 | 0 | 0 | 0 | 0 | 2018 Qtr 1: 3.0938; 2018 Qtr 2: 3.1875; 2018 Qtr 3: 3.2812; 2018 Qtr 4: 3.375; 2019 Qtr 1: 3.4688; 2019 Qtr 2: 3.5625; 2019 Qtr 3: 3.6562; 2019 Qtr 4: 3.75 | 27.375 | Htl; (assumed 200 ton, per Itron WO017 10-12 cost study)
MCE Commercial | Add econo with Econo-Lockout=NO, DB limit = 68, Max OSA = 100% | D03-058 | 2 | COMMERCIAL | 3 = Commercial HVAC | TRUE | 4.6667 | NonRes-sAll-mHVAC-RCA | Cap-Tons | ROB | 135.1548 | 81.0929 |  |  |  | 54.0619 | 756 | Small Commercial | kW | -0.000196 | -0.00287 | Commercial | Small Commercial | Winter Only | 14 | 135.1548 | 3% | 756 | -0.000196 | -0.00287 | Small Boilers (<100 MMBtu/hr Heat Input):Controlled Low NOx Burner | 4.6667 | 73% | NA |  |  |  | 90% | 90% | [6 empty] | 0% | 0% |  | 12.9375 | 14.4375 | 0 | 0 | 0 | 0 | 0 | 0 | 0 | 0 | 0 | 2018 Qtr 1: 3.0938; 2018 Qtr 2: 3.1875; 2018 Qtr 3: 3.2812; 2018 Qtr 4: 3.375; 2019 Qtr 1: 3.4688; 2019 Qtr 2: 3.5625; 2019 Qtr 3: 3.6562; 2019 Qtr 4: 3.75 | 27.375 | MBT; (assumed 200 ton, per Itron WO017 10-12 cost study)
MCE Commercial | Add econo with Econo-Lockout=NO, DB limit = 68, Max OSA = 100% | D03-058 | 3A | COMMERCIAL | 3 = Commercial HVAC | TRUE | 4.6667 | NonRes-sAll-mHVAC-RCA | Cap-Tons | ROB | 135.1548 | 81.0929 |  |  |  | 54.0619 | 1080 | Small Commercial | kW | 0.00108 | -0.00759 | Commercial | Small Commercial | Winter Only | 14 | 135.1548 | 3% | 1080 | 0.00108 | -0.00759 | Small Boilers (<100 MMBtu/hr Heat Input):Controlled Low NOx Burner | 4.6667 | 73% | NA |  |  |  | 90% | 90% | [6 empty] | 0% | 0% |  | 12.9375 | 14.4375 | 0 | 0 | 0 | 0 | 0 | 0 | 0 | 0 | 0 | 2018 Qtr 1: 3.0938; 2018 Qtr 2: 3.1875; 2018 Qtr 3: 3.2812; 2018 Qtr 4: 3.375; 2019 Qtr 1: 3.4688; 2019 Qtr 2: 3.5625; 2019 Qtr 3: 3.6562; 2019 Qtr 4: 3.75 | 27.375 | MBT; (assumed 200 ton, per Itron WO017 10-12 cost study)
MCE Commercial | Add econo with Econo-Lockout=NO, DB limit = 68, Max OSA = 100% | D03-058 | 3B | COMMERCIAL | 3 = Commercial HVAC | TRUE | 4.6667 | NonRes-sAll-mHVAC-RCA | Cap-Tons | ROB | 135.1548 | 81.0929 |  |  |  | 54.0619 | 1080 | Small Commercial | kW | 0.00108 | -0.00759 | Commercial | Small Commercial | Winter Only | 14 | 135.1548 | 3% | 1080 | 0.00108 | -0.00759 | Small Boilers (<100 MMBtu/hr Heat Input):Controlled Low NOx Burner | 4.6667 | 73% | NA |  |  |  | 90% | 90% | [6 empty] | 0% | 0% |  | 12.9375 | 14.4375 | 0 | 0 | 0 | 0 | 0 | 0 | 0 | 0 | 0 | 2018 Qtr 1: 3.0938; 2018 Qtr 2: 3.1875; 2018 Qtr 3: 3.2812; 2018 Qtr 4: 3.375; 2019 Qtr 1: 3.4688; 2019 Qtr 2: 3.5625; 2019 Qtr 3: 3.6562; 2019 Qtr 4: 3.75 | 27.375 | MBT; (assumed 200 ton, per Itron WO017 10-12 cost study)
MCE Commercial | Add econo with Econo-Lockout=NO, DB limit = 68, Max OSA = 100% | D03-058 | 12 | COMMERCIAL | 3 = Commercial HVAC | TRUE | 4.6667 | NonRes-sAll-mHVAC-RCA | Cap-Tons | ROB | 135.1548 | 81.0929 |  |  |  | 54.0619 | 611 | Small Commercial | kW | 0.00182 | -0.00261 | Commercial | Small Commercial | Winter Only | 14 | 135.1548 | 3% | 611 | 0.00182 | -0.00261 | Small Boilers (<100 MMBtu/hr Heat Input):Controlled Low NOx Burner | 4.6667 | 73% | NA |  |  |  | 90% | 90% | [6 empty] | 0% | 0% |  | 12.9375 | 14.4375 | 0 | 0 | 0 | 0 | 0 | 0 | 0 | 0 | 0 | 2018 Qtr 1: 3.0938; 2018 Qtr 2: 3.1875; 2018 Qtr 3: 3.2812; 2018 Qtr 4: 3.375; 2019 Qtr 1: 3.4688; 2019 Qtr 2: 3.5625; 2019 Qtr 3: 3.6562; 2019 Qtr 4: 3.75 | 27.375 | MBT; (assumed 200 ton, per Itron WO017 10-12 cost study)
MCE Commercial | Add econo with Econo-Lockout=NO, DB limit = 68, Max OSA = 100% | D03-058 | 2 | COMMERCIAL | 3 = Commercial HVAC | TRUE | 4.6667 | NonRes-sAll-mHVAC-RCA | Cap-Tons | ROB | 135.1548 | 81.0929 |  |  |  | 54.0619 | 358 | Small Commercial | kW | 0 | -0.00344 | Commercial | Small Commercial | Winter Only | 14 | 135.1548 | 3% | 358 | 0 | -0.00344 | Small Boilers (<100 MMBtu/hr Heat Input):Controlled Low NOx Burner | 4.6667 | 73% | NA |  |  |  | 90% | 90% | [6 empty] | 0% | 0% |  | 12.9375 | 14.4375 | 0 | 0 | 0 | 0 | 0 | 0 | 0 | 0 | 0 | 2018 Qtr 1: 3.0938; 2018 Qtr 2: 3.1875; 2018 Qtr 3: 3.2812; 2018 Qtr 4: 3.375; 2019 Qtr 1: 3.4688; 2019 Qtr 2: 3.5625; 2019 Qtr 3: 3.6562; 2019 Qtr 4: 3.75 | 27.375 | OfS; (assumed 200 ton, per Itron WO017 10-12 cost study)
MCE Commercial | Add econo with Econo-Lockout=NO, DB limit = 68, Max OSA = 100% | D03-058 | 3A | COMMERCIAL | 3 = Commercial HVAC | TRUE | 4.6667 | NonRes-sAll-mHVAC-RCA | Cap-Tons | ROB | 135.1548 | 81.0929 |  |  |  | 54.0619 | 592 | Small Commercial | kW | 0 | -0.00582 | Commercial | Small Commercial | Winter Only | 14 | 135.1548 | 3% | 592 | 0 | -0.00582 | Small Boilers (<100 MMBtu/hr Heat Input):Controlled Low NOx Burner | 4.6667 | 73% | NA |  |  |  | 90% | 90% | [6 empty] | 0% | 0% |  | 12.9375 | 14.4375 | 0 | 0 | 0 | 0 | 0 | 0 | 0 | 0 | 0 | 2018 Qtr 1: 3.0938; 2018 Qtr 2: 3.1875; 2018 Qtr 3: 3.2812; 2018 Qtr 4: 3.375; 2019 Qtr 1: 3.4688; 2019 Qtr 2: 3.5625; 2019 Qtr 3: 3.6562; 2019 Qtr 4: 3.75 | 27.375 | OfS; (assumed 200 ton, per Itron WO017 10-12 cost study)
MCE Commercial | Add econo with Econo-Lockout=NO, DB limit = 68, Max OSA = 100% | D03-058 | 3B | COMMERCIAL | 3 = Commercial HVAC | TRUE | 4.6667 | NonRes-sAll-mHVAC-RCA | Cap-Tons | ROB | 135.1548 | 81.0929 |  |  |  | 54.0619 | 592 | Small Commercial | kW | 0 | -0.00582 | Commercial | Small Commercial | Winter Only | 14 | 135.1548 | 3% | 592 | 0 | -0.00582 | Small Boilers (<100 MMBtu/hr Heat Input):Controlled Low NOx Burner | 4.6667 | 73% | NA |  |  |  | 90% | 90% | [6 empty] | 0% | 0% |  | 12.9375 | 14.4375 | 0 | 0 | 0 | 0 | 0 | 0 | 0 | 0 | 0 | 2018 Qtr 1: 3.0938; 2018 Qtr 2: 3.1875; 2018 Qtr 3: 3.2812; 2018 Qtr 4: 3.375; 2019 Qtr 1: 3.4688; 2019 Qtr 2: 3.5625; 2019 Qtr 3: 3.6562; 2019 Qtr 4: 3.75 | 27.375 | OfS; (assumed 200 ton, per Itron WO017 10-12 cost study)
MCE Commercial | Add econo with Econo-Lockout=NO, DB limit = 68, Max OSA = 100% | D03-058 | 12 | COMMERCIAL | 3 = Commercial HVAC | TRUE | 4.6667 | NonRes-sAll-mHVAC-RCA | Cap-Tons | ROB | 135.1548 | 81.0929 |  |  |  | 54.0619 | 294 | Small Commercial | kW | 0.00249 | -0.00163 | Commercial | Small Commercial | Winter Only | 14 | 135.1548 | 3% | 294 | 0.00249 | -0.00163 | Small Boilers (<100 MMBtu/hr Heat Input):Controlled Low NOx Burner | 4.6667 | 73% | NA |  |  |  | 90% | 90% | [6 empty] | 0% | 0% |  | 12.9375 | 14.4375 | 0 | 0 | 0 | 0 | 0 | 0 | 0 | 0 | 0 | 2018 Qtr 1: 3.0938; 2018 Qtr 2: 3.1875; 2018 Qtr 3: 3.2812; 2018 Qtr 4: 3.375; 2019 Qtr 1: 3.4688; 2019 Qtr 2: 3.5625; 2019 Qtr 3: 3.6562; 2019 Qtr 4: 3.75 | 27.375 | OfS; (assumed 200 ton, per Itron WO017 10-12 cost study)
MCE Commercial | Add econo with Econo-Lockout=NO, DB limit = 68, Max OSA = 100% | D03-058 | 2 | COMMERCIAL | 3 = Commercial HVAC | TRUE | 4.6667 | NonRes-sAll-mHVAC-RCA | Cap-Tons | ROB | 135.1548 | 81.0929 |  |  |  | 54.0619 | 129 | Small Commercial | kW | 0 | -0.00547 | Commercial | Small Commercial | Winter Only | 14 | 135.1548 | 3% | 129 | 0 | -0.00547 | Small Boilers (<100 MMBtu/hr Heat Input):Controlled Low NOx Burner | 4.6667 | 73% | NA |  |  |  | 90% | 90% | [6 empty] | 0% | 0% |  | 6.3394 | 7.0744 | 0 | 0 | 0 | 0 | 0 | 0 | 0 | 0 | 0 | 2018 Qtr 1: 1.5159; 2018 Qtr 2: 1.5619; 2018 Qtr 3: 1.6078; 2018 Qtr 4: 1.6537; 2019 Qtr 1: 1.6997; 2019 Qtr 2: 1.7456; 2019 Qtr 3: 1.7916; 2019 Qtr 4: 1.8375 | 13.4137 | RFF; (assumed 200 ton, per Itron WO017 10-12 cost study)
MCE Commercial | Add econo with Econo-Lockout=NO, DB limit = 68, Max OSA = 100% | D03-058 | 3A | COMMERCIAL | 3 = Commercial HVAC | TRUE | 4.6667 | NonRes-sAll-mHVAC-RCA | Cap-Tons | ROB | 135.1548 | 81.0929 |  |  |  | 54.0619 | 245 | Small Commercial | kW | 0 | 0.000313 | Commercial | Small Commercial | Winter Only | 14 | 135.1548 | 3% | 245 | 0 | 0.000313 | Small Boilers (<100 MMBtu/hr Heat Input):Controlled Low NOx Burner | 4.6667 | 73% | NA |  |  |  | 90% | 90% | [6 empty] | 0% | 0% |  | 6.3394 | 7.0744 | 0 | 0 | 0 | 0 | 0 | 0 | 0 | 0 | 0 | 2018 Qtr 1: 1.5159; 2018 Qtr 2: 1.5619; 2018 Qtr 3: 1.6078; 2018 Qtr 4: 1.6537; 2019 Qtr 1: 1.6997; 2019 Qtr 2: 1.7456; 2019 Qtr 3: 1.7916; 2019 Qtr 4: 1.8375 | 13.4137 | RFF; (assumed 200 ton, per Itron WO017 10-12 cost study)
MCE Commercial | Add econo with Econo-Lockout=NO, DB limit = 68, Max OSA = 100% | D03-058 | 3B | COMMERCIAL | 3 = Commercial HVAC | TRUE | 4.6667 | NonRes-sAll-mHVAC-RCA | Cap-Tons | ROB | 135.1548 | 81.0929 |  |  |  | 54.0619 | 245 | Small Commercial | kW | 0 | 0.000313 | Commercial | Small Commercial | Winter Only | 14 | 135.1548 | 3% | 245 | 0 | 0.000313 | Small Boilers (<100 MMBtu/hr Heat Input):Controlled Low NOx Burner | 4.6667 | 73% | NA |  |  |  | 90% | 90% | [6 empty] | 0% | 0% |  | 6.3394 | 7.0744 | 0 | 0 | 0 | 0 | 0 | 0 | 0 | 0 | 0 | 2018 Qtr 1: 1.5159; 2018 Qtr 2: 1.5619; 2018 Qtr 3: 1.6078; 2018 Qtr 4: 1.6537; 2019 Qtr 1: 1.6997; 2019 Qtr 2: 1.7456; 2019 Qtr 3: 1.7916; 2019 Qtr 4: 1.8375 | 13.4137 | RFF; (assumed 200 ton, per Itron WO017 10-12 cost study)
MCE Commercial | Add econo with Econo-Lockout=NO, DB limit = 68, Max OSA = 100% | D03-058 | 12 | COMMERCIAL | 3 = Commercial HVAC | TRUE | 4.6667 | NonRes-sAll-mHVAC-RCA | Cap-Tons | ROB | 135.1548 | 81.0929 |  |  |  | 54.0619 | 109 | Small Commercial | kW | 0 | -0.00318 | Commercial | Small Commercial | Winter Only | 14 | 135.1548 | 3% | 109 | 0 | -0.00318 | Small Boilers (<100 MMBtu/hr Heat Input):Controlled Low NOx Burner | 4.6667 | 73% | NA |  |  |  | 90% | 90% | [6 empty] | 0% | 0% |  | 6.3394 | 7.0744 | 0 | 0 | 0 | 0 | 0 | 0 | 0 | 0 | 0 | 2018 Qtr 1: 1.5159; 2018 Qtr 2: 1.5619; 2018 Qtr 3: 1.6078; 2018 Qtr 4: 1.6537; 2019 Qtr 1: 1.6997; 2019 Qtr 2: 1.7456; 2019 Qtr 3: 1.7916; 2019 Qtr 4: 1.8375 | 13.4137 | RFF; (assumed 200 ton, per Itron WO017 10-12 cost study)
MCE Commercial | Add econo with Econo-Lockout=NO, DB limit = 68, Max OSA = 100% | D03-058 | 2 | COMMERCIAL | 3 = Commercial HVAC | TRUE | 4.6667 | NonRes-sAll-mHVAC-RCA | Cap-Tons | ROB | 135.1548 | 81.0929 |  |  |  | 54.0619 | 406 | Small Commercial | kW | 0 | -0.0155 | Commercial | Small Commercial | Winter Only | 14 | 135.1548 | 3% | 406 | 0 | -0.0155 | Small Boilers (<100 MMBtu/hr Heat Input):Controlled Low NOx Burner | 4.6667 | 73% | NA |  |  |  | 90% | 90% | [6 empty] | 0% | 0% |  | 12.9375 | 14.4375 | 0 | 0 | 0 | 0 | 0 | 0 | 0 | 0 | 0 | 2018 Qtr 1: 3.0938; 2018 Qtr 2: 3.1875; 2018 Qtr 3: 3.2812; 2018 Qtr 4: 3.375; 2019 Qtr 1: 3.4688; 2019 Qtr 2: 3.5625; 2019 Qtr 3: 3.6562; 2019 Qtr 4: 3.75 | 27.375 | RtL; (assumed 200 ton, per Itron WO017 10-12 cost study)
MCE Commercial | Add econo with Econo-Lockout=NO, DB limit = 68, Max OSA = 100% | D03-058 | 3A | COMMERCIAL | 3 = Commercial HVAC | TRUE | 4.6667 | NonRes-sAll-mHVAC-RCA | Cap-Tons | ROB | 135.1548 | 81.0929 |  |  |  | 54.0619 | 769 | Small Commercial | kW | 0.000402 | -0.0205 | Commercial | Small Commercial | Winter Only | 14 | 135.1548 | 3% | 769 | 0.000402 | -0.0205 | Small Boilers (<100 MMBtu/hr Heat Input):Controlled Low NOx Burner | 4.6667 | 73% | NA |  |  |  | 90% | 90% | [6 empty] | 0% | 0% |  | 12.9375 | 14.4375 | 0 | 0 | 0 | 0 | 0 | 0 | 0 | 0 | 0 | 2018 Qtr 1: 3.0938; 2018 Qtr 2: 3.1875; 2018 Qtr 3: 3.2812; 2018 Qtr 4: 3.375; 2019 Qtr 1: 3.4688; 2019 Qtr 2: 3.5625; 2019 Qtr 3: 3.6562; 2019 Qtr 4: 3.75 | 27.375 | RtL; (assumed 200 ton, per Itron WO017 10-12 cost study)
MCE Commercial | Add econo with Econo-Lockout=NO, DB limit = 68, Max OSA = 100% | D03-058 | 3B | COMMERCIAL | 3 = Commercial HVAC | TRUE | 4.6667 | NonRes-sAll-mHVAC-RCA | Cap-Tons | ROB | 135.1548 | 81.0929 |  |  |  | 54.0619 | 769 | Small Commercial | kW | 0.000402 | -0.0205 | Commercial | Small Commercial | Winter Only | 14 | 135.1548 | 3% | 769 | 0.000402 | -0.0205 | Small Boilers (<100 MMBtu/hr Heat Input):Controlled Low NOx Burner | 4.6667 | 73% | NA |  |  |  | 90% | 90% | [6 empty] | 0% | 0% |  | 12.9375 | 14.4375 | 0 | 0 | 0 | 0 | 0 | 0 | 0 | 0 | 0 | 2018 Qtr 1: 3.0938; 2018 Qtr 2: 3.1875; 2018 Qtr 3: 3.2812; 2018 Qtr 4: 3.375; 2019 Qtr 1: 3.4688; 2019 Qtr 2: 3.5625; 2019 Qtr 3: 3.6562; 2019 Qtr 4: 3.75 | 27.375 | RtL; (assumed 200 ton, per Itron WO017 10-12 cost study)
MCE Commercial | Add econo with Econo-Lockout=NO, DB limit = 68, Max OSA = 100% | D03-058 | 12 | COMMERCIAL | 3 = Commercial HVAC | TRUE | 4.6667 | NonRes-sAll-mHVAC-RCA | Cap-Tons | ROB | 135.1548 | 81.0929 |  |  |  | 54.0619 | 313 | Small Commercial | kW | 0 | -0.00534 | Commercial | Small Commercial | Winter Only | 14 | 135.1548 | 3% | 313 | 0 | -0.00534 | Small Boilers (<100 MMBtu/hr Heat Input):Controlled Low NOx Burner | 4.6667 | 73% | NA |  |  |  | 90% | 90% | [6 empty] | 0% | 0% |  | 12.9375 | 14.4375 | 0 | 0 | 0 | 0 | 0 | 0 | 0 | 0 | 0 | 2018 Qtr 1: 3.0938; 2018 Qtr 2: 3.1875; 2018 Qtr 3: 3.2812; 2018 Qtr 4: 3.375; 2019 Qtr 1: 3.4688; 2019 Qtr 2: 3.5625; 2019 Qtr 3: 3.6562; 2019 Qtr 4: 3.75 | 27.375 | RtL; (assumed 200 ton, per Itron WO017 10-12 cost study)
MCE Commercial | Add econo with Econo-Lockout=NO, DB limit = 68, Max OSA = 100% | D03-058 | 2 | COMMERCIAL | 3 = Commercial HVAC | TRUE | 4.6667 | NonRes-sAll-mHVAC-RCA | Cap-Tons | ROB | 135.1548 | 81.0929 |  |  |  | 54.0619 | 279 | Small Commercial | kW | 0 | -0.00537 | Commercial | Small Commercial | Winter Only | 14 | 135.1548 | 3% | 279 | 0 | -0.00537 | Small Boilers (<100 MMBtu/hr Heat Input):Controlled Low NOx Burner | 4.6667 | 73% | NA |  |  |  | 90% | 90% | [6 empty] | 0% | 0% |  | 12.9375 | 14.4375 | 0 | 0 | 0 | 0 | 0 | 0 | 0 | 0 | 0 | 2018 Qtr 1: 3.0938; 2018 Qtr 2: 3.1875; 2018 Qtr 3: 3.2812; 2018 Qtr 4: 3.375; 2019 Qtr 1: 3.4688; 2019 Qtr 2: 3.5625; 2019 Qtr 3: 3.6562; 2019 Qtr 4: 3.75 | 27.375 | RtS; (assumed 200 ton, per Itron WO017 10-12 cost study)
MCE Commercial | Add econo with Econo-Lockout=NO, DB limit = 68, Max OSA = 100% | D03-058 | 3A | COMMERCIAL | 3 = Commercial HVAC | TRUE | 4.6667 | NonRes-sAll-mHVAC-RCA | Cap-Tons | ROB | 135.1548 | 81.0929 |  |  |  | 54.0619 | 523 | Small Commercial | kW | 0 | -0.0104 | Commercial | Small Commercial | Winter Only | 14 | 135.1548 | 3% | 523 | 0 | -0.0104 | Small Boilers (<100 MMBtu/hr Heat Input):Controlled Low NOx Burner | 4.6667 | 73% | NA |  |  |  | 90% | 90% | [6 empty] | 0% | 0% |  | 12.9375 | 14.4375 | 0 | 0 | 0 | 0 | 0 | 0 | 0 | 0 | 0 | 2018 Qtr 1: 3.0938; 2018 Qtr 2: 3.1875; 2018 Qtr 3: 3.2812; 2018 Qtr 4: 3.375; 2019 Qtr 1: 3.4688; 2019 Qtr 2: 3.5625; 2019 Qtr 3: 3.6562; 2019 Qtr 4: 3.75 | 27.375 | RtS; (assumed 200 ton, per Itron WO017 10-12 cost study)
MCE Commercial | Add econo with Econo-Lockout=NO, DB limit = 68, Max OSA = 100% | D03-058 | 3B | COMMERCIAL | 3 = Commercial HVAC | TRUE | 4.6667 | NonRes-sAll-mHVAC-RCA | Cap-Tons | ROB | 135.1548 | 81.0929 |  |  |  | 54.0619 | 523 | Small Commercial | kW | 0 | -0.0104 | Commercial | Small Commercial | Winter Only | 14 | 135.1548 | 3% | 523 | 0 | -0.0104 | Small Boilers (<100 MMBtu/hr Heat Input):Controlled Low NOx Burner | 4.6667 | 73% | NA |  |  |  | 90% | 90% | [6 empty] | 0% | 0% |  | 12.9375 | 14.4375 | 0 | 0 | 0 | 0 | 0 | 0 | 0 | 0 | 0 | 2018 Qtr 1: 3.0938; 2018 Qtr 2: 3.1875; 2018 Qtr 3: 3.2812; 2018 Qtr 4: 3.375; 2019 Qtr 1: 3.4688; 2019 Qtr 2: 3.5625; 2019 Qtr 3: 3.6562; 2019 Qtr 4: 3.75 | 27.375 | RtS; (assumed 200 ton, per Itron WO017 10-12 cost study)
MCE Commercial | Add econo with Econo-Lockout=NO, DB limit = 68, Max OSA = 100% | D03-058 | 12 | COMMERCIAL | 3 = Commercial HVAC | TRUE | 4.6667 | NonRes-sAll-mHVAC-RCA | Cap-Tons | ROB | 135.1548 | 81.0929 |  |  |  | 54.0619 | 228 | Small Commercial | kW | 0 | -0.00659 | Commercial | Small Commercial | Winter Only | 14 | 135.1548 | 3% | 228 | 0 | -0.00659 | Small Boilers (<100 MMBtu/hr Heat Input):Controlled Low NOx Burner | 4.6667 | 73% | NA |  |  |  | 90% | 90% | [6 empty] | 0% | 0% |  | 12.9375 | 14.4375 | 0 | 0 | 0 | 0 | 0 | 0 | 0 | 0 | 0 | 2018 Qtr 1: 3.0938; 2018 Qtr 2: 3.1875; 2018 Qtr 3: 3.2812; 2018 Qtr 4: 3.375; 2019 Qtr 1: 3.4688; 2019 Qtr 2: 3.5625; 2019 Qtr 3: 3.6562; 2019 Qtr 4: 3.75 | 27.375 | RtS; (assumed 200 ton, per Itron WO017 10-12 cost study)
MCE Commercial | Add econo with Econo-Lockout=NO, DB limit = 68, Max OSA = 100% | D03-058 | 2 | COMMERCIAL | 3 = Commercial HVAC | TRUE | 4.6667 | NonRes-sAll-mHVAC-RCA | Cap-Tons | ROB | 135.1548 | 81.0929 |  |  |  | 54.0619 | 329 | Small Commercial | kW | 0 | 0.00326 | Commercial | Small Commercial | Winter Only | 14 | 135.1548 | 3% | 329 | 0 | 0.00326 | Small Boilers (<100 MMBtu/hr Heat Input):Controlled Low NOx Burner | 4.6667 | 73% | NA |  |  |  | 90% | 90% | [6 empty] | 0% | 0% |  | 12.9375 | 14.4375 | 0 | 0 | 0 | 0 | 0 | 0 | 0 | 0 | 0 | 2018 Qtr 1: 3.0938; 2018 Qtr 2: 3.1875; 2018 Qtr 3: 3.2812; 2018 Qtr 4: 3.375; 2019 Qtr 1: 3.4688; 2019 Qtr 2: 3.5625; 2019 Qtr 3: 3.6562; 2019 Qtr 4: 3.75 | 27.375 | WRf; (assumed 200 ton, per Itron WO017 10-12 cost study)
MCE Commercial | Add econo with Econo-Lockout=NO, DB limit = 68, Max OSA = 100% | D03-058 | 3A | COMMERCIAL | 3 = Commercial HVAC | TRUE | 4.6667 | NonRes-sAll-mHVAC-RCA | Cap-Tons | ROB | 135.1548 | 81.0929 |  |  |  | 54.0619 | 522 | Small Commercial | kW | 0 | 0.00424 | Commercial | Small Commercial | Winter Only | 14 | 135.1548 | 3% | 522 | 0 | 0.00424 | Small Boilers (<100 MMBtu/hr Heat Input):Controlled Low NOx Burner | 4.6667 | 73% | NA |  |  |  | 90% | 90% | [6 empty] | 0% | 0% |  | 12.9375 | 14.4375 | 0 | 0 | 0 | 0 | 0 | 0 | 0 | 0 | 0 | 2018 Qtr 1: 3.0938; 2018 Qtr 2: 3.1875; 2018 Qtr 3: 3.2812; 2018 Qtr 4: 3.375; 2019 Qtr 1: 3.4688; 2019 Qtr 2: 3.5625; 2019 Qtr 3: 3.6562; 2019 Qtr 4: 3.75 | 27.375 | WRf; (assumed 200 ton, per Itron WO017 10-12 cost study)
MCE Commercial | Add econo with Econo-Lockout=NO, DB limit = 68, Max OSA = 100% | D03-058 | 3B | COMMERCIAL | 3 = Commercial HVAC | TRUE | 4.6667 | NonRes-sAll-mHVAC-RCA | Cap-Tons | ROB | 135.1548 | 81.0929 |  |  |  | 54.0619 | 522 | Small Commercial | kW | 0 | 0.00424 | Commercial | Small Commercial | Winter Only | 14 | 135.1548 | 3% | 522 | 0 | 0.00424 | Small Boilers (<100 MMBtu/hr Heat Input):Controlled Low NOx Burner | 4.6667 | 73% | NA |  |  |  | 90% | 90% | [6 empty] | 0% | 0% |  | 12.9375 | 14.4375 | 0 | 0 | 0 | 0 | 0 | 0 | 0 | 0 | 0 | 2018 Qtr 1: 3.0938; 2018 Qtr 2: 3.1875; 2018 Qtr 3: 3.2812; 2018 Qtr 4: 3.375; 2019 Qtr 1: 3.4688; 2019 Qtr 2: 3.5625; 2019 Qtr 3: 3.6562; 2019 Qtr 4: 3.75 | 27.375 | WRf; (assumed 200 ton, per Itron WO017 10-12 cost study)
MCE Commercial | Add econo with Econo-Lockout=NO, DB limit = 68, Max OSA = 100% | D03-058 | 12 | COMMERCIAL | 3 = Commercial HVAC | TRUE | 4.6667 | NonRes-sAll-mHVAC-RCA | Cap-Tons | ROB | 135.1548 | 81.0929 |  |  |  | 54.0619 | 223 | Small Commercial | kW | 0 | -0.000581 | Commercial | Small Commercial | Winter Only | 14 | 135.1548 | 3% | 223 | 0 | -0.000581 | Small Boilers (<100 MMBtu/hr Heat Input):Controlled Low NOx Burner | 4.6667 | 73% | NA |  |  |  | 90% | 90% | [6 empty] | 0% | 0% |  | 12.9375 | 14.4375 | 0 | 0 | 0 | 0 | 0 | 0 | 0 | 0 | 0 | 2018 Qtr 1: 3.0938; 2018 Qtr 2: 3.1875; 2018 Qtr 3: 3.2812; 2018 Qtr 4: 3.375; 2019 Qtr 1: 3.4688; 2019 Qtr 2: 3.5625; 2019 Qtr 3: 3.6562; 2019 Qtr 4: 3.75 | 27.375 | WRf; (assumed 200 ton, per Itron WO017 10-12 cost study)
MCE Commercial | Add ecomizer with Econo-Lockout=NO, DB limit = 68, Max OSA = 100% | D03-059 | 2 | COMMERCIAL | 3 = Commercial HVAC | TRUE | 4.6667 | NonRes-sAll-mHVAC-RCA | Cap-Tons | ROB | 135.1548 | 81.0929 |  |  |  | 54.0619 | 449 | Small Commercial | kW | 0.000465 | -12.4 | Commercial | Small Commercial | Winter Only | 14 | 135.1548 | 3% | 449 | 0.000465 | -12.4 | Small Boilers (<100 MMBtu/hr Heat Input):Controlled Low NOx Burner | 4.6667 | 73% | NA |  |  |  | 90% | 90% | [6 empty] | 0% | 0% |  | 12.9375 | 14.4375 | 0 | 0 | 0 | 0 | 0 | 0 | 0 | 0 | 0 | 2018 Qtr 1: 3.0938; 2018 Qtr 2: 3.1875; 2018 Qtr 3: 3.2812; 2018 Qtr 4: 3.375; 2019 Qtr 1: 3.4688; 2019 Qtr 2: 3.5625; 2019 Qtr 3: 3.6562; 2019 Qtr 4: 3.75 | 27.375 | (assumed 200 ton, per Itron WO017 10-12 cost study)
MCE Commercial | Add ecomizer with Econo-Lockout=NO, DB limit = 68, Max OSA = 100% | D03-059 | 3A | COMMERCIAL | 3 = Commercial HVAC | TRUE | 4.6667 | NonRes-sAll-mHVAC-RCA | Cap-Tons | ROB | 135.1548 | 81.0929 |  |  |  | 54.0619 | 458 | Small Commercial | kW | 0.00105 | -16.6 | Commercial | Small Commercial | Winter Only | 14 | 135.1548 | 3% | 458 | 0.00105 | -16.6 | Small Boilers (<100 MMBtu/hr Heat Input):Controlled Low NOx Burner | 4.6667 | 73% | NA |  |  |  | 90% | 90% | [6 empty] | 0% | 0% |  | 12.9375 | 14.4375 | 0 | 0 | 0 | 0 | 0 | 0 | 0 | 0 | 0 | 2018 Qtr 1: 3.0938; 2018 Qtr 2: 3.1875; 2018 Qtr 3: 3.2812; 2018 Qtr 4: 3.375; 2019 Qtr 1: 3.4688; 2019 Qtr 2: 3.5625; 2019 Qtr 3: 3.6562; 2019 Qtr 4: 3.75 | 27.375 | (assumed 200 ton, per Itron WO017 10-12 cost study)
MCE Commercial | Add ecomizer with Econo-Lockout=NO, DB limit = 68, Max OSA = 100% | D03-059 | 3B | COMMERCIAL | 3 = Commercial HVAC | TRUE | 4.6667 | NonRes-sAll-mHVAC-RCA | Cap-Tons | ROB | 135.1548 | 81.0929 |  |  |  | 54.0619 | 458 | Small Commercial | kW | 0.00105 | -16.6 | Commercial | Small Commercial | Winter Only | 14 | 135.1548 | 3% | 458 | 0.00105 | -16.6 | Small Boilers (<100 MMBtu/hr Heat Input):Controlled Low NOx Burner | 4.6667 | 73% | NA |  |  |  | 90% | 90% | [6 empty] | 0% | 0% |  | 12.9375 | 14.4375 | 0 | 0 | 0 | 0 | 0 | 0 | 0 | 0 | 0 | 2018 Qtr 1: 3.0938; 2018 Qtr 2: 3.1875; 2018 Qtr 3: 3.2812; 2018 Qtr 4: 3.375; 2019 Qtr 1: 3.4688; 2019 Qtr 2: 3.5625; 2019 Qtr 3: 3.6562; 2019 Qtr 4: 3.75 | 27.375 | (assumed 200 ton, per Itron WO017 10-12 cost study)
MCE Commercial | Add ecomizer with Econo-Lockout=NO, DB limit = 68, Max OSA = 100% | D03-059 | 12 | COMMERCIAL | 3 = Commercial HVAC | TRUE | 4.6667 | NonRes-sAll-mHVAC-RCA | Cap-Tons | ROB | 135.1548 | 81.0929 |  |  |  | 54.0619 | 396 | Small Commercial | kW | 0.000439 | -10.8 | Commercial | Small Commercial | Winter Only | 14 | 135.1548 | 3% | 396 | 0.000439 | -10.8 | Small Boilers (<100 MMBtu/hr Heat Input):Controlled Low NOx Burner | 4.6667 | 73% | NA |  |  |  | 90% | 90% | [6 empty] | 0% | 0% |  | 12.9375 | 14.4375 | 0 | 0 | 0 | 0 | 0 | 0 | 0 | 0 | 0 | 2018 Qtr 1: 3.0938; 2018 Qtr 2: 3.1875; 2018 Qtr 3: 3.2812; 2018 Qtr 4: 3.375; 2019 Qtr 1: 3.4688; 2019 Qtr 2: 3.5625; 2019 Qtr 3: 3.6562; 2019 Qtr 4: 3.75 | 27.375 | (assumed 200 ton, per Itron WO017 10-12 cost study)
MCE Commercial | Add ecomizer with Econo-Lockout=NO, DB limit = 68, Max OSA = 100% | D03-059 | 2 | COMMERCIAL | 3 = Commercial HVAC | TRUE | 4.6667 | NonRes-sAll-mHVAC-RCA | Cap-Tons | ROB | 135.1548 | 81.0929 |  |  |  | 54.0619 | 559 | Small Commercial | kW | 0.000944 | -15.9 | Commercial | Small Commercial | Winter Only | 14 | 135.1548 | 3% | 559 | 0.000944 | -15.9 | Small Boilers (<100 MMBtu/hr Heat Input):Controlled Low NOx Burner | 4.6667 | 73% | NA |  |  |  | 90% | 90% | [6 empty] | 0% | 0% |  | 12.9375 | 14.4375 | 0 | 0 | 0 | 0 | 0 | 0 | 0 | 0 | 0 | 2018 Qtr 1: 3.0938; 2018 Qtr 2: 3.1875; 2018 Qtr 3: 3.2812; 2018 Qtr 4: 3.375; 2019 Qtr 1: 3.4688; 2019 Qtr 2: 3.5625; 2019 Qtr 3: 3.6562; 2019 Qtr 4: 3.75 | 27.375 | (assumed 200 ton, per Itron WO017 10-12 cost study)
MCE Commercial | Add ecomizer with Econo-Lockout=NO, DB limit = 68, Max OSA = 100% | D03-059 | 3A | COMMERCIAL | 3 = Commercial HVAC | TRUE | 4.6667 | NonRes-sAll-mHVAC-RCA | Cap-Tons | ROB | 135.1548 | 81.0929 |  |  |  | 54.0619 | 578 | Small Commercial | kW | 0.00157 | -20.8 | Commercial | Small Commercial | Winter Only | 14 | 135.1548 | 3% | 578 | 0.00157 | -20.8 | Small Boilers (<100 MMBtu/hr Heat Input):Controlled Low NOx Burner | 4.6667 | 73% | NA |  |  |  | 90% | 90% | [6 empty] | 0% | 0% |  | 12.9375 | 14.4375 | 0 | 0 | 0 | 0 | 0 | 0 | 0 | 0 | 0 | 2018 Qtr 1: 3.0938; 2018 Qtr 2: 3.1875; 2018 Qtr 3: 3.2812; 2018 Qtr 4: 3.375; 2019 Qtr 1: 3.4688; 2019 Qtr 2: 3.5625; 2019 Qtr 3: 3.6562; 2019 Qtr 4: 3.75 | 27.375 | (assumed 200 ton, per Itron WO017 10-12 cost study)
MCE Commercial | Add ecomizer with Econo-Lockout=NO, DB limit = 68, Max OSA = 100% | D03-059 | 3B | COMMERCIAL | 3 = Commercial HVAC | TRUE | 4.6667 | NonRes-sAll-mHVAC-RCA | Cap-Tons | ROB | 135.1548 | 81.0929 |  |  |  | 54.0619 | 578 | Small Commercial | kW | 0.00157 | -20.8 | Commercial | Small Commercial | Winter Only | 14 | 135.1548 | 3% | 578 | 0.00157 | -20.8 | Small Boilers (<100 MMBtu/hr Heat Input):Controlled Low NOx Burner | 4.6667 | 73% | NA |  |  |  | 90% | 90% | [6 empty] | 0% | 0% |  | 12.9375 | 14.4375 | 0 | 0 | 0 | 0 | 0 | 0 | 0 | 0 | 0 | 2018 Qtr 1: 3.0938; 2018 Qtr 2: 3.1875; 2018 Qtr 3: 3.2812; 2018 Qtr 4: 3.375; 2019 Qtr 1: 3.4688; 2019 Qtr 2: 3.5625; 2019 Qtr 3: 3.6562; 2019 Qtr 4: 3.75 | 27.375 | (assumed 200 ton, per Itron WO017 10-12 cost study)
MCE Commercial | Add ecomizer with Econo-Lockout=NO, DB limit = 68, Max OSA = 100% | D03-059 | 12 | COMMERCIAL | 3 = Commercial HVAC | TRUE | 4.6667 | NonRes-sAll-mHVAC-RCA | Cap-Tons | ROB | 135.1548 | 81.0929 |  |  |  | 54.0619 | 491 | Small Commercial | kW | 0.000174 | -14 | Commercial | Small Commercial | Winter Only | 14 | 135.1548 | 3% | 491 | 0.000174 | -14 | Small Boilers (<100 MMBtu/hr Heat Input):Controlled Low NOx Burner | 4.6667 | 73% | NA |  |  |  | 90% | 90% | [6 empty] | 0% | 0% |  | 12.9375 | 14.4375 | 0 | 0 | 0 | 0 | 0 | 0 | 0 | 0 | 0 | 2018 Qtr 1: 3.0938; 2018 Qtr 2: 3.1875; 2018 Qtr 3: 3.2812; 2018 Qtr 4: 3.375; 2019 Qtr 1: 3.4688; 2019 Qtr 2: 3.5625; 2019 Qtr 3: 3.6562; 2019 Qtr 4: 3.75 | 27.375 | (assumed 200 ton, per Itron WO017 10-12 cost study)
MCE Commercial | Add ecomizer with Econo-Lockout=NO, DB limit = 68, Max OSA = 100% | D03-059 | 2 | COMMERCIAL | 3 = Commercial HVAC | TRUE | 4.6667 | NonRes-sAll-mHVAC-RCA | Cap-Tons | ROB | 135.1548 | 81.0929 |  |  |  | 54.0619 | 1790 | Small Commercial | kW | 0.000254 | -43.5 | Commercial | Small Commercial | Winter Only | 14 | 135.1548 | 3% | 1790 | 0.000254 | -43.5 | Small Boilers (<100 MMBtu/hr Heat Input):Controlled Low NOx Burner | 4.6667 | 73% | NA |  |  |  | 90% | 90% | [6 empty] | 0% | 0% |  | 12.9375 | 14.4375 | 0 | 0 | 0 | 0 | 0 | 0 | 0 | 0 | 0 | 2018 Qtr 1: 3.0938; 2018 Qtr 2: 3.1875; 2018 Qtr 3: 3.2812; 2018 Qtr 4: 3.375; 2019 Qtr 1: 3.4688; 2019 Qtr 2: 3.5625; 2019 Qtr 3: 3.6562; 2019 Qtr 4: 3.75 | 27.375 | (assumed 200 ton, per Itron WO017 10-12 cost study)
MCE Commercial | Add ecomizer with Econo-Lockout=NO, DB limit = 68, Max OSA = 100% | D03-059 | 3A | COMMERCIAL | 3 = Commercial HVAC | TRUE | 4.6667 | NonRes-sAll-mHVAC-RCA | Cap-Tons | ROB | 135.1548 | 81.0929 |  |  |  | 54.0619 | 1900 | Small Commercial | kW | 0.000905 | -47.8 | Commercial | Small Commercial | Winter Only | 14 | 135.1548 | 3% | 1900 | 0.000905 | -47.8 | Small Boilers (<100 MMBtu/hr Heat Input):Controlled Low NOx Burner | 4.6667 | 73% | NA |  |  |  | 90% | 90% | [6 empty] | 0% | 0% |  | 12.9375 | 14.4375 | 0 | 0 | 0 | 0 | 0 | 0 | 0 | 0 | 0 | 2018 Qtr 1: 3.0938; 2018 Qtr 2: 3.1875; 2018 Qtr 3: 3.2812; 2018 Qtr 4: 3.375; 2019 Qtr 1: 3.4688; 2019 Qtr 2: 3.5625; 2019 Qtr 3: 3.6562; 2019 Qtr 4: 3.75 | 27.375 | (assumed 200 ton, per Itron WO017 10-12 cost study)
MCE Commercial | Add ecomizer with Econo-Lockout=NO, DB limit = 68, Max OSA = 100% | D03-059 | 3B | COMMERCIAL | 3 = Commercial HVAC | TRUE | 4.6667 | NonRes-sAll-mHVAC-RCA | Cap-Tons | ROB | 135.1548 | 81.0929 |  |  |  | 54.0619 | 1900 | Small Commercial | kW | 0.000905 | -47.8 | Commercial | Small Commercial | Winter Only | 14 | 135.1548 | 3% | 1900 | 0.000905 | -47.8 | Small Boilers (<100 MMBtu/hr Heat Input):Controlled Low NOx Burner | 4.6667 | 73% | NA |  |  |  | 90% | 90% | [6 empty] | 0% | 0% |  | 12.9375 | 14.4375 | 0 | 0 | 0 | 0 | 0 | 0 | 0 | 0 | 0 | 2018 Qtr 1: 3.0938; 2018 Qtr 2: 3.1875; 2018 Qtr 3: 3.2812; 2018 Qtr 4: 3.375; 2019 Qtr 1: 3.4688; 2019 Qtr 2: 3.5625; 2019 Qtr 3: 3.6562; 2019 Qtr 4: 3.75 | 27.375 | (assumed 200 ton, per Itron WO017 10-12 cost study)
MCE Commercial | Add ecomizer with Econo-Lockout=NO, DB limit = 68, Max OSA = 100% | D03-059 | 12 | COMMERCIAL | 3 = Commercial HVAC | TRUE | 4.6667 | NonRes-sAll-mHVAC-RCA | Cap-Tons | ROB | 135.1548 | 81.0929 |  |  |  | 54.0619 | 1640 | Small Commercial | kW | 0.000985 | -37.9 | Commercial | Small Commercial | Winter Only | 14 | 135.1548 | 3% | 1640 | 0.000985 | -37.9 | Small Boilers (<100 MMBtu/hr Heat Input):Controlled Low NOx Burner | 4.6667 | 73% | NA |  |  |  | 90% | 90% | [6 empty] | 0% | 0% |  | 12.9375 | 14.4375 | 0 | 0 | 0 | 0 | 0 | 0 | 0 | 0 | 0 | 2018 Qtr 1: 3.0938; 2018 Qtr 2: 3.1875; 2018 Qtr 3: 3.2812; 2018 Qtr 4: 3.375; 2019 Qtr 1: 3.4688; 2019 Qtr 2: 3.5625; 2019 Qtr 3: 3.6562; 2019 Qtr 4: 3.75 | 27.375 | (assumed 200 ton, per Itron WO017 10-12 cost study)
MCE Commercial | Add ecomizer with Econo-Lockout=NO, DB limit = 68, Max OSA = 100% | D03-059 | 2 | COMMERCIAL | 3 = Commercial HVAC | TRUE | 4.6667 | NonRes-sAll-mHVAC-RCA | Cap-Tons | ROB | 135.1548 | 81.0929 |  |  |  | 54.0619 | 5920 | Small Commercial | kW | 0.0127 | -59.9 | Commercial | Small Commercial | Winter Only | 14 | 135.1548 | 3% | 5920 | 0.0127 | -59.9 | Small Boilers (<100 MMBtu/hr Heat Input):Controlled Low NOx Burner | 4.6667 | 73% | NA |  |  |  | 90% | 90% | [6 empty] | 0% | 0% |  | 12.9375 | 14.4375 | 0 | 0 | 0 | 0 | 0 | 0 | 0 | 0 | 0 | 2018 Qtr 1: 3.0938; 2018 Qtr 2: 3.1875; 2018 Qtr 3: 3.2812; 2018 Qtr 4: 3.375; 2019 Qtr 1: 3.4688; 2019 Qtr 2: 3.5625; 2019 Qtr 3: 3.6562; 2019 Qtr 4: 3.75 | 27.375 | (assumed 200 ton, per Itron WO017 10-12 cost study)
MCE Commercial | Add ecomizer with Econo-Lockout=NO, DB limit = 68, Max OSA = 100% | D03-059 | 3A | COMMERCIAL | 3 = Commercial HVAC | TRUE | 4.6667 | NonRes-sAll-mHVAC-RCA | Cap-Tons | ROB | 135.1548 | 81.0929 |  |  |  | 54.0619 | 5720 | Small Commercial | kW | 0.136 | -64.8 | Commercial | Small Commercial | Winter Only | 14 | 135.1548 | 3% | 5720 | 0.136 | -64.8 | Small Boilers (<100 MMBtu/hr Heat Input):Controlled Low NOx Burner | 4.6667 | 73% | NA |  |  |  | 90% | 90% | [6 empty] | 0% | 0% |  | 12.9375 | 14.4375 | 0 | 0 | 0 | 0 | 0 | 0 | 0 | 0 | 0 | 2018 Qtr 1: 3.0938; 2018 Qtr 2: 3.1875; 2018 Qtr 3: 3.2812; 2018 Qtr 4: 3.375; 2019 Qtr 1: 3.4688; 2019 Qtr 2: 3.5625; 2019 Qtr 3: 3.6562; 2019 Qtr 4: 3.75 | 27.375 | (assumed 200 ton, per Itron WO017 10-12 cost study)
MCE Commercial | Add ecomizer with Econo-Lockout=NO, DB limit = 68, Max OSA = 100% | D03-059 | 3B | COMMERCIAL | 3 = Commercial HVAC | TRUE | 4.6667 | NonRes-sAll-mHVAC-RCA | Cap-Tons | ROB | 135.1548 | 81.0929 |  |  |  | 54.0619 | 5720 | Small Commercial | kW | 0.136 | -64.8 | Commercial | Small Commercial | Winter Only | 14 | 135.1548 | 3% | 5720 | 0.136 | -64.8 | Small Boilers (<100 MMBtu/hr Heat Input):Controlled Low NOx Burner | 4.6667 | 73% | NA |  |  |  | 90% | 90% | [6 empty] | 0% | 0% |  | 12.9375 | 14.4375 | 0 | 0 | 0 | 0 | 0 | 0 | 0 | 0 | 0 | 2018 Qtr 1: 3.0938; 2018 Qtr 2: 3.1875; 2018 Qtr 3: 3.2812; 2018 Qtr 4: 3.375; 2019 Qtr 1: 3.4688; 2019 Qtr 2: 3.5625; 2019 Qtr 3: 3.6562; 2019 Qtr 4: 3.75 | 27.375 | (assumed 200 ton, per Itron WO017 10-12 cost study)
MCE Commercial | Add ecomizer with Econo-Lockout=NO, DB limit = 68, Max OSA = 100% | D03-059 | 12 | COMMERCIAL | 3 = Commercial HVAC | TRUE | 4.6667 | NonRes-sAll-mHVAC-RCA | Cap-Tons | ROB | 135.1548 | 81.0929 |  |  |  | 54.0619 | 5440 | Small Commercial | kW | 0.0503 | -51.3 | Commercial | Small Commercial | Winter Only | 14 | 135.1548 | 3% | 5440 | 0.0503 | -51.3 | Small Boilers (<100 MMBtu/hr Heat Input):Controlled Low NOx Burner | 4.6667 | 73% | NA |  |  |  | 90% | 90% | [6 empty] | 0% | 0% |  | 12.9375 | 14.4375 | 0 | 0 | 0 | 0 | 0 | 0 | 0 | 0 | 0 | 2018 Qtr 1: 3.0938; 2018 Qtr 2: 3.1875; 2018 Qtr 3: 3.2812; 2018 Qtr 4: 3.375; 2019 Qtr 1: 3.4688; 2019 Qtr 2: 3.5625; 2019 Qtr 3: 3.6562; 2019 Qtr 4: 3.75 | 27.375 | (assumed 200 ton, per Itron WO017 10-12 cost study)
MCE Commercial | Add ecomizer with Econo-Lockout=NO, DB limit = 68, Max OSA = 100% | D03-059 | 2 | COMMERCIAL | 3 = Commercial HVAC | TRUE | 4.6667 | NonRes-sAll-mHVAC-RCA | Cap-Tons | ROB | 135.1548 | 81.0929 |  |  |  | 54.0619 | 1390 | Small Commercial | kW | 0.000418 | -33.9 | Commercial | Small Commercial | Winter Only | 14 | 135.1548 | 3% | 1390 | 0.000418 | -33.9 | Small Boilers (<100 MMBtu/hr Heat Input):Controlled Low NOx Burner | 4.6667 | 73% | NA |  |  |  | 90% | 90% | [6 empty] | 0% | 0% |  | 12.9375 | 14.4375 | 0 | 0 | 0 | 0 | 0 | 0 | 0 | 0 | 0 | 2018 Qtr 1: 3.0938; 2018 Qtr 2: 3.1875; 2018 Qtr 3: 3.2812; 2018 Qtr 4: 3.375; 2019 Qtr 1: 3.4688; 2019 Qtr 2: 3.5625; 2019 Qtr 3: 3.6562; 2019 Qtr 4: 3.75 | 27.375 | (assumed 200 ton, per Itron WO017 10-12 cost study)
MCE Commercial | Add ecomizer with Econo-Lockout=NO, DB limit = 68, Max OSA = 100% | D03-059 | 3A | COMMERCIAL | 3 = Commercial HVAC | TRUE | 4.6667 | NonRes-sAll-mHVAC-RCA | Cap-Tons | ROB | 135.1548 | 81.0929 |  |  |  | 54.0619 | 1550 | Small Commercial | kW | 0.00043 | -43.6 | Commercial | Small Commercial | Winter Only | 14 | 135.1548 | 3% | 1550 | 0.00043 | -43.6 | Small Boilers (<100 MMBtu/hr Heat Input):Controlled Low NOx Burner | 4.6667 | 73% | NA |  |  |  | 90% | 90% | [6 empty] | 0% | 0% |  | 12.9375 | 14.4375 | 0 | 0 | 0 | 0 | 0 | 0 | 0 | 0 | 0 | 2018 Qtr 1: 3.0938; 2018 Qtr 2: 3.1875; 2018 Qtr 3: 3.2812; 2018 Qtr 4: 3.375; 2019 Qtr 1: 3.4688; 2019 Qtr 2: 3.5625; 2019 Qtr 3: 3.6562; 2019 Qtr 4: 3.75 | 27.375 | (assumed 200 ton, per Itron WO017 10-12 cost study)
MCE Commercial | Add ecomizer with Econo-Lockout=NO, DB limit = 68, Max OSA = 100% | D03-059 | 3B | COMMERCIAL | 3 = Commercial HVAC | TRUE | 4.6667 | NonRes-sAll-mHVAC-RCA | Cap-Tons | ROB | 135.1548 | 81.0929 |  |  |  | 54.0619 | 1550 | Small Commercial | kW | 0.00043 | -43.6 | Commercial | Small Commercial | Winter Only | 14 | 135.1548 | 3% | 1550 | 0.00043 | -43.6 | Small Boilers (<100 MMBtu/hr Heat Input):Controlled Low NOx Burner | 4.6667 | 73% | NA |  |  |  | 90% | 90% | [6 empty] | 0% | 0% |  | 12.9375 | 14.4375 | 0 | 0 | 0 | 0 | 0 | 0 | 0 | 0 | 0 | 2018 Qtr 1: 3.0938; 2018 Qtr 2: 3.1875; 2018 Qtr 3: 3.2812; 2018 Qtr 4: 3.375; 2019 Qtr 1: 3.4688; 2019 Qtr 2: 3.5625; 2019 Qtr 3: 3.6562; 2019 Qtr 4: 3.75 | 27.375 | (assumed 200 ton, per Itron WO017 10-12 cost study)
MCE Commercial | Add ecomizer with Econo-Lockout=NO, DB limit = 68, Max OSA = 100% | D03-059 | 12 | COMMERCIAL | 3 = Commercial HVAC | TRUE | 4.6667 | NonRes-sAll-mHVAC-RCA | Cap-Tons | ROB | 135.1548 | 81.0929 |  |  |  | 54.0619 | 1260 | Small Commercial | kW | 0.000402 | -31.3 | Commercial | Small Commercial | Winter Only | 14 | 135.1548 | 3% | 1260 | 0.000402 | -31.3 | Small Boilers (<100 MMBtu/hr Heat Input):Controlled Low NOx Burner | 4.6667 | 73% | NA |  |  |  | 90% | 90% | [6 empty] | 0% | 0% |  | 12.9375 | 14.4375 | 0 | 0 | 0 | 0 | 0 | 0 | 0 | 0 | 0 | 2018 Qtr 1: 3.0938; 2018 Qtr 2: 3.1875; 2018 Qtr 3: 3.2812; 2018 Qtr 4: 3.375; 2019 Qtr 1: 3.4688; 2019 Qtr 2: 3.5625; 2019 Qtr 3: 3.6562; 2019 Qtr 4: 3.75 | 27.375 | (assumed 200 ton, per Itron WO017 10-12 cost study)
MCE Commercial | Add ecomizer with Econo-Lockout=NO, DB limit = 68, Max OSA = 100% | D03-059 | 2 | COMMERCIAL | 3 = Commercial HVAC | TRUE | 4.6667 | NonRes-sAll-mHVAC-RCA | Cap-Tons | ROB | 135.1548 | 81.0929 |  |  |  | 54.0619 | 722 | Small Commercial | kW | 0 | -21.7 | Commercial | Small Commercial | Winter Only | 14 | 135.1548 | 3% | 722 | 0 | -21.7 | Small Boilers (<100 MMBtu/hr Heat Input):Controlled Low NOx Burner | 4.6667 | 73% | NA |  |  |  | 90% | 90% | [6 empty] | 0% | 0% |  | 9.0562 | 10.1062 | 0 | 0 | 0 | 0 | 0 | 0 | 0 | 0 | 0 | 2018 Qtr 1: 2.1656; 2018 Qtr 2: 2.2312; 2018 Qtr 3: 2.2969; 2018 Qtr 4: 2.3625; 2019 Qtr 1: 2.4281; 2019 Qtr 2: 2.4937; 2019 Qtr 3: 2.5594; 2019 Qtr 4: 2.625 | 19.1625 | (assumed 200 ton, per Itron WO017 10-12 cost study)
MCE Commercial | Add ecomizer with Econo-Lockout=NO, DB limit = 68, Max OSA = 100% | D03-059 | 3A | COMMERCIAL | 3 = Commercial HVAC | TRUE | 4.6667 | NonRes-sAll-mHVAC-RCA | Cap-Tons | ROB | 135.1548 | 81.0929 |  |  |  | 54.0619 | 803 | Small Commercial | kW | 0.00118 | -26.4 | Commercial | Small Commercial | Winter Only | 14 | 135.1548 | 3% | 803 | 0.00118 | -26.4 | Small Boilers (<100 MMBtu/hr Heat Input):Controlled Low NOx Burner | 4.6667 | 73% | NA |  |  |  | 90% | 90% | [6 empty] | 0% | 0% |  | 9.0562 | 10.1062 | 0 | 0 | 0 | 0 | 0 | 0 | 0 | 0 | 0 | 2018 Qtr 1: 2.1656; 2018 Qtr 2: 2.2312; 2018 Qtr 3: 2.2969; 2018 Qtr 4: 2.3625; 2019 Qtr 1: 2.4281; 2019 Qtr 2: 2.4937; 2019 Qtr 3: 2.5594; 2019 Qtr 4: 2.625 | 19.1625 | (assumed 200 ton, per Itron WO017 10-12 cost study)
MCE Commercial | Add ecomizer with Econo-Lockout=NO, DB limit = 68, Max OSA = 100% | D03-059 | 3B | COMMERCIAL | 3 = Commercial HVAC | TRUE | 4.6667 | NonRes-sAll-mHVAC-RCA | Cap-Tons | ROB | 135.1548 | 81.0929 |  |  |  | 54.0619 | 803 | Small Commercial | kW | 0.00118 | -26.4 | Commercial | Small Commercial | Winter Only | 14 | 135.1548 | 3% | 803 | 0.00118 | -26.4 | Small Boilers (<100 MMBtu/hr Heat Input):Controlled Low NOx Burner | 4.6667 | 73% | NA |  |  |  | 90% | 90% | [6 empty] | 0% | 0% |  | 9.0562 | 10.1062 | 0 | 0 | 0 | 0 | 0 | 0 | 0 | 0 | 0 | 2018 Qtr 1: 2.1656; 2018 Qtr 2: 2.2312; 2018 Qtr 3: 2.2969; 2018 Qtr 4: 2.3625; 2019 Qtr 1: 2.4281; 2019 Qtr 2: 2.4937; 2019 Qtr 3: 2.5594; 2019 Qtr 4: 2.625 | 19.1625 | (assumed 200 ton, per Itron WO017 10-12 cost study)
MCE Commercial | Add ecomizer with Econo-Lockout=NO, DB limit = 68, Max OSA = 100% | D03-059 | 12 | COMMERCIAL | 3 = Commercial HVAC | TRUE | 4.6667 | NonRes-sAll-mHVAC-RCA | Cap-Tons | ROB | 135.1548 | 81.0929 |  |  |  | 54.0619 | 655 | Small Commercial | kW | -0.000109 | -19.7 | Commercial | Small Commercial | Winter Only | 14 | 135.1548 | 3% | 655 | -0.000109 | -19.7 | Small Boilers (<100 MMBtu/hr Heat Input):Controlled Low NOx Burner | 4.6667 | 73% | NA |  |  |  | 90% | 90% | [6 empty] | 0% | 0% |  | 9.0562 | 10.1062 | 0 | 0 | 0 | 0 | 0 | 0 | 0 | 0 | 0 | 2018 Qtr 1: 2.1656; 2018 Qtr 2: 2.2312; 2018 Qtr 3: 2.2969; 2018 Qtr 4: 2.3625; 2019 Qtr 1: 2.4281; 2019 Qtr 2: 2.4937; 2019 Qtr 3: 2.5594; 2019 Qtr 4: 2.625 | 19.1625 | (assumed 200 ton, per Itron WO017 10-12 cost study)
MCE Commercial | Add ecomizer with Econo-Lockout=NO, DB limit = 68, Max OSA = 100% | D03-059 | 2 | COMMERCIAL | 3 = Commercial HVAC | TRUE | 4.6667 | NonRes-sAll-mHVAC-RCA | Cap-Tons | ROB | 135.1548 | 81.0929 |  |  |  | 54.0619 | 651 | Small Commercial | kW | 0 | -18.9 | Commercial | Small Commercial | Winter Only | 14 | 135.1548 | 3% | 651 | 0 | -18.9 | Small Boilers (<100 MMBtu/hr Heat Input):Controlled Low NOx Burner | 4.6667 | 73% | NA |  |  |  | 90% | 90% | [6 empty] | 0% | 0% |  | 9.0562 | 10.1062 | 0 | 0 | 0 | 0 | 0 | 0 | 0 | 0 | 0 | 2018 Qtr 1: 2.1656; 2018 Qtr 2: 2.2312; 2018 Qtr 3: 2.2969; 2018 Qtr 4: 2.3625; 2019 Qtr 1: 2.4281; 2019 Qtr 2: 2.4937; 2019 Qtr 3: 2.5594; 2019 Qtr 4: 2.625 | 19.1625 | (assumed 200 ton, per Itron WO017 10-12 cost study)
MCE Commercial | Add ecomizer with Econo-Lockout=NO, DB limit = 68, Max OSA = 100% | D03-059 | 3A | COMMERCIAL | 3 = Commercial HVAC | TRUE | 4.6667 | NonRes-sAll-mHVAC-RCA | Cap-Tons | ROB | 135.1548 | 81.0929 |  |  |  | 54.0619 | 697 | Small Commercial | kW | 0.00092 | -23.2 | Commercial | Small Commercial | Winter Only | 14 | 135.1548 | 3% | 697 | 0.00092 | -23.2 | Small Boilers (<100 MMBtu/hr Heat Input):Controlled Low NOx Burner | 4.6667 | 73% | NA |  |  |  | 90% | 90% | [6 empty] | 0% | 0% |  | 9.0562 | 10.1062 | 0 | 0 | 0 | 0 | 0 | 0 | 0 | 0 | 0 | 2018 Qtr 1: 2.1656; 2018 Qtr 2: 2.2312; 2018 Qtr 3: 2.2969; 2018 Qtr 4: 2.3625; 2019 Qtr 1: 2.4281; 2019 Qtr 2: 2.4937; 2019 Qtr 3: 2.5594; 2019 Qtr 4: 2.625 | 19.1625 | (assumed 200 ton, per Itron WO017 10-12 cost study)
MCE Commercial | Add ecomizer with Econo-Lockout=NO, DB limit = 68, Max OSA = 100% | D03-059 | 3B | COMMERCIAL | 3 = Commercial HVAC | TRUE | 4.6667 | NonRes-sAll-mHVAC-RCA | Cap-Tons | ROB | 135.1548 | 81.0929 |  |  |  | 54.0619 | 697 | Small Commercial | kW | 0.00092 | -23.2 | Commercial | Small Commercial | Winter Only | 14 | 135.1548 | 3% | 697 | 0.00092 | -23.2 | Small Boilers (<100 MMBtu/hr Heat Input):Controlled Low NOx Burner | 4.6667 | 73% | NA |  |  |  | 90% | 90% | [6 empty] | 0% | 0% |  | 9.0562 | 10.1062 | 0 | 0 | 0 | 0 | 0 | 0 | 0 | 0 | 0 | 2018 Qtr 1: 2.1656; 2018 Qtr 2: 2.2312; 2018 Qtr 3: 2.2969; 2018 Qtr 4: 2.3625; 2019 Qtr 1: 2.4281; 2019 Qtr 2: 2.4937; 2019 Qtr 3: 2.5594; 2019 Qtr 4: 2.625 | 19.1625 | (assumed 200 ton, per Itron WO017 10-12 cost study)
MCE Commercial | Add ecomizer with Econo-Lockout=NO, DB limit = 68, Max OSA = 100% | D03-059 | 12 | COMMERCIAL | 3 = Commercial HVAC | TRUE | 4.6667 | NonRes-sAll-mHVAC-RCA | Cap-Tons | ROB | 135.1548 | 81.0929 |  |  |  | 54.0619 | 604 | Small Commercial | kW | -0.000567 | -16.7 | Commercial | Small Commercial | Winter Only | 14 | 135.1548 | 3% | 604 | -0.000567 | -16.7 | Small Boilers (<100 MMBtu/hr Heat Input):Controlled Low NOx Burner | 4.6667 | 73% | NA |  |  |  | 90% | 90% | [6 empty] | 0% | 0% |  | 9.0562 | 10.1062 | 0 | 0 | 0 | 0 | 0 | 0 | 0 | 0 | 0 | 2018 Qtr 1: 2.1656; 2018 Qtr 2: 2.2312; 2018 Qtr 3: 2.2969; 2018 Qtr 4: 2.3625; 2019 Qtr 1: 2.4281; 2019 Qtr 2: 2.4937; 2019 Qtr 3: 2.5594; 2019 Qtr 4: 2.625 | 19.1625 | (assumed 200 ton, per Itron WO017 10-12 cost study)
MCE Commercial | ecomizer with Econo-Lockout=NO, DB limit = 68, Max OSA = 100% | D03-060 | 2 | COMMERCIAL | 3 = Commercial HVAC | TRUE | 4.6667 | NonRes-sAll-mHVAC-RCA | Cap-Tons | ROB | 135.1548 | 81.0929 |  |  |  | 54.0619 | 310 | Small Commercial | kW | 0.000917 | -6.54 | Commercial | Small Commercial | Winter Only | 14 | 135.1548 | 3% | 310 | 0.000917 | -6.54 | Small Boilers (<100 MMBtu/hr Heat Input):Controlled Low NOx Burner | 4.6667 | 73% | NA |  |  |  | 90% | 90% | [6 empty] | 0% | 0% |  | 6.3394 | 7.0744 | 0 | 0 | 0 | 0 | 0 | 0 | 0 | 0 | 0 | 2018 Qtr 1: 1.5159; 2018 Qtr 2: 1.5619; 2018 Qtr 3: 1.6078; 2018 Qtr 4: 1.6537; 2019 Qtr 1: 1.6997; 2019 Qtr 2: 1.7456; 2019 Qtr 3: 1.7916; 2019 Qtr 4: 1.8375 | 13.4137 | (assumed 200 ton, per Itron WO017 10-12 cost study)
MCE Commercial | ecomizer with Econo-Lockout=NO, DB limit = 68, Max OSA = 100% | D03-060 | 3A | COMMERCIAL | 3 = Commercial HVAC | TRUE | 4.6667 | NonRes-sAll-mHVAC-RCA | Cap-Tons | ROB | 135.1548 | 81.0929 |  |  |  | 54.0619 | 422 | Small Commercial | kW | 0.0011 | -12 | Commercial | Small Commercial | Winter Only | 14 | 135.1548 | 3% | 422 | 0.0011 | -12 | Small Boilers (<100 MMBtu/hr Heat Input):Controlled Low NOx Burner | 4.6667 | 73% | NA |  |  |  | 90% | 90% | [6 empty] | 0% | 0% |  | 6.3394 | 7.0744 | 0 | 0 | 0 | 0 | 0 | 0 | 0 | 0 | 0 | 2018 Qtr 1: 1.5159; 2018 Qtr 2: 1.5619; 2018 Qtr 3: 1.6078; 2018 Qtr 4: 1.6537; 2019 Qtr 1: 1.6997; 2019 Qtr 2: 1.7456; 2019 Qtr 3: 1.7916; 2019 Qtr 4: 1.8375 | 13.4137 | (assumed 200 ton, per Itron WO017 10-12 cost study)
MCE Commercial | ecomizer with Econo-Lockout=NO, DB limit = 68, Max OSA = 100% | D03-060 | 3B | COMMERCIAL | 3 = Commercial HVAC | TRUE | 4.6667 | NonRes-sAll-mHVAC-RCA | Cap-Tons | ROB | 135.1548 | 81.0929 |  |  |  | 54.0619 | 422 | Small Commercial | kW | 0.0011 | -12 | Commercial | Small Commercial | Winter Only | 14 | 135.1548 | 3% | 422 | 0.0011 | -12 | Small Boilers (<100 MMBtu/hr Heat Input):Controlled Low NOx Burner | 4.6667 | 73% | NA |  |  |  | 90% | 90% | [6 empty] | 0% | 0% |  | 6.3394 | 7.0744 | 0 | 0 | 0 | 0 | 0 | 0 | 0 | 0 | 0 | 2018 Qtr 1: 1.5159; 2018 Qtr 2: 1.5619; 2018 Qtr 3: 1.6078; 2018 Qtr 4: 1.6537; 2019 Qtr 1: 1.6997; 2019 Qtr 2: 1.7456; 2019 Qtr 3: 1.7916; 2019 Qtr 4: 1.8375 | 13.4137 | (assumed 200 ton, per Itron WO017 10-12 cost study)
MCE Commercial | ecomizer with Econo-Lockout=NO, DB limit = 68, Max OSA = 100% | D03-060 | 12 | COMMERCIAL | 3 = Commercial HVAC | TRUE | 4.6667 | NonRes-sAll-mHVAC-RCA | Cap-Tons | ROB | 135.1548 | 81.0929 |  |  |  | 54.0619 | 277 | Small Commercial | kW | 0.00016 | -5.76 | Commercial | Small Commercial | Winter Only | 14 | 135.1548 | 3% | 277 | 0.00016 | -5.76 | Small Boilers (<100 MMBtu/hr Heat Input):Controlled Low NOx Burner | 4.6667 | 73% | NA |  |  |  | 90% | 90% | [6 empty] | 0% | 0% |  | 6.3394 | 7.0744 | 0 | 0 | 0 | 0 | 0 | 0 | 0 | 0 | 0 | 2018 Qtr 1: 1.5159; 2018 Qtr 2: 1.5619; 2018 Qtr 3: 1.6078; 2018 Qtr 4: 1.6537; 2019 Qtr 1: 1.6997; 2019 Qtr 2: 1.7456; 2019 Qtr 3: 1.7916; 2019 Qtr 4: 1.8375 | 13.4137 | (assumed 200 ton, per Itron WO017 10-12 cost study)
MCE Commercial | ecomizer with Econo-Lockout=NO, DB limit = 68, Max OSA = 100% | D03-060 | 2 | COMMERCIAL | 3 = Commercial HVAC | TRUE | 4.6667 | NonRes-sAll-mHVAC-RCA | Cap-Tons | ROB | 135.1548 | 81.0929 |  |  |  | 54.0619 | 971 | Small Commercial | kW | -1.24e-05 | -15.3 | Commercial | Small Commercial | Winter Only | 14 | 135.1548 | 3% | 971 | -1.24e-05 | -15.3 | Small Boilers (<100 MMBtu/hr Heat Input):Controlled Low NOx Burner | 4.6667 | 73% | NA |  |  |  | 90% | 90% | [6 empty] | 0% | 0% |  | 12.9375 | 14.4375 | 0 | 0 | 0 | 0 | 0 | 0 | 0 | 0 | 0 | 2018 Qtr 1: 3.0938; 2018 Qtr 2: 3.1875; 2018 Qtr 3: 3.2812; 2018 Qtr 4: 3.375; 2019 Qtr 1: 3.4688; 2019 Qtr 2: 3.5625; 2019 Qtr 3: 3.6562; 2019 Qtr 4: 3.75 | 27.375 | (assumed 200 ton, per Itron WO017 10-12 cost study)
MCE Commercial | ecomizer with Econo-Lockout=NO, DB limit = 68, Max OSA = 100% | D03-060 | 3A | COMMERCIAL | 3 = Commercial HVAC | TRUE | 4.6667 | NonRes-sAll-mHVAC-RCA | Cap-Tons | ROB | 135.1548 | 81.0929 |  |  |  | 54.0619 | 1350 | Small Commercial | kW | 0.00247 | -27.9 | Commercial | Small Commercial | Winter Only | 14 | 135.1548 | 3% | 1350 | 0.00247 | -27.9 | Small Boilers (<100 MMBtu/hr Heat Input):Controlled Low NOx Burner | 4.6667 | 73% | NA |  |  |  | 90% | 90% | [6 empty] | 0% | 0% |  | 12.9375 | 14.4375 | 0 | 0 | 0 | 0 | 0 | 0 | 0 | 0 | 0 | 2018 Qtr 1: 3.0938; 2018 Qtr 2: 3.1875; 2018 Qtr 3: 3.2812; 2018 Qtr 4: 3.375; 2019 Qtr 1: 3.4688; 2019 Qtr 2: 3.5625; 2019 Qtr 3: 3.6562; 2019 Qtr 4: 3.75 | 27.375 | (assumed 200 ton, per Itron WO017 10-12 cost study)
MCE Commercial | ecomizer with Econo-Lockout=NO, DB limit = 68, Max OSA = 100% | D03-060 | 3B | COMMERCIAL | 3 = Commercial HVAC | TRUE | 4.6667 | NonRes-sAll-mHVAC-RCA | Cap-Tons | ROB | 135.1548 | 81.0929 |  |  |  | 54.0619 | 1350 | Small Commercial | kW | 0.00247 | -27.9 | Commercial | Small Commercial | Winter Only | 14 | 135.1548 | 3% | 1350 | 0.00247 | -27.9 | Small Boilers (<100 MMBtu/hr Heat Input):Controlled Low NOx Burner | 4.6667 | 73% | NA |  |  |  | 90% | 90% | [6 empty] | 0% | 0% |  | 12.9375 | 14.4375 | 0 | 0 | 0 | 0 | 0 | 0 | 0 | 0 | 0 | 2018 Qtr 1: 3.0938; 2018 Qtr 2: 3.1875; 2018 Qtr 3: 3.2812; 2018 Qtr 4: 3.375; 2019 Qtr 1: 3.4688; 2019 Qtr 2: 3.5625; 2019 Qtr 3: 3.6562; 2019 Qtr 4: 3.75 | 27.375 | (assumed 200 ton, per Itron WO017 10-12 cost study)
MCE Commercial | ecomizer with Econo-Lockout=NO, DB limit = 68, Max OSA = 100% | D03-060 | 12 | COMMERCIAL | 3 = Commercial HVAC | TRUE | 4.6667 | NonRes-sAll-mHVAC-RCA | Cap-Tons | ROB | 135.1548 | 81.0929 |  |  |  | 54.0619 | 858 | Small Commercial | kW | 0.000519 | -15.7 | Commercial | Small Commercial | Winter Only | 14 | 135.1548 | 3% | 858 | 0.000519 | -15.7 | Small Boilers (<100 MMBtu/hr Heat Input):Controlled Low NOx Burner | 4.6667 | 73% | NA |  |  |  | 90% | 90% | [6 empty] | 0% | 0% |  | 12.9375 | 14.4375 | 0 | 0 | 0 | 0 | 0 | 0 | 0 | 0 | 0 | 2018 Qtr 1: 3.0938; 2018 Qtr 2: 3.1875; 2018 Qtr 3: 3.2812; 2018 Qtr 4: 3.375; 2019 Qtr 1: 3.4688; 2019 Qtr 2: 3.5625; 2019 Qtr 3: 3.6562; 2019 Qtr 4: 3.75 | 27.375 | (assumed 200 ton, per Itron WO017 10-12 cost study)
MCE Commercial | ecomizer with Econo-Lockout=NO, DB limit = 68, Max OSA = 100% | D03-060 | 2 | COMMERCIAL | 3 = Commercial HVAC | TRUE | 4.6667 | NonRes-sAll-mHVAC-RCA | Cap-Tons | ROB | 135.1548 | 81.0929 |  |  |  | 54.0619 | 2370 | Small Commercial | kW | 0.0223 | -40.5 | Commercial | Small Commercial | Winter Only | 14 | 135.1548 | 3% | 2370 | 0.0223 | -40.5 | Small Boilers (<100 MMBtu/hr Heat Input):Controlled Low NOx Burner | 4.6667 | 73% | NA |  |  |  | 90% | 90% | [6 empty] | 0% | 0% |  | 12.9375 | 14.4375 | 0 | 0 | 0 | 0 | 0 | 0 | 0 | 0 | 0 | 2018 Qtr 1: 3.0938; 2018 Qtr 2: 3.1875; 2018 Qtr 3: 3.2812; 2018 Qtr 4: 3.375; 2019 Qtr 1: 3.4688; 2019 Qtr 2: 3.5625; 2019 Qtr 3: 3.6562; 2019 Qtr 4: 3.75 | 27.375 | (assumed 200 ton, per Itron WO017 10-12 cost study)
MCE Commercial | ecomizer with Econo-Lockout=NO, DB limit = 68, Max OSA = 100% | D03-060 | 3A | COMMERCIAL | 3 = Commercial HVAC | TRUE | 4.6667 | NonRes-sAll-mHVAC-RCA | Cap-Tons | ROB | 135.1548 | 81.0929 |  |  |  | 54.0619 | 3340 | Small Commercial | kW | 0.18 | -54.5 | Commercial | Small Commercial | Winter Only | 14 | 135.1548 | 3% | 3340 | 0.18 | -54.5 | Small Boilers (<100 MMBtu/hr Heat Input):Controlled Low NOx Burner | 4.6667 | 73% | NA |  |  |  | 90% | 90% | [6 empty] | 0% | 0% |  | 12.9375 | 14.4375 | 0 | 0 | 0 | 0 | 0 | 0 | 0 | 0 | 0 | 2018 Qtr 1: 3.0938; 2018 Qtr 2: 3.1875; 2018 Qtr 3: 3.2812; 2018 Qtr 4: 3.375; 2019 Qtr 1: 3.4688; 2019 Qtr 2: 3.5625; 2019 Qtr 3: 3.6562; 2019 Qtr 4: 3.75 | 27.375 | (assumed 200 ton, per Itron WO017 10-12 cost study)
MCE Commercial | ecomizer with Econo-Lockout=NO, DB limit = 68, Max OSA = 100% | D03-060 | 3B | COMMERCIAL | 3 = Commercial HVAC | TRUE | 4.6667 | NonRes-sAll-mHVAC-RCA | Cap-Tons | ROB | 135.1548 | 81.0929 |  |  |  | 54.0619 | 3340 | Small Commercial | kW | 0.18 | -54.5 | Commercial | Small Commercial | Winter Only | 14 | 135.1548 | 3% | 3340 | 0.18 | -54.5 | Small Boilers (<100 MMBtu/hr Heat Input):Controlled Low NOx Burner | 4.6667 | 73% | NA |  |  |  | 90% | 90% | [6 empty] | 0% | 0% |  | 12.9375 | 14.4375 | 0 | 0 | 0 | 0 | 0 | 0 | 0 | 0 | 0 | 2018 Qtr 1: 3.0938; 2018 Qtr 2: 3.1875; 2018 Qtr 3: 3.2812; 2018 Qtr 4: 3.375; 2019 Qtr 1: 3.4688; 2019 Qtr 2: 3.5625; 2019 Qtr 3: 3.6562; 2019 Qtr 4: 3.75 | 27.375 | (assumed 200 ton, per Itron WO017 10-12 cost study)
MCE Commercial | ecomizer with Econo-Lockout=NO, DB limit = 68, Max OSA = 100% | D03-060 | 12 | COMMERCIAL | 3 = Commercial HVAC | TRUE | 4.6667 | NonRes-sAll-mHVAC-RCA | Cap-Tons | ROB | 135.1548 | 81.0929 |  |  |  | 54.0619 | 2190 | Small Commercial | kW | 0.0635 | -31.9 | Commercial | Small Commercial | Winter Only | 14 | 135.1548 | 3% | 2190 | 0.0635 | -31.9 | Small Boilers (<100 MMBtu/hr Heat Input):Controlled Low NOx Burner | 4.6667 | 73% | NA |  |  |  | 90% | 90% | [6 empty] | 0% | 0% |  | 12.9375 | 14.4375 | 0 | 0 | 0 | 0 | 0 | 0 | 0 | 0 | 0 | 2018 Qtr 1: 3.0938; 2018 Qtr 2: 3.1875; 2018 Qtr 3: 3.2812; 2018 Qtr 4: 3.375; 2019 Qtr 1: 3.4688; 2019 Qtr 2: 3.5625; 2019 Qtr 3: 3.6562; 2019 Qtr 4: 3.75 | 27.375 | (assumed 200 ton, per Itron WO017 10-12 cost study)
MCE Commercial | ecomizer with Econo-Lockout=NO, DB limit = 68, Max OSA = 100% | D03-060 | 2 | COMMERCIAL | 3 = Commercial HVAC | TRUE | 4.6667 | NonRes-sAll-mHVAC-RCA | Cap-Tons | ROB | 135.1548 | 81.0929 |  |  |  | 54.0619 | 395 | Small Commercial | kW | 0.000394 | -7.6 | Commercial | Small Commercial | Winter Only | 14 | 135.1548 | 3% | 395 | 0.000394 | -7.6 | Small Boilers (<100 MMBtu/hr Heat Input):Controlled Low NOx Burner | 4.6667 | 73% | NA |  |  |  | 90% | 90% | [6 empty] | 0% | 0% |  | 12.9375 | 14.4375 | 0 | 0 | 0 | 0 | 0 | 0 | 0 | 0 | 0 | 2018 Qtr 1: 3.0938; 2018 Qtr 2: 3.1875; 2018 Qtr 3: 3.2812; 2018 Qtr 4: 3.375; 2019 Qtr 1: 3.4688; 2019 Qtr 2: 3.5625; 2019 Qtr 3: 3.6562; 2019 Qtr 4: 3.75 | 27.375 | (assumed 200 ton, per Itron WO017 10-12 cost study)
MCE Commercial | ecomizer with Econo-Lockout=NO, DB limit = 68, Max OSA = 100% | D03-060 | 3A | COMMERCIAL | 3 = Commercial HVAC | TRUE | 4.6667 | NonRes-sAll-mHVAC-RCA | Cap-Tons | ROB | 135.1548 | 81.0929 |  |  |  | 54.0619 | 650 | Small Commercial | kW | 0.000392 | -15.2 | Commercial | Small Commercial | Winter Only | 14 | 135.1548 | 3% | 650 | 0.000392 | -15.2 | Small Boilers (<100 MMBtu/hr Heat Input):Controlled Low NOx Burner | 4.6667 | 73% | NA |  |  |  | 90% | 90% | [6 empty] | 0% | 0% |  | 12.9375 | 14.4375 | 0 | 0 | 0 | 0 | 0 | 0 | 0 | 0 | 0 | 2018 Qtr 1: 3.0938; 2018 Qtr 2: 3.1875; 2018 Qtr 3: 3.2812; 2018 Qtr 4: 3.375; 2019 Qtr 1: 3.4688; 2019 Qtr 2: 3.5625; 2019 Qtr 3: 3.6562; 2019 Qtr 4: 3.75 | 27.375 | (assumed 200 ton, per Itron WO017 10-12 cost study)
MCE Commercial | ecomizer with Econo-Lockout=NO, DB limit = 68, Max OSA = 100% | D03-060 | 3B | COMMERCIAL | 3 = Commercial HVAC | TRUE | 4.6667 | NonRes-sAll-mHVAC-RCA | Cap-Tons | ROB | 135.1548 | 81.0929 |  |  |  | 54.0619 | 650 | Small Commercial | kW | 0.000392 | -15.2 | Commercial | Small Commercial | Winter Only | 14 | 135.1548 | 3% | 650 | 0.000392 | -15.2 | Small Boilers (<100 MMBtu/hr Heat Input):Controlled Low NOx Burner | 4.6667 | 73% | NA |  |  |  | 90% | 90% | [6 empty] | 0% | 0% |  | 12.9375 | 14.4375 | 0 | 0 | 0 | 0 | 0 | 0 | 0 | 0 | 0 | 2018 Qtr 1: 3.0938; 2018 Qtr 2: 3.1875; 2018 Qtr 3: 3.2812; 2018 Qtr 4: 3.375; 2019 Qtr 1: 3.4688; 2019 Qtr 2: 3.5625; 2019 Qtr 3: 3.6562; 2019 Qtr 4: 3.75 | 27.375 | (assumed 200 ton, per Itron WO017 10-12 cost study)
MCE Commercial | ecomizer with Econo-Lockout=NO, DB limit = 68, Max OSA = 100% | D03-060 | 12 | COMMERCIAL | 3 = Commercial HVAC | TRUE | 4.6667 | NonRes-sAll-mHVAC-RCA | Cap-Tons | ROB | 135.1548 | 81.0929 |  |  |  | 54.0619 | 334 | Small Commercial | kW | 0.000286 | -6.5 | Commercial | Small Commercial | Winter Only | 14 | 135.1548 | 3% | 334 | 0.000286 | -6.5 | Small Boilers (<100 MMBtu/hr Heat Input):Controlled Low NOx Burner | 4.6667 | 73% | NA |  |  |  | 90% | 90% | [6 empty] | 0% | 0% |  | 12.9375 | 14.4375 | 0 | 0 | 0 | 0 | 0 | 0 | 0 | 0 | 0 | 2018 Qtr 1: 3.0938; 2018 Qtr 2: 3.1875; 2018 Qtr 3: 3.2812; 2018 Qtr 4: 3.375; 2019 Qtr 1: 3.4688; 2019 Qtr 2: 3.5625; 2019 Qtr 3: 3.6562; 2019 Qtr 4: 3.75 | 27.375 | (assumed 200 ton, per Itron WO017 10-12 cost study)
MCE Commercial | ecomizer with Econo-Lockout=NO, DB limit = 68, Max OSA = 100% | D03-060 | 2 | COMMERCIAL | 3 = Commercial HVAC | TRUE | 4.6667 | NonRes-sAll-mHVAC-RCA | Cap-Tons | ROB | 135.1548 | 81.0929 |  |  |  | 54.0619 | 279 | Small Commercial | kW | 0.000236 | -5 | Commercial | Small Commercial | Winter Only | 14 | 135.1548 | 3% | 279 | 0.000236 | -5 | Small Boilers (<100 MMBtu/hr Heat Input):Controlled Low NOx Burner | 4.6667 | 73% | NA |  |  |  | 90% | 90% | [6 empty] | 0% | 0% |  | 12.9375 | 14.4375 | 0 | 0 | 0 | 0 | 0 | 0 | 0 | 0 | 0 | 2018 Qtr 1: 3.0938; 2018 Qtr 2: 3.1875; 2018 Qtr 3: 3.2812; 2018 Qtr 4: 3.375; 2019 Qtr 1: 3.4688; 2019 Qtr 2: 3.5625; 2019 Qtr 3: 3.6562; 2019 Qtr 4: 3.75 | 27.375 | (assumed 200 ton, per Itron WO017 10-12 cost study)
MCE Commercial | ecomizer with Econo-Lockout=NO, DB limit = 68, Max OSA = 100% | D03-060 | 3A | COMMERCIAL | 3 = Commercial HVAC | TRUE | 4.6667 | NonRes-sAll-mHVAC-RCA | Cap-Tons | ROB | 135.1548 | 81.0929 |  |  |  | 54.0619 | 423 | Small Commercial | kW | 0.00104 | -8.82 | Commercial | Small Commercial | Winter Only | 14 | 135.1548 | 3% | 423 | 0.00104 | -8.82 | Small Boilers (<100 MMBtu/hr Heat Input):Controlled Low NOx Burner | 4.6667 | 73% | NA |  |  |  | 90% | 90% | [6 empty] | 0% | 0% |  | 12.9375 | 14.4375 | 0 | 0 | 0 | 0 | 0 | 0 | 0 | 0 | 0 | 2018 Qtr 1: 3.0938; 2018 Qtr 2: 3.1875; 2018 Qtr 3: 3.2812; 2018 Qtr 4: 3.375; 2019 Qtr 1: 3.4688; 2019 Qtr 2: 3.5625; 2019 Qtr 3: 3.6562; 2019 Qtr 4: 3.75 | 27.375 | (assumed 200 ton, per Itron WO017 10-12 cost study)
MCE Commercial | ecomizer with Econo-Lockout=NO, DB limit = 68, Max OSA = 100% | D03-060 | 3B | COMMERCIAL | 3 = Commercial HVAC | TRUE | 4.6667 | NonRes-sAll-mHVAC-RCA | Cap-Tons | ROB | 135.1548 | 81.0929 |  |  |  | 54.0619 | 423 | Small Commercial | kW | 0.00104 | -8.82 | Commercial | Small Commercial | Winter Only | 14 | 135.1548 | 3% | 423 | 0.00104 | -8.82 | Small Boilers (<100 MMBtu/hr Heat Input):Controlled Low NOx Burner | 4.6667 | 73% | NA |  |  |  | 90% | 90% | [6 empty] | 0% | 0% |  | 12.9375 | 14.4375 | 0 | 0 | 0 | 0 | 0 | 0 | 0 | 0 | 0 | 2018 Qtr 1: 3.0938; 2018 Qtr 2: 3.1875; 2018 Qtr 3: 3.2812; 2018 Qtr 4: 3.375; 2019 Qtr 1: 3.4688; 2019 Qtr 2: 3.5625; 2019 Qtr 3: 3.6562; 2019 Qtr 4: 3.75 | 27.375 | (assumed 200 ton, per Itron WO017 10-12 cost study)
MCE Commercial | ecomizer with Econo-Lockout=NO, DB limit = 68, Max OSA = 100% | D03-060 | 12 | COMMERCIAL | 3 = Commercial HVAC | TRUE | 4.6667 | NonRes-sAll-mHVAC-RCA | Cap-Tons | ROB | 135.1548 | 81.0929 |  |  |  | 54.0619 | 232 | Small Commercial | kW | 0.000232 | -4.02 | Commercial | Small Commercial | Winter Only | 14 | 135.1548 | 3% | 232 | 0.000232 | -4.02 | Small Boilers (<100 MMBtu/hr Heat Input):Controlled Low NOx Burner | 4.6667 | 73% | NA |  |  |  | 90% | 90% | [6 empty] | 0% | 0% |  | 12.9375 | 14.4375 | 0 | 0 | 0 | 0 | 0 | 0 | 0 | 0 | 0 | 2018 Qtr 1: 3.0938; 2018 Qtr 2: 3.1875; 2018 Qtr 3: 3.2812; 2018 Qtr 4: 3.375; 2019 Qtr 1: 3.4688; 2019 Qtr 2: 3.5625; 2019 Qtr 3: 3.6562; 2019 Qtr 4: 3.75 | 27.375 | (assumed 200 ton, per Itron WO017 10-12 cost study)
MCE Commercial | ecomizer with Econo-Lockout=NO, DB limit = 68, Max OSA = 100% | D03-060 | 2 | COMMERCIAL | 3 = Commercial HVAC | TRUE | 4.6667 | NonRes-sAll-mHVAC-RCA | Cap-Tons | ROB | 135.1548 | 81.0929 |  |  |  | 54.0619 | 314 | Small Commercial | kW | 9.06e-05 | -5.97 | Commercial | Small Commercial | Winter Only | 14 | 135.1548 | 3% | 314 | 9.06e-05 | -5.97 | Small Boilers (<100 MMBtu/hr Heat Input):Controlled Low NOx Burner | 4.6667 | 73% | NA |  |  |  | 90% | 90% | [6 empty] | 0% | 0% |  | 12.9375 | 14.4375 | 0 | 0 | 0 | 0 | 0 | 0 | 0 | 0 | 0 | 2018 Qtr 1: 3.0938; 2018 Qtr 2: 3.1875; 2018 Qtr 3: 3.2812; 2018 Qtr 4: 3.375; 2019 Qtr 1: 3.4688; 2019 Qtr 2: 3.5625; 2019 Qtr 3: 3.6562; 2019 Qtr 4: 3.75 | 27.375 | (assumed 200 ton, per Itron WO017 10-12 cost study)
MCE Commercial | ecomizer with Econo-Lockout=NO, DB limit = 68, Max OSA = 100% | D03-060 | 3A | COMMERCIAL | 3 = Commercial HVAC | TRUE | 4.6667 | NonRes-sAll-mHVAC-RCA | Cap-Tons | ROB | 135.1548 | 81.0929 |  |  |  | 54.0619 | 455 | Small Commercial | kW | 0.00175 | -10.5 | Commercial | Small Commercial | Winter Only | 14 | 135.1548 | 3% | 455 | 0.00175 | -10.5 | Small Boilers (<100 MMBtu/hr Heat Input):Controlled Low NOx Burner | 4.6667 | 73% | NA |  |  |  | 90% | 90% | [6 empty] | 0% | 0% |  | 12.9375 | 14.4375 | 0 | 0 | 0 | 0 | 0 | 0 | 0 | 0 | 0 | 2018 Qtr 1: 3.0938; 2018 Qtr 2: 3.1875; 2018 Qtr 3: 3.2812; 2018 Qtr 4: 3.375; 2019 Qtr 1: 3.4688; 2019 Qtr 2: 3.5625; 2019 Qtr 3: 3.6562; 2019 Qtr 4: 3.75 | 27.375 | (assumed 200 ton, per Itron WO017 10-12 cost study)
MCE Commercial | ecomizer with Econo-Lockout=NO, DB limit = 68, Max OSA = 100% | D03-060 | 3B | COMMERCIAL | 3 = Commercial HVAC | TRUE | 4.6667 | NonRes-sAll-mHVAC-RCA | Cap-Tons | ROB | 135.1548 | 81.0929 |  |  |  | 54.0619 | 455 | Small Commercial | kW | 0.00175 | -10.5 | Commercial | Small Commercial | Winter Only | 14 | 135.1548 | 3% | 455 | 0.00175 | -10.5 | Small Boilers (<100 MMBtu/hr Heat Input):Controlled Low NOx Burner | 4.6667 | 73% | NA |  |  |  | 90% | 90% | [6 empty] | 0% | 0% |  | 12.9375 | 14.4375 | 0 | 0 | 0 | 0 | 0 | 0 | 0 | 0 | 0 | 2018 Qtr 1: 3.0938; 2018 Qtr 2: 3.1875; 2018 Qtr 3: 3.2812; 2018 Qtr 4: 3.375; 2019 Qtr 1: 3.4688; 2019 Qtr 2: 3.5625; 2019 Qtr 3: 3.6562; 2019 Qtr 4: 3.75 | 27.375 | (assumed 200 ton, per Itron WO017 10-12 cost study)
MCE Commercial | ecomizer with Econo-Lockout=NO, DB limit = 68, Max OSA = 100% | D03-060 | 12 | COMMERCIAL | 3 = Commercial HVAC | TRUE | 4.6667 | NonRes-sAll-mHVAC-RCA | Cap-Tons | ROB | 135.1548 | 81.0929 |  |  |  | 54.0619 | 250 | Small Commercial | kW | 0.000247 | -4.19 | Commercial | Small Commercial | Winter Only | 14 | 135.1548 | 3% | 250 | 0.000247 | -4.19 | Small Boilers (<100 MMBtu/hr Heat Input):Controlled Low NOx Burner | 4.6667 | 73% | NA |  |  |  | 90% | 90% | [6 empty] | 0% | 0% |  | 12.9375 | 14.4375 | 0 | 0 | 0 | 0 | 0 | 0 | 0 | 0 | 0 | 2018 Qtr 1: 3.0938; 2018 Qtr 2: 3.1875; 2018 Qtr 3: 3.2812; 2018 Qtr 4: 3.375; 2019 Qtr 1: 3.4688; 2019 Qtr 2: 3.5625; 2019 Qtr 3: 3.6562; 2019 Qtr 4: 3.75 | 27.375 | (assumed 200 ton, per Itron WO017 10-12 cost study)
MCE Commercial | [6 empty] | 0 |  |  |  |  | 0 |  |  |  | 0 |  |  | #N/A | [5 empty] | 0 |  | 3% |  |  |  |  | 0 | [13 empty] | 0% | 0% |  | 0 | 0 | 0 | 0 | 0 | 0 | 0 | 0 | 0 | 0 | 0 | 2018 Qtr 1: 0; 2018 Qtr 2: 0; 2018 Qtr 3: 0; 2018 Qtr 4: 0; 2019 Qtr 1: 0; 2019 Qtr 2: 0; 2019 Qtr 3: 0; 2019 Qtr 4: 0 | 0
MCE Commercial | MCE Commercial Custom measure Program |  | System | COMMERCIAL | 3 = Commercial HVAC | TRUE | 5 | NonRes-sAll-mCust | Each | ROB | 35000 | 21000 |  |  |  | 14000 | 80000 | Small Commercial | kW | 1 | 5000 | Commercial | Small Commercial | Summer Only | 15 | 17500 | 3% | 60000 | 1 | 3750 | Small Boilers (<100 MMBtu/hr Heat Input):Controlled Low NOx Burner | 5 | 60% | 50% |  |  |  | 90% | 90% | [6 empty] | 0% | 0% |  | 16.125 | 22.725 | 0 | 0 | 0 | 0 | 0 | 0 | 0 | 0 | 0 | 2018 Qtr 1: 3.4125; 2018 Qtr 2: 3.825; 2018 Qtr 3: 4.2375; 2018 Qtr 4: 4.65; 2019 Qtr 1: 5.0625; 2019 Qtr 2: 5.475; 2019 Qtr 3: 5.8875; 2019 Qtr 4: 6.3 | 38.85
MCE Commercial | [11 empty] | 0 |  |  |  | 0 |  |  | #N/A | [12 empty] | 0 | [13 empty] | 0% | 0% |  | 0 | 0 | 0 | 0 | 0 | 0 | 0 | 0 | 0 | 0 | 0 | 2018 Qtr 1: 0; 2018 Qtr 2: 0; 2018 Qtr 3: 0; 2018 Qtr 4: 0; 2019 Qtr 1: 0; 2019 Qtr 2: 0; 2019 Qtr 3: 0; 2019 Qtr 4: 0 | 0
MCE Commercial | Water Heating Boiler/ Water Heating Storage Water Heater: PGECODHW103 - Large Gas Storage Water Heater>75 kBtuh, ³90% TE, Rev # 5 | PGECODHW103 | System | COMMERCIAL | 4 = Commercial Refrigeration | TRUE | 15 | Com-Default>2yrs | kBtu/hr | ROB | 0.69 | 0.414 |  |  |  | 0.276 | 0 | Small Commercial | kW | 0 | 2.14 | [9 empty] | Small Boilers (<100 MMBtu/hr Heat Input):Controlled Low NOx Burner | 15 | 60% | 60% |  |  |  | 90% | 90% | [6 empty] | 0% | 0% |  | 6.4688 | 7.2188 | 0 | 0 | 0 | 0 | 0 | 0 | 0 | 0 | 0 | 2018 Qtr 1: 1.5469; 2018 Qtr 2: 1.5938; 2018 Qtr 3: 1.6406; 2018 Qtr 4: 1.6875; 2019 Qtr 1: 1.7344; 2019 Qtr 2: 1.7812; 2019 Qtr 3: 1.8281; 2019 Qtr 4: 1.875 | 13.6875 | cost and savings from workpaper PGECODHW103
MCE Commercial | Water Heating Boiler: High Efficiency DHW Boiler (>75 MBTU/h) PGECODHW124 | PGECODHW124 | System | COMMERCIAL | 4 = Commercial Refrigeration | TRUE | 15 | Com-Default>2yrs | Mbtu/hr | ROB | 2.02 | 1.212 |  |  |  | 0.808 |  | Small Commercial | kW | [11 empty] | Small Boilers (<100 MMBtu/hr Heat Input):Controlled Low NOx Burner | 15 | 60% | 60% |  |  |  | 90% | 90% | [6 empty] | 0% | 0% |  | 6.4688 | 7.2188 | 0 | 0 | 0 | 0 | 0 | 0 | 0 | 0 | 0 | 2018 Qtr 1: 1.5469; 2018 Qtr 2: 1.5938; 2018 Qtr 3: 1.6406; 2018 Qtr 4: 1.6875; 2019 Qtr 1: 1.7344; 2019 Qtr 2: 1.7812; 2019 Qtr 3: 1.8281; 2019 Qtr 4: 1.875 | 13.6875 | cost and savings from workpaper PGECODHW124
MCE Commercial | Agricultural/ Industrial - Refrigeration Ice machine: PGECOFST108 - Commercial Ice Machines, Rev # 4 - F200 - Commercial Ice Machines 101-300lbs/day | PGECOFST108 | System | COMMERCIAL | 5 = Commercial Food Service | TRUE | 10 | Com-Default>2yrs | EACH | ROB | 306 | 183.6 |  |  |  | 122.4 | 805 | Small Commercial | kW | 0.092 | 0 | [9 empty] | Small Boilers (<100 MMBtu/hr Heat Input):Controlled Low NOx Burner | 10 | 60% | 60% |  |  |  | 90% | 90% | [6 empty] | 0% | 0% |  | 6.4688 | 7.2188 | 0 | 0 | 0 | 0 | 0 | 0 | 0 | 0 | 0 | 2018 Qtr 1: 1.5469; 2018 Qtr 2: 1.5938; 2018 Qtr 3: 1.6406; 2018 Qtr 4: 1.6875; 2019 Qtr 1: 1.7344; 2019 Qtr 2: 1.7812; 2019 Qtr 3: 1.8281; 2019 Qtr 4: 1.875 | 13.6875 | cost and savings from workpaper PGECOFST108
MCE Commercial | Agricultural/ Industrial - Refrigeration Ice machine: PGECOFST108 - Commercial Ice Machines, Rev # 4 - F201 - Commercial Ice Machines 301-500lbs/day | PGECOFST108 | System | COMMERCIAL | 5 = Commercial Food Service | TRUE | 10 | Com-Default>2yrs | EACH | ROB | 266 | 159.6 |  |  |  | 106.4 | 1117 | Small Commercial | kW | 0.128 | 0 | [9 empty] | Small Boilers (<100 MMBtu/hr Heat Input):Controlled Low NOx Burner | 10 | 60% | 60% |  |  |  | 90% | 90% | [6 empty] | 0% | 0% |  | 6.4688 | 7.2188 | 0 | 0 | 0 | 0 | 0 | 0 | 0 | 0 | 0 | 2018 Qtr 1: 1.5469; 2018 Qtr 2: 1.5938; 2018 Qtr 3: 1.6406; 2018 Qtr 4: 1.6875; 2019 Qtr 1: 1.7344; 2019 Qtr 2: 1.7812; 2019 Qtr 3: 1.8281; 2019 Qtr 4: 1.875 | 13.6875 | cost and savings from workpaper PGECOFST108
MCE Commercial |  | PGECOFST108 | System | COMMERCIAL | 5 = Commercial Food Service | TRUE | 10 | Com-Default>2yrs | EACH | ROB | 249 | 149.4 |  |  |  | 99.6 | 1807 | Small Commercial | kW | 0.206 | 0 | [9 empty] | Small Boilers (<100 MMBtu/hr Heat Input):Controlled Low NOx Burner | 10 | 60% | 60% |  |  |  | 90% | 90% | [6 empty] | 0% | 0% |  | 6.4688 | 7.2188 | 0 | 0 | 0 | 0 | 0 | 0 | 0 | 0 | 0 | 2018 Qtr 1: 1.5469; 2018 Qtr 2: 1.5938; 2018 Qtr 3: 1.6406; 2018 Qtr 4: 1.6875; 2019 Qtr 1: 1.7344; 2019 Qtr 2: 1.7812; 2019 Qtr 3: 1.8281; 2019 Qtr 4: 1.875 | 13.6875 | cost and savings from workpaper PGECOFST108
MCE Commercial | Agricultural/ Industrial - Refrigeration Ice machine: PGECOFST108 - Commercial Ice Machines, Rev # 4 - F203 - Commercial Ice Machines 1001-1500lbs/day | PGECOFST108 | System | COMMERCIAL | 5 = Commercial Food Service | TRUE | 10 | Com-Default>2yrs | EACH | ROB | 589 | 353.4 |  |  |  | 235.6 | 2601 | Small Commercial | kW | 0.297 | 0 | [9 empty] | Small Boilers (<100 MMBtu/hr Heat Input):Controlled Low NOx Burner | 10 | 60% | 60% |  |  |  | 90% | 90% | [6 empty] | 0% | 0% |  | 6.4688 | 7.2188 | 0 | 0 | 0 | 0 | 0 | 0 | 0 | 0 | 0 | 2018 Qtr 1: 1.5469; 2018 Qtr 2: 1.5938; 2018 Qtr 3: 1.6406; 2018 Qtr 4: 1.6875; 2019 Qtr 1: 1.7344; 2019 Qtr 2: 1.7812; 2019 Qtr 3: 1.8281; 2019 Qtr 4: 1.875 | 13.6875 | cost and savings from workpaper PGECOFST108
MCE Commercial | Agricultural/ Industrial - Refrigeration Ice machine: PGECOFST108 - Commercial Ice Machines, Rev # 4 - F204 - Commercial Ice Machines >1500lbs/day | PGECOFST108 | System | COMMERCIAL | 5 = Commercial Food Service | TRUE | 10 | Com-Default>2yrs | EACH | ROB | 939 | 563.4 |  |  |  | 375.6 | 3641 | Small Commercial | kW | 0.416 | 0 | [9 empty] | Small Boilers (<100 MMBtu/hr Heat Input):Controlled Low NOx Burner | 10 | 60% | 60% |  |  |  | 90% | 90% | [6 empty] | 0% | 0% |  | 6.4688 | 7.2188 | 0 | 0 | 0 | 0 | 0 | 0 | 0 | 0 | 0 | 2018 Qtr 1: 1.5469; 2018 Qtr 2: 1.5938; 2018 Qtr 3: 1.6406; 2018 Qtr 4: 1.6875; 2019 Qtr 1: 1.7344; 2019 Qtr 2: 1.7812; 2019 Qtr 3: 1.8281; 2019 Qtr 4: 1.875 | 13.6875 | cost and savings from workpaper PGECOFST108
MCE Commercial | Appliance Refrigerator: commercial reach-in refrigerators and freezers PGECOFST123, Rev # 1 - F171 - <15 cubic feet Glass-Door Reach-In Refrigerator | PGECOFST123 | System | COMMERCIAL | 4 = Commercial Refrigeration | TRUE | 12 | Com-Default>2yrs | EACH | ROB | 103.6 | 62.16 |  |  |  | 41.44 | 723 | Small Commercial | kW | 0.074 | 0 | [9 empty] | Small Boilers (<100 MMBtu/hr Heat Input):Controlled Low NOx Burner | 12 | 60% | 60% |  |  |  | 90% | 90% | [6 empty] | 0% | 0% |  | 6.4688 | 7.2188 | 0 | 0 | 0 | 0 | 0 | 0 | 0 | 0 | 0 | 2018 Qtr 1: 1.5469; 2018 Qtr 2: 1.5938; 2018 Qtr 3: 1.6406; 2018 Qtr 4: 1.6875; 2019 Qtr 1: 1.7344; 2019 Qtr 2: 1.7812; 2019 Qtr 3: 1.8281; 2019 Qtr 4: 1.875 | 13.6875 | cost and savings from workpaper PGECOFST123
MCE Commercial | Appliance Refrigerator: commercial reach-in refrigerators and freezers PGECOFST123, Rev # 1 - F172 - 15-29 cubic feet Glass-Door Reach-In Refrigerator | PGECOFST123 | System | COMMERCIAL | 4 = Commercial Refrigeration | TRUE | 12 | Com-Default>2yrs | EACH | ROB | 863.8 | 518.28 |  |  |  | 345.52 | 661 | Small Commercial | kW | 0.068 | 0 | [9 empty] | Small Boilers (<100 MMBtu/hr Heat Input):Controlled Low NOx Burner | 12 | 60% | 60% |  |  |  | 90% | 90% | [6 empty] | 0% | 0% |  | 4.3125 | 4.8125 | 0 | 0 | 0 | 0 | 0 | 0 | 0 | 0 | 0 | 2018 Qtr 1: 1.0312; 2018 Qtr 2: 1.0625; 2018 Qtr 3: 1.0938; 2018 Qtr 4: 1.125; 2019 Qtr 1: 1.1562; 2019 Qtr 2: 1.1875; 2019 Qtr 3: 1.2188; 2019 Qtr 4: 1.25 | 9.125 | cost and savings from workpaper PGECOFST123
MCE Commercial | Appliance Refrigerator: commercial reach-in refrigerators and freezers PGECOFST123, Rev # 1 - F173 - 30-49 cubic feet Glass-Door Reach-In Refrigerator | PGECOFST123 | System | COMMERCIAL | 4 = Commercial Refrigeration | TRUE | 12 | Com-Default>2yrs | EACH | ROB | 1076.11 | 645.666 |  |  |  | 430.444 | 775 | Small Commercial | kW | 0.079 | 0 | [9 empty] | Small Boilers (<100 MMBtu/hr Heat Input):Controlled Low NOx Burner | 12 | 60% | 60% |  |  |  | 90% | 90% | [6 empty] | 0% | 0% |  | 4.3125 | 4.8125 | 0 | 0 | 0 | 0 | 0 | 0 | 0 | 0 | 0 | 2018 Qtr 1: 1.0312; 2018 Qtr 2: 1.0625; 2018 Qtr 3: 1.0938; 2018 Qtr 4: 1.125; 2019 Qtr 1: 1.1562; 2019 Qtr 2: 1.1875; 2019 Qtr 3: 1.2188; 2019 Qtr 4: 1.25 | 9.125 | cost and savings from workpaper PGECOFST123
MCE Commercial | Appliance Refrigerator: commercial reach-in refrigerators and freezers PGECOFST123, Rev # 1 - F174 - ³ 50 cubic feet Glass-Door Reach-In Refrigerator | PGECOFST123 | System | COMMERCIAL | 4 = Commercial Refrigeration | TRUE | 12 | Com-Default>2yrs | EACH | ROB | 1548.96 | 929.376 |  |  |  | 619.584 | 934 | Small Commercial | kW | 0.096 | 0 | [9 empty] | Small Boilers (<100 MMBtu/hr Heat Input):Controlled Low NOx Burner | 12 | 60% | 60% |  |  |  | 90% | 90% | [6 empty] | 0% | 0% |  | 4.3125 | 4.8125 | 0 | 0 | 0 | 0 | 0 | 0 | 0 | 0 | 0 | 2018 Qtr 1: 1.0312; 2018 Qtr 2: 1.0625; 2018 Qtr 3: 1.0938; 2018 Qtr 4: 1.125; 2019 Qtr 1: 1.1562; 2019 Qtr 2: 1.1875; 2019 Qtr 3: 1.2188; 2019 Qtr 4: 1.25 | 9.125 | cost and savings from workpaper PGECOFST123
MCE Commercial | Appliance Refrigerator: commercial reach-in refrigerators and freezers PGECOFST123, Rev # 1 - F175 - <15 cubic feet Glass-Door Reach-In Freezer | PGECOFST123 | System | COMMERCIAL | 4 = Commercial Refrigeration | TRUE | 12 | Com-Default>2yrs | EACH | ROB | 25.48 | 15.288 |  |  |  | 10.192 | 1693 | Small Commercial | kW | 0.174 | 0 | [9 empty] | Small Boilers (<100 MMBtu/hr Heat Input):Controlled Low NOx Burner | 12 | 60% | 60% |  |  |  | 90% | 90% | [6 empty] | 0% | 0% |  | 4.3125 | 4.8125 | 0 | 0 | 0 | 0 | 0 | 0 | 0 | 0 | 0 | 2018 Qtr 1: 1.0312; 2018 Qtr 2: 1.0625; 2018 Qtr 3: 1.0938; 2018 Qtr 4: 1.125; 2019 Qtr 1: 1.1562; 2019 Qtr 2: 1.1875; 2019 Qtr 3: 1.2188; 2019 Qtr 4: 1.25 | 9.125 | cost and savings from workpaper PGECOFST123
MCE Commercial | Appliance Refrigerator: commercial reach-in refrigerators and freezers PGECOFST123, Rev # 1 - F176 - 15-29 cubic feet Glass-Door Reach-In Freezer | PGECOFST123 | System | COMMERCIAL | 4 = Commercial Refrigeration | TRUE | 12 | Com-Default>2yrs | EACH | ROB | 124.04 | 74.424 |  |  |  | 49.616 | 2010 | Small Commercial | kW | 0.207 | 0 | [9 empty] | Small Boilers (<100 MMBtu/hr Heat Input):Controlled Low NOx Burner | 12 | 60% | 60% |  |  |  | 90% | 90% | [6 empty] | 0% | 0% |  | 6.4688 | 7.2188 | 0 | 0 | 0 | 0 | 0 | 0 | 0 | 0 | 0 | 2018 Qtr 1: 1.5469; 2018 Qtr 2: 1.5938; 2018 Qtr 3: 1.6406; 2018 Qtr 4: 1.6875; 2019 Qtr 1: 1.7344; 2019 Qtr 2: 1.7812; 2019 Qtr 3: 1.8281; 2019 Qtr 4: 1.875 | 13.6875 | cost and savings from workpaper PGECOFST123
MCE Commercial | Appliance Refrigerator: commercial reach-in refrigerators and freezers PGECOFST123, Rev # 1 - F177 - 30-49 cubic feet Glass-Door Reach-In Freezer | PGECOFST123 | System | COMMERCIAL | 4 = Commercial Refrigeration | TRUE | 12 | Com-Default>2yrs | EACH | ROB | 214.2 | 128.52 |  |  |  | 85.68 | 4599 | Small Commercial | kW | 0.473 | 0 | [9 empty] | Small Boilers (<100 MMBtu/hr Heat Input):Controlled Low NOx Burner | 12 | 60% | 60% |  |  |  | 90% | 90% | [6 empty] | 0% | 0% |  | 6.4688 | 7.2188 | 0 | 0 | 0 | 0 | 0 | 0 | 0 | 0 | 0 | 2018 Qtr 1: 1.5469; 2018 Qtr 2: 1.5938; 2018 Qtr 3: 1.6406; 2018 Qtr 4: 1.6875; 2019 Qtr 1: 1.7344; 2019 Qtr 2: 1.7812; 2019 Qtr 3: 1.8281; 2019 Qtr 4: 1.875 | 13.6875 | cost and savings from workpaper PGECOFST123
MCE Commercial | Appliance Refrigerator: commercial reach-in refrigerators and freezers PGECOFST123, Rev # 1 - F178 - ³ 50 cubic feet Glass-Door Reach-In Freezer | PGECOFST123 | System | COMMERCIAL | 4 = Commercial Refrigeration | TRUE | 12 | Com-Default>2yrs | EACH | ROB | 899.3 | 539.58 |  |  |  | 359.72 | 8103 | Small Commercial | kW | 0.833 | 0 | [9 empty] | Small Boilers (<100 MMBtu/hr Heat Input):Controlled Low NOx Burner | 12 | 60% | 60% |  |  |  | 90% | 90% | [6 empty] | 0% | 0% |  | 6.4688 | 7.2188 | 0 | 0 | 0 | 0 | 0 | 0 | 0 | 0 | 0 | 2018 Qtr 1: 1.5469; 2018 Qtr 2: 1.5938; 2018 Qtr 3: 1.6406; 2018 Qtr 4: 1.6875; 2019 Qtr 1: 1.7344; 2019 Qtr 2: 1.7812; 2019 Qtr 3: 1.8281; 2019 Qtr 4: 1.875 | 13.6875 | cost and savings from workpaper PGECOFST123
MCE Commercial | Appliance Refrigerator: commercial reach-in refrigerators and freezers PGECOFST123, Rev # 1 - F179 - <15 cubic feet Solid-Door Reach-In Freezer | PGECOFST123 | System | COMMERCIAL | 4 = Commercial Refrigeration | TRUE | 12 | Com-Default>2yrs | EACH | ROB | 257.6 | 154.56 |  |  |  | 103.04 | 595 | Small Commercial | kW | 0.061 | 0 | [9 empty] | Small Boilers (<100 MMBtu/hr Heat Input):Controlled Low NOx Burner | 12 | 60% | 60% |  |  |  | 90% | 90% | [6 empty] | 0% | 0% |  | 6.4688 | 7.2188 | 0 | 0 | 0 | 0 | 0 | 0 | 0 | 0 | 0 | 2018 Qtr 1: 1.5469; 2018 Qtr 2: 1.5938; 2018 Qtr 3: 1.6406; 2018 Qtr 4: 1.6875; 2019 Qtr 1: 1.7344; 2019 Qtr 2: 1.7812; 2019 Qtr 3: 1.8281; 2019 Qtr 4: 1.875 | 13.6875 | cost and savings from workpaper PGECOFST123
MCE Commercial | Appliance Refrigerator: commercial reach-in refrigerators and freezers PGECOFST123, Rev # 1 - F180 - 15-29 cubic feet Solid-Door Reach-In Freezer | PGECOFST123 | System | COMMERCIAL | 4 = Commercial Refrigeration | TRUE | 12 | Com-Default>2yrs | EACH | ROB | 1363.18 | 817.908 |  |  |  | 545.272 | 869 | Small Commercial | kW | 0.089 | 0 | [9 empty] | Small Boilers (<100 MMBtu/hr Heat Input):Controlled Low NOx Burner | 12 | 60% | 60% |  |  |  | 90% | 90% | [6 empty] | 0% | 0% |  | 4.3125 | 4.8125 | 0 | 0 | 0 | 0 | 0 | 0 | 0 | 0 | 0 | 2018 Qtr 1: 1.0312; 2018 Qtr 2: 1.0625; 2018 Qtr 3: 1.0938; 2018 Qtr 4: 1.125; 2019 Qtr 1: 1.1562; 2019 Qtr 2: 1.1875; 2019 Qtr 3: 1.2188; 2019 Qtr 4: 1.25 | 9.125 | cost and savings from workpaper PGECOFST123
MCE Commercial | Appliance Refrigerator: commercial reach-in refrigerators and freezers PGECOFST123, Rev # 1 - F181 - 30-49 cubic feet Solid-Door Reach-In Freezer | PGECOFST123 | System | COMMERCIAL | 4 = Commercial Refrigeration | TRUE | 12 | Com-Default>2yrs | EACH | ROB | 1556.71 | 934.026 |  |  |  | 622.684 | 2074 | Small Commercial | kW | 0.213 | 0 | [9 empty] | Small Boilers (<100 MMBtu/hr Heat Input):Controlled Low NOx Burner | 12 | 60% | 60% |  |  |  | 90% | 90% | [6 empty] | 0% | 0% |  | 4.3125 | 4.8125 | 0 | 0 | 0 | 0 | 0 | 0 | 0 | 0 | 0 | 2018 Qtr 1: 1.0312; 2018 Qtr 2: 1.0625; 2018 Qtr 3: 1.0938; 2018 Qtr 4: 1.125; 2019 Qtr 1: 1.1562; 2019 Qtr 2: 1.1875; 2019 Qtr 3: 1.2188; 2019 Qtr 4: 1.25 | 9.125 | cost and savings from workpaper PGECOFST123
MCE Commercial | Appliance Refrigerator: commercial reach-in refrigerators and freezers PGECOFST123, Rev # 1 - F182 - ³ 50 cubic feet Solid-Door Reach-In Freezer | PGECOFST123 | System | COMMERCIAL | 4 = Commercial Refrigeration | TRUE | 12 | Com-Default>2yrs | EACH | ROB | 1968.03 | 1180.818 |  |  |  | 787.212 | 4552 | Small Commercial | kW | 0.468 | 0 | [9 empty] | Small Boilers (<100 MMBtu/hr Heat Input):Controlled Low NOx Burner | 12 | 60% | 60% |  |  |  | 90% | 90% | [6 empty] | 0% | 0% |  | 6.4688 | 7.2188 | 0 | 0 | 0 | 0 | 0 | 0 | 0 | 0 | 0 | 2018 Qtr 1: 1.5469; 2018 Qtr 2: 1.5938; 2018 Qtr 3: 1.6406; 2018 Qtr 4: 1.6875; 2019 Qtr 1: 1.7344; 2019 Qtr 2: 1.7812; 2019 Qtr 3: 1.8281; 2019 Qtr 4: 1.875 | 13.6875 | cost and savings from workpaper PGECOFST123
MCE Commercial | Appliance Refrigerator: commercial reach-in refrigerators and freezers PGECOFST123, Rev # 1 - F183 - <15 cubic feet Solid-Door Reach-In Refrigerator | PGECOFST123 | System | COMMERCIAL | 4 = Commercial Refrigeration | TRUE | 12 | Com-Default>2yrs | EACH | ROB | 1092 | 655.2 |  |  |  | 436.8 | 270 | Small Commercial | kW | 0.028 | 0 | [9 empty] | Small Boilers (<100 MMBtu/hr Heat Input):Controlled Low NOx Burner | 12 | 60% | 60% |  |  |  | 90% | 90% | [6 empty] | 0% | 0% |  | 4.3125 | 4.8125 | 0 | 0 | 0 | 0 | 0 | 0 | 0 | 0 | 0 | 2018 Qtr 1: 1.0312; 2018 Qtr 2: 1.0625; 2018 Qtr 3: 1.0938; 2018 Qtr 4: 1.125; 2019 Qtr 1: 1.1562; 2019 Qtr 2: 1.1875; 2019 Qtr 3: 1.2188; 2019 Qtr 4: 1.25 | 9.125 | cost and savings from workpaper PGECOFST123
MCE Commercial | Appliance Refrigerator: commercial reach-in refrigerators and freezers PGECOFST123, Rev # 1 - F184 - 15-29 cubic feet Solid-Door Reach-In Refrigerator | PGECOFST123 | System | COMMERCIAL | 4 = Commercial Refrigeration | TRUE | 12 | Com-Default>2yrs | EACH | ROB | 1410.73 | 846.438 |  |  |  | 564.292 | 493 | Small Commercial | kW | 0.051 | 0 | [9 empty] | Small Boilers (<100 MMBtu/hr Heat Input):Controlled Low NOx Burner | 12 | 60% | 60% |  |  |  | 90% | 90% | [6 empty] | 0% | 0% |  | 4.3125 | 4.8125 | 0 | 0 | 0 | 0 | 0 | 0 | 0 | 0 | 0 | 2018 Qtr 1: 1.0312; 2018 Qtr 2: 1.0625; 2018 Qtr 3: 1.0938; 2018 Qtr 4: 1.125; 2019 Qtr 1: 1.1562; 2019 Qtr 2: 1.1875; 2019 Qtr 3: 1.2188; 2019 Qtr 4: 1.25 | 9.125 | cost and savings from workpaper PGECOFST123
MCE Commercial | Appliance Refrigerator: commercial reach-in refrigerators and freezers PGECOFST123, Rev # 1 - F185 - 30-49 cubic feet Solid-Door Reach-In Refrigerator | PGECOFST123 | System | COMMERCIAL | 4 = Commercial Refrigeration | TRUE | 12 | Com-Default>2yrs | EACH | ROB | 1968.7 | 1181.22 |  |  |  | 787.48 | 854 | Small Commercial | kW | 0.088 | 0 | [9 empty] | Small Boilers (<100 MMBtu/hr Heat Input):Controlled Low NOx Burner | 12 | 60% | 60% |  |  |  | 90% | 90% | [6 empty] | 0% | 0% |  | 4.3125 | 4.8125 | 0 | 0 | 0 | 0 | 0 | 0 | 0 | 0 | 0 | 2018 Qtr 1: 1.0312; 2018 Qtr 2: 1.0625; 2018 Qtr 3: 1.0938; 2018 Qtr 4: 1.125; 2019 Qtr 1: 1.1562; 2019 Qtr 2: 1.1875; 2019 Qtr 3: 1.2188; 2019 Qtr 4: 1.25 | 9.125 | cost and savings from workpaper PGECOFST123
MCE Commercial | Appliance Refrigerator: commercial reach-in refrigerators and freezers PGECOFST123, Rev # 1 - F186 - ³ 50 cubic feet Solid-Door Reach-In Refrigerator | PGECOFST123 | System | COMMERCIAL | 4 = Commercial Refrigeration | TRUE | 12 | Com-Default>2yrs | EACH | ROB | 2723.28 | 1633.968 |  |  |  | 1089.312 | 1279 | Small Commercial | kW | 0.131 | 0 | [9 empty] | Small Boilers (<100 MMBtu/hr Heat Input):Controlled Low NOx Burner | 12 | 60% | 60% |  |  |  | 90% | 90% | [6 empty] | 0% | 0% |  | 4.3125 | 4.8125 | 0 | 0 | 0 | 0 | 0 | 0 | 0 | 0 | 0 | 2018 Qtr 1: 1.0312; 2018 Qtr 2: 1.0625; 2018 Qtr 3: 1.0938; 2018 Qtr 4: 1.125; 2019 Qtr 1: 1.1562; 2019 Qtr 2: 1.1875; 2019 Qtr 3: 1.2188; 2019 Qtr 4: 1.25 | 9.125 | cost and savings from workpaper PGECOFST123
MCE Commercial | Commercial/ Industrial - Refrigeration Door Closer: PGECOREF110 - Refrigerated Storage Auto Closer, Rev # 4 - R79/ R80 - Main Cooler Auto Closer/ Main Freezer Auto Closer | PGECOREF110 | System | COMMERCIAL | 4 = Commercial Refrigeration | TRUE | 8 | Com-Default>2yrs | EACH | NEW | 156.82 | 94.092 |  |  |  | 62.728 |  | Small Commercial | kW | [11 empty] | Small Boilers (<100 MMBtu/hr Heat Input):Controlled Low NOx Burner | 8 | 60% | 60% |  |  |  | 90% | 90% | [6 empty] | 0% | 0% |  | 6.4688 | 7.2188 | 0 | 0 | 0 | 0 | 0 | 0 | 0 | 0 | 0 | 2018 Qtr 1: 1.5469; 2018 Qtr 2: 1.5938; 2018 Qtr 3: 1.6406; 2018 Qtr 4: 1.6875; 2019 Qtr 1: 1.7344; 2019 Qtr 2: 1.7812; 2019 Qtr 3: 1.8281; 2019 Qtr 4: 1.875 | 13.6875 | cost and savings from workpaper PGECOREF110
MCE Commercial | Commercial/ Industrial - Refrigeration Door Closer: PGECOREF110 - Refrigerated Storage Auto Closer, Rev # 4 - R79/ R80 - Main Cooler Auto Closer/ Main Freezer Auto Closer | PGECOREF110 | System | COMMERCIAL | 4 = Commercial Refrigeration | TRUE | 8 | Com-Default-HTG-di | EACH | NEW | 156.82 | 94.092 |  |  |  | 62.728 |  | Small Commercial | kW | [11 empty] | Small Boilers (<100 MMBtu/hr Heat Input):Controlled Low NOx Burner | 8 | 85% | 85% |  |  |  | 90% | 90% | [6 empty] | 0% | 0% |  | 6.4688 | 7.2188 | 0 | 0 | 0 | 0 | 0 | 0 | 0 | 0 | 0 | 2018 Qtr 1: 1.5469; 2018 Qtr 2: 1.5938; 2018 Qtr 3: 1.6406; 2018 Qtr 4: 1.6875; 2019 Qtr 1: 1.7344; 2019 Qtr 2: 1.7812; 2019 Qtr 3: 1.8281; 2019 Qtr 4: 1.875 | 13.6875 | cost and savings from workpaper PGECOREF110
MCE Commercial | [10 empty] | 0 | 0 |  |  |  | 0 |  |  | #N/A | [12 empty] | 0 | [13 empty] | 0% | 0% |  | 0 | 0 | 0 | 0 | 0 | 0 | 0 | 0 | 0 | 0 | 0 | [44 empty] | 0
MCE Commercial | [10 empty] | 0 | 0 |  |  |  | 0 |  |  | #N/A | [12 empty] | 0 | [13 empty] | 0% | 0% |  | 0 | 0 | 0 | 0 | 0 | 0 | 0 | 0 | 0 | 0 | 0 | [44 empty] | 0
MCE Commercial | [10 empty] | 0 | 0 |  |  |  | 0 |  |  | #N/A | [12 empty] | 0 | [13 empty] | 0% | 0% |  | 0 | 0 | 0 | 0 | 0 | 0 | 0 | 0 | 0 | 0 | 0 | [44 empty] | 0
MCE Commercial | [10 empty] | 0 | 0 |  |  |  | 0 |  |  | #N/A | [12 empty] | 0 | [13 empty] | 0% | 0% |  | 0 | 0 | 0 | 0 | 0 | 0 | 0 | 0 | 0 | 0 | 0 | [44 empty] | 0
MCE Commercial | [10 empty] | 0 | 0 |  |  |  | 0 |  |  | #N/A | [12 empty] | 0 | [13 empty] | 0% | 0% |  | 0 | 0 | 0 | 0 | 0 | 0 | 0 | 0 | 0 | 0 | 0 | [44 empty] | 0
MCE Commercial | [10 empty] | 0 | 0 |  |  |  | 0 |  |  | #N/A | [12 empty] | 0 | [13 empty] | 0% | 0% |  | 0 | 0 | 0 | 0 | 0 | 0 | 0 | 0 | 0 | 0 | 0 | [44 empty] | 0
MCE Commercial | [10 empty] | 0 | 0 |  |  |  | 0 |  |  | #N/A | [12 empty] | 0 | [13 empty] | 0% | 0% |  | 0 | 0 | 0 | 0 | 0 | 0 | 0 | 0 | 0 | 0 | 0 | [44 empty] | 0
MCE Commercial | [10 empty] | 0 | 0 |  |  |  | 0 |  |  | #N/A | [12 empty] | 0 | [13 empty] | 0% | 0% |  | 0 | 0 | 0 | 0 | 0 | 0 | 0 | 0 | 0 | 0 | 0 | [44 empty] | 0
MCE Commercial | [10 empty] | 0 | 0 |  |  |  | 0 |  |  | #N/A | [12 empty] | 0 | [13 empty] | 0% | 0% |  | 0 | 0 | 0 | 0 | 0 | 0 | 0 | 0 | 0 | 0 | 0 | [44 empty] | 0
MCE Commercial | [10 empty] | 0 | 0 |  |  |  | 0 |  |  | #N/A | [12 empty] | 0 | [13 empty] | 0% | 0% |  | 0 | 0 | 0 | 0 | 0 | 0 | 0 | 0 | 0 | 0 | 0 | [44 empty] | 0
MCE Commercial | [10 empty] | 0 | 0 |  |  |  | 0 |  |  | #N/A | [12 empty] | 0 | [13 empty] | 0% | 0% |  | 0 | 0 | 0 | 0 | 0 | 0 | 0 | 0 | 0 | 0 | 0 | [44 empty] | 0
MCE Commercial | [10 empty] | 0 | 0 |  |  |  | 0 |  |  | #N/A | [12 empty] | 0 | [13 empty] | 0% | 0% |  | 0 | 0 | 0 | 0 | 0 | 0 | 0 | 0 | 0 | 0 | 0 | [44 empty] | 0
MCE Commercial | [10 empty] | 0 | 0 |  |  |  | 0 |  |  | #N/A | [12 empty] | 0 | [13 empty] | 0% | 0% |  | 0 | 0 | 0 | 0 | 0 | 0 | 0 | 0 | 0 | 0 | 0 | [44 empty] | 0
MCE Commercial | [10 empty] | 0 | 0 |  |  |  | 0 |  |  | #N/A | [12 empty] | 0 | [13 empty] | 0% | 0% |  | 0 | 0 | 0 | 0 | 0 | 0 | 0 | 0 | 0 | 0 | 0 | [44 empty] | 0
MCE Commercial | [10 empty] | 0 | 0 |  |  |  | 0 |  |  | #N/A | [12 empty] | 0 | [13 empty] | 0% | 0% |  | 0 | 0 | 0 | 0 | 0 | 0 | 0 | 0 | 0 | 0 | 0 | [44 empty] | 0
MCE Commercial | [10 empty] | 0 | 0 |  |  |  | 0 |  |  | #N/A | [12 empty] | 0 | [13 empty] | 0% | 0% |  | 0 | 0 | 0 | 0 | 0 | 0 | 0 | 0 | 0 | 0 | 0 | [44 empty] | 0
MCE Commercial | [10 empty] | 0 | 0 |  |  |  | 0 |  |  | #N/A | [12 empty] | 0 | [13 empty] | 0% | 0% |  | 0 | 0 | 0 | 0 | 0 | 0 | 0 | 0 | 0 | 0 | 0 | [44 empty] | 0
MCE Commercial | [10 empty] | 0 | 0 |  |  |  | 0 |  |  | #N/A | [12 empty] | 0 | [13 empty] | 0% | 0% |  | 0 | 0 | 0 | 0 | 0 | 0 | 0 | 0 | 0 | 0 | 0 | [44 empty] | 0
MCE Commercial | [10 empty] | 0 | 0 |  |  |  | 0 |  |  | #N/A | [12 empty] | 0 | [13 empty] | 0% | 0% |  | 0 | 0 | 0 | 0 | 0 | 0 | 0 | 0 | 0 | 0 | 0 | [44 empty] | 0
MCE Commercial | [10 empty] | 0 | 0 |  |  |  | 0 |  |  | #N/A | [12 empty] | 0 | [13 empty] | 0% | 0% |  | 0 | 0 | 0 | 0 | 0 | 0 | 0 | 0 | 0 | 0 | 0 | [44 empty] | 0
MCE Commercial | [10 empty] | 0 | 0 |  |  |  | 0 |  |  | #N/A | [12 empty] | 0 | [13 empty] | 0% | 0% |  | 0 | 0 | 0 | 0 | 0 | 0 | 0 | 0 | 0 | 0 | 0 | [44 empty] | 0
MCE Commercial | [10 empty] | 0 | 0 |  |  |  | 0 |  |  | #N/A | [12 empty] | 0 | [13 empty] | 0% | 0% |  | 0 | 0 | 0 | 0 | 0 | 0 | 0 | 0 | 0 | 0 | 0 | [44 empty] | 0
MCE Commercial | [10 empty] | 0 | 0 |  |  |  | 0 |  |  | #N/A | [12 empty] | 0 | [13 empty] | 0% | 0% |  | 0 | 0 | 0 | 0 | 0 | 0 | 0 | 0 | 0 | 0 | 0 | [44 empty] | 0
MCE Commercial | [10 empty] | 0 | 0 |  |  |  | 0 |  |  | #N/A | [12 empty] | 0 | [13 empty] | 0% | 0% |  | 0 | 0 | 0 | 0 | 0 | 0 | 0 | 0 | 0 | 0 | 0 | [44 empty] | 0
MCE Commercial | [10 empty] | 0 | 0 |  |  |  | 0 |  |  | #N/A | [12 empty] | 0 | [13 empty] | 0% | 0% |  | 0 | 0 | 0 | 0 | 0 | 0 | 0 | 0 | 0 | 0 | 0 | [44 empty] | 0
MCE Commercial | [10 empty] | 0 | 0 |  |  |  | 0 |  |  | #N/A | [12 empty] | 0 | [13 empty] | 0% | 0% |  | 0 | 0 | 0 | 0 | 0 | 0 | 0 | 0 | 0 | 0 | 0 | [44 empty] | 0
MCE Commercial | [10 empty] | 0 | 0 |  |  |  | 0 |  |  | #N/A | [12 empty] | 0 | [13 empty] | 0% | 0% |  | 0 | 0 | 0 | 0 | 0 | 0 | 0 | 0 | 0 | 0 | 0 | [44 empty] | 0
MCE Commercial | [10 empty] | 0 | 0 |  |  |  | 0 |  |  | #N/A | [12 empty] | 0 | [13 empty] | 0% | 0% |  | 0 | 0 | 0 | 0 | 0 | 0 | 0 | 0 | 0 | 0 | 0 | [44 empty] | 0
MCE Commercial | [10 empty] | 0 | 0 |  |  |  | 0 |  |  | #N/A | [12 empty] | 0 | [13 empty] | 0% | 0% |  | 0 | 0 | 0 | 0 | 0 | 0 | 0 | 0 | 0 | 0 | 0 | [44 empty] | 0
MCE Commercial | [10 empty] | 0 | 0 |  |  |  | 0 |  |  | #N/A | [12 empty] | 0 | [13 empty] | 0% | 0% |  | 0 | 0 | 0 | 0 | 0 | 0 | 0 | 0 | 0 | 0 | 0 | [44 empty] | 0
MCE Commercial | [10 empty] | 0 | 0 |  |  |  | 0 |  |  | #N/A | [12 empty] | 0 | [13 empty] | 0% | 0% |  | 0 | 0 | 0 | 0 | 0 | 0 | 0 | 0 | 0 | 0 | 0 | [44 empty] | 0
MCE Commercial | [10 empty] | 0 | 0 |  |  |  | 0 |  |  | #N/A | [12 empty] | 0 | [13 empty] | 0% | 0% |  | 0 | 0 | 0 | 0 | 0 | 0 | 0 | 0 | 0 | 0 | 0 | [44 empty] | 0
MCE Commercial | [10 empty] | 0 | 0 |  |  |  | 0 |  |  | #N/A | [12 empty] | 0 | [13 empty] | 0% | 0% |  | 0 | 0 | 0 | 0 | 0 | 0 | 0 | 0 | 0 | 0 | 0 | [44 empty] | 0
MCE Commercial | [10 empty] | 0 | 0 |  |  |  | 0 |  |  | #N/A | [12 empty] | 0 | [13 empty] | 0% | 0% |  | 0 | 0 | 0 | 0 | 0 | 0 | 0 | 0 | 0 | 0 | 0 | [44 empty] | 0
MCE Commercial | [10 empty] | 0 | 0 |  |  |  | 0 |  |  | #N/A | [12 empty] | 0 | [13 empty] | 0% | 0% |  | 0 | 0 | 0 | 0 | 0 | 0 | 0 | 0 | 0 | 0 | 0 | [44 empty] | 0
MCE Commercial | [10 empty] | 0 | 0 |  |  |  | 0 |  |  | #N/A | [12 empty] | 0 | [13 empty] | 0% | 0% |  | 0 | 0 | 0 | 0 | 0 | 0 | 0 | 0 | 0 | 0 | 0 | [44 empty] | 0
MCE Commercial | [10 empty] | 0 | 0 |  |  |  | 0 |  |  | #N/A | [12 empty] | 0 | [13 empty] | 0% | 0% |  | 0 | 0 | 0 | 0 | 0 | 0 | 0 | 0 | 0 | 0 | 0 | [44 empty] | 0
MCE Commercial | [10 empty] | 0 | 0 |  |  |  | 0 |  |  | #N/A | [12 empty] | 0 | [13 empty] | 0% | 0% |  | 0 | 0 | 0 | 0 | 0 | 0 | 0 | 0 | 0 | 0 | 0 | [44 empty] | 0
MCE Commercial | [10 empty] | 0 | 0 |  |  |  | 0 |  |  | #N/A | [12 empty] | 0 | [13 empty] | 0% | 0% |  | 0 | 0 | 0 | 0 | 0 | 0 | 0 | 0 | 0 | 0 | 0 | [44 empty] | 0
MCE Commercial | [10 empty] | 0 | 0 |  |  |  | 0 |  |  | #N/A | [12 empty] | 0 | [13 empty] | 0% | 0% |  | 0 | 0 | 0 | 0 | 0 | 0 | 0 | 0 | 0 | 0 | 0 | [44 empty] | 0
MCE Commercial | [10 empty] | 0 | 0 |  |  |  | 0 |  |  | #N/A | [12 empty] | 0 | [13 empty] | 0% | 0% |  | 0 | 0 | 0 | 0 | 0 | 0 | 0 | 0 | 0 | 0 | 0 | [44 empty] | 0
MCE Commercial | [10 empty] | 0 | 0 |  |  |  | 0 |  |  | #N/A | [12 empty] | 0 | [13 empty] | 0% | 0% |  | 0 | 0 | 0 | 0 | 0 | 0 | 0 | 0 | 0 | 0 | 0 | [44 empty] | 0
MCE Commercial | [10 empty] | 0 | 0 |  |  |  | 0 |  |  | #N/A | [12 empty] | 0 | [13 empty] | 0% | 0% |  | 0 | 0 | 0 | 0 | 0 | 0 | 0 | 0 | 0 | 0 | 0 | [44 empty] | 0
MCE Commercial | [10 empty] | 0 | 0 |  |  |  | 0 |  |  | #N/A | [12 empty] | 0 | [13 empty] | 0% | 0% |  | 0 | 0 | 0 | 0 | 0 | 0 | 0 | 0 | 0 | 0 | 0 | [44 empty] | 0
MCE Commercial | [10 empty] | 0 | 0 |  |  |  | 0 |  |  | #N/A | [12 empty] | 0 | [13 empty] | 0% | 0% |  | 0 | 0 | 0 | 0 | 0 | 0 | 0 | 0 | 0 | 0 | 0 | [44 empty] | 0
MCE Commercial | [10 empty] | 0 | 0 |  |  |  | 0 |  |  | #N/A | [12 empty] | 0 | [13 empty] | 0% | 0% |  | 0 | 0 | 0 | 0 | 0 | 0 | 0 | 0 | 0 | 0 | 0 | [44 empty] | 0
MCE Commercial | [10 empty] | 0 | 0 |  |  |  | 0 |  |  | #N/A | [12 empty] | 0 | [13 empty] | 0% | 0% |  | 0 | 0 | 0 | 0 | 0 | 0 | 0 | 0 | 0 | 0 | 0 | [44 empty] | 0
MCE Commercial | [10 empty] | 0 | 0 |  |  |  | 0 |  |  | #N/A | [12 empty] | 0 | [13 empty] | 0% | 0% |  | 0 | 0 | 0 | 0 | 0 | 0 | 0 | 0 | 0 | 0 | 0 | [44 empty] | 0
MCE Commercial | [10 empty] | 0 | 0 |  |  |  | 0 |  |  | #N/A | [12 empty] | 0 | [13 empty] | 0% | 0% |  | 0 | 0 | 0 | 0 | 0 | 0 | 0 | 0 | 0 | 0 | 0 | [44 empty] | 0
MCE Commercial | [10 empty] | 0 | 0 |  |  |  | 0 |  |  | #N/A | [12 empty] | 0 | [13 empty] | 0% | 0% |  | 0 | 0 | 0 | 0 | 0 | 0 | 0 | 0 | 0 | 0 | 0 | [44 empty] | 0
MCE Commercial | [10 empty] | 0 | 0 |  |  |  | 0 |  |  | #N/A | [12 empty] | 0 | [13 empty] | 0% | 0% |  | 0 | 0 | 0 | 0 | 0 | 0 | 0 | 0 | 0 | 0 | 0 | [44 empty] | 0
MCE Commercial | [10 empty] | 0 | 0 |  |  |  | 0 |  |  | #N/A | [12 empty] | 0 | [13 empty] | 0% | 0% |  | 0 | 0 | 0 | 0 | 0 | 0 | 0 | 0 | 0 | 0 | 0 | [44 empty] | 0
MCE Commercial | [10 empty] | 0 | 0 |  |  |  | 0 |  |  | #N/A | [12 empty] | 0 | [13 empty] | 0% | 0% |  | 0 | 0 | 0 | 0 | 0 | 0 | 0 | 0 | 0 | 0 | 0 | [44 empty] | 0
MCE Commercial | [10 empty] | 0 | 0 |  |  |  | 0 |  |  | #N/A | [12 empty] | 0 | [13 empty] | 0% | 0% |  | 0 | 0 | 0 | 0 | 0 | 0 | 0 | 0 | 0 | 0 | 0 | [44 empty] | 0
MCE Commercial | [10 empty] | 0 | 0 |  |  |  | 0 |  |  | #N/A | [12 empty] | 0 | [13 empty] | 0% | 0% |  | 0 | 0 | 0 | 0 | 0 | 0 | 0 | 0 | 0 | 0 | 0 | [44 empty] | 0
MCE Commercial | [10 empty] | 0 | 0 |  |  |  | 0 |  |  | #N/A | [12 empty] | 0 | [13 empty] | 0% | 0% |  | 0 | 0 | 0 | 0 | 0 | 0 | 0 | 0 | 0 | 0 | 0 | [44 empty] | 0
MCE Commercial | [10 empty] | 0 | 0 |  |  |  | 0 |  |  | #N/A | [12 empty] | 0 | [13 empty] | 0% | 0% |  | 0 | 0 | 0 | 0 | 0 | 0 | 0 | 0 | 0 | 0 | 0 | [44 empty] | 0
MCE Commercial | [10 empty] | 0 | 0 |  |  |  | 0 |  |  | #N/A | [12 empty] | 0 | [13 empty] | 0% | 0% |  | 0 | 0 | 0 | 0 | 0 | 0 | 0 | 0 | 0 | 0 | 0 | [44 empty] | 0
MCE Commercial | [10 empty] | 0 | 0 |  |  |  | 0 |  |  | #N/A | [12 empty] | 0 | [13 empty] | 0% | 0% |  | 0 | 0 | 0 | 0 | 0 | 0 | 0 | 0 | 0 | 0 | 0 | [44 empty] | 0
MCE Commercial | [10 empty] | 0 | 0 |  |  |  | 0 |  |  | #N/A | [12 empty] | 0 | [13 empty] | 0% | 0% |  | 0 | 0 | 0 | 0 | 0 | 0 | 0 | 0 | 0 | 0 | 0 | [44 empty] | 0
MCE Commercial | [10 empty] | 0 | 0 |  |  |  | 0 |  |  | #N/A | [12 empty] | 0 | [13 empty] | 0% | 0% |  | 0 | 0 | 0 | 0 | 0 | 0 | 0 | 0 | 0 | 0 | 0 | [44 empty] | 0
MCE Commercial | [10 empty] | 0 | 0 |  |  |  | 0 |  |  | #N/A | [12 empty] | 0 | [13 empty] | 0% | 0% |  | 0 | 0 | 0 | 0 | 0 | 0 | 0 | 0 | 0 | 0 | 0 | [44 empty] | 0
MCE Commercial | [10 empty] | 0 | 0 |  |  |  | 0 |  |  | #N/A | [12 empty] | 0 | [13 empty] | 0% | 0% |  | 0 | 0 | 0 | 0 | 0 | 0 | 0 | 0 | 0 | 0 | 0 | [44 empty] | 0
MCE Commercial | [10 empty] | 0 | 0 |  |  |  | 0 |  |  | #N/A | [12 empty] | 0 | [13 empty] | 0% | 0% |  | 0 | 0 | 0 | 0 | 0 | 0 | 0 | 0 | 0 | 0 | 0 | [44 empty] | 0
MCE Commercial | [10 empty] | 0 | 0 |  |  |  | 0 |  |  | #N/A | [12 empty] | 0 | [13 empty] | 0% | 0% |  | 0 | 0 | 0 | 0 | 0 | 0 | 0 | 0 | 0 | 0 | 0 | [44 empty] | 0
MCE Commercial | [10 empty] | 0 | 0 |  |  |  | 0 |  |  | #N/A | [12 empty] | 0 | [13 empty] | 0% | 0% |  | 0 | 0 | 0 | 0 | 0 | 0 | 0 | 0 | 0 | 0 | 0 | [44 empty] | 0
MCE Commercial | [10 empty] | 0 | 0 |  |  |  | 0 |  |  | #N/A | [12 empty] | 0 | [13 empty] | 0% | 0% |  | 0 | 0 | 0 | 0 | 0 | 0 | 0 | 0 | 0 | 0 | 0 | [44 empty] | 0
MCE Commercial | [10 empty] | 0 | 0 |  |  |  | 0 |  |  | #N/A | [12 empty] | 0 | [13 empty] | 0% | 0% |  | 0 | 0 | 0 | 0 | 0 | 0 | 0 | 0 | 0 | 0 | 0 | [44 empty] | 0
MCE Commercial | [10 empty] | 0 | 0 |  |  |  | 0 |  |  | #N/A | [12 empty] | 0 | [13 empty] | 0% | 0% |  | 0 | 0 | 0 | 0 | 0 | 0 | 0 | 0 | 0 | 0 | 0 | [44 empty] | 0
MCE Commercial | [10 empty] | 0 | 0 |  |  |  | 0 |  |  | #N/A | [12 empty] | 0 | [13 empty] | 0% | 0% |  | 0 | 0 | 0 | 0 | 0 | 0 | 0 | 0 | 0 | 0 | 0 | [44 empty] | 0
MCE Commercial | [10 empty] | 0 | 0 |  |  |  | 0 |  |  | #N/A | [12 empty] | 0 | [13 empty] | 0% | 0% |  | 0 | 0 | 0 | 0 | 0 | 0 | 0 | 0 | 0 | 0 | 0 | [44 empty] | 0
MCE Commercial | [10 empty] | 0 | 0 |  |  |  | 0 |  |  | #N/A | [12 empty] | 0 | [13 empty] | 0% | 0% |  | 0 | 0 | 0 | 0 | 0 | 0 | 0 | 0 | 0 | 0 | 0 | [44 empty] | 0
MCE Commercial | [10 empty] | 0 | 0 |  |  |  | 0 |  |  | #N/A | [12 empty] | 0 | [13 empty] | 0% | 0% |  | 0 | 0 | 0 | 0 | 0 | 0 | 0 | 0 | 0 | 0 | 0 | [44 empty] | 0
MCE Commercial | [10 empty] | 0 | 0 |  |  |  | 0 |  |  | #N/A | [12 empty] | 0 | [13 empty] | 0% | 0% |  | 0 | 0 | 0 | 0 | 0 | 0 | 0 | 0 | 0 | 0 | 0 | [44 empty] | 0
MCE Commercial | [10 empty] | 0 | 0 |  |  |  | 0 |  |  | #N/A | [12 empty] | 0 | [13 empty] | 0% | 0% |  | 0 | 0 | 0 | 0 | 0 | 0 | 0 | 0 | 0 | 0 | 0 | [44 empty] | 0
MCE Commercial | [10 empty] | 0 | 0 |  |  |  | 0 |  |  | #N/A | [12 empty] | 0 | [13 empty] | 0% | 0% |  | 0 | 0 | 0 | 0 | 0 | 0 | 0 | 0 | 0 | 0 | 0 | [44 empty] | 0
MCE Commercial | [10 empty] | 0 | 0 |  |  |  | 0 |  |  | #N/A | [12 empty] | 0 | [13 empty] | 0% | 0% |  | 0 | 0 | 0 | 0 | 0 | 0 | 0 | 0 | 0 | 0 | 0 | [44 empty] | 0
MCE Commercial | [10 empty] | 0 | 0 |  |  |  | 0 |  |  | #N/A | [12 empty] | 0 | [13 empty] | 0% | 0% |  | 0 | 0 | 0 | 0 | 0 | 0 | 0 | 0 | 0 | 0 | 0 | [44 empty] | 0
MCE Commercial | [10 empty] | 0 | 0 |  |  |  | 0 |  |  | #N/A | [12 empty] | 0 | [13 empty] | 0% | 0% |  | 0 | 0 | 0 | 0 | 0 | 0 | 0 | 0 | 0 | 0 | 0 | [44 empty] | 0
MCE Commercial | [10 empty] | 0 | 0 |  |  |  | 0 |  |  | #N/A | [12 empty] | 0 | [13 empty] | 0% | 0% |  | 0 | 0 | 0 | 0 | 0 | 0 | 0 | 0 | 0 | 0 | 0 | [44 empty] | 0
MCE Commercial | [10 empty] | 0 | 0 |  |  |  | 0 |  |  | #N/A | [12 empty] | 0 | [13 empty] | 0% | 0% |  | 0 | 0 | 0 | 0 | 0 | 0 | 0 | 0 | 0 | 0 | 0 | [44 empty] | 0
MCE Commercial | [10 empty] | 0 | 0 |  |  |  | 0 |  |  | #N/A | [12 empty] | 0 | [13 empty] | 0% | 0% |  | 0 | 0 | 0 | 0 | 0 | 0 | 0 | 0 | 0 | 0 | 0 | [44 empty] | 0
MCE Commercial | [10 empty] | 0 | 0 |  |  |  | 0 |  |  | #N/A | [12 empty] | 0 | [13 empty] | 0% | 0% |  | 0 | 0 | 0 | 0 | 0 | 0 | 0 | 0 | 0 | 0 | 0 | [44 empty] | 0
MCE Commercial | [10 empty] | 0 | 0 |  |  |  | 0 |  |  | #N/A | [12 empty] | 0 | [13 empty] | 0% | 0% |  | 0 | 0 | 0 | 0 | 0 | 0 | 0 | 0 | 0 | 0 | 0 | [44 empty] | 0
MCE Commercial | [10 empty] | 0 | 0 |  |  |  | 0 |  |  | #N/A | [12 empty] | 0 | [13 empty] | 0% | 0% |  | 0 | 0 | 0 | 0 | 0 | 0 | 0 | 0 | 0 | 0 | 0 | [44 empty] | 0
MCE Commercial | [10 empty] | 0 | 0 |  |  |  | 0 |  |  | #N/A | [12 empty] | 0 | [13 empty] | 0% | 0% |  | 0 | 0 | 0 | 0 | 0 | 0 | 0 | 0 | 0 | 0 | 0 | [44 empty] | 0
MCE Commercial | [10 empty] | 0 | 0 |  |  |  | 0 |  |  | #N/A | [12 empty] | 0 | [13 empty] | 0% | 0% |  | 0 | 0 | 0 | 0 | 0 | 0 | 0 | 0 | 0 | 0 | 0 | [44 empty] | 0
MCE Commercial | [10 empty] | 0 | 0 |  |  |  | 0 |  |  | #N/A | [12 empty] | 0 | [13 empty] | 0% | 0% |  | 0 | 0 | 0 | 0 | 0 | 0 | 0 | 0 | 0 | 0 | 0 | [44 empty] | 0
MCE Commercial | [10 empty] | 0 | 0 |  |  |  | 0 |  |  | #N/A | [12 empty] | 0 | [13 empty] | 0% | 0% |  | 0 | 0 | 0 | 0 | 0 | 0 | 0 | 0 | 0 | 0 | 0 | [44 empty] | 0
MCE Commercial | [10 empty] | 0 | 0 |  |  |  | 0 |  |  | #N/A | [12 empty] | 0 | [13 empty] | 0% | 0% |  | 0 | 0 | 0 | 0 | 0 | 0 | 0 | 0 | 0 | 0 | 0 | [44 empty] | 0
MCE Commercial | [10 empty] | 0 | 0 |  |  |  | 0 |  |  | #N/A | [12 empty] | 0 | [13 empty] | 0% | 0% |  | 0 | 0 | 0 | 0 | 0 | 0 | 0 | 0 | 0 | 0 | 0 | [44 empty] | 0
MCE Commercial | [10 empty] | 0 | 0 |  |  |  | 0 |  |  | #N/A | [12 empty] | 0 | [13 empty] | 0% | 0% |  | 0 | 0 | 0 | 0 | 0 | 0 | 0 | 0 | 0 | 0 | 0 | [44 empty] | 0
MCE Commercial | [10 empty] | 0 | 0 |  |  |  | 0 |  |  | #N/A | [12 empty] | 0 | [13 empty] | 0% | 0% |  | 0 | 0 | 0 | 0 | 0 | 0 | 0 | 0 | 0 | 0 | 0 | [44 empty] | 0
MCE Commercial | [10 empty] | 0 | 0 |  |  |  | 0 |  |  | #N/A | [12 empty] | 0 | [13 empty] | 0% | 0% |  | 0 | 0 | 0 | 0 | 0 | 0 | 0 | 0 | 0 | 0 | 0 | [44 empty] | 0
MCE Commercial | [10 empty] | 0 | 0 |  |  |  | 0 |  |  | #N/A | [12 empty] | 0 | [13 empty] | 0% | 0% |  | 0 | 0 | 0 | 0 | 0 | 0 | 0 | 0 | 0 | 0 | 0 | [44 empty] | 0
MCE Commercial | [10 empty] | 0 | 0 |  |  |  | 0 |  |  | #N/A | [12 empty] | 0 | [13 empty] | 0% | 0% |  | 0 | 0 | 0 | 0 | 0 | 0 | 0 | 0 | 0 | 0 | 0 | [44 empty] | 0
MCE Commercial | [10 empty] | 0 | 0 |  |  |  | 0 |  |  | #N/A | [12 empty] | 0 | [13 empty] | 0% | 0% |  | 0 | 0 | 0 | 0 | 0 | 0 | 0 | 0 | 0 | 0 | 0 | [44 empty] | 0
MCE Commercial | [10 empty] | 0 | 0 |  |  |  | 0 |  |  | #N/A | [12 empty] | 0 | [13 empty] | 0% | 0% |  | 0 | 0 | 0 | 0 | 0 | 0 | 0 | 0 | 0 | 0 | 0 | [44 empty] | 0
MCE Commercial | [10 empty] | 0 | 0 |  |  |  | 0 |  |  | #N/A | [12 empty] | 0 | [13 empty] | 0% | 0% |  | 0 | 0 | 0 | 0 | 0 | 0 | 0 | 0 | 0 | 0 | 0 | [44 empty] | 0
MCE Commercial | [10 empty] | 0 | 0 |  |  |  | 0 |  |  | #N/A | [12 empty] | 0 | [13 empty] | 0% | 0% |  | 0 | 0 | 0 | 0 | 0 | 0 | 0 | 0 | 0 | 0 | 0 | [44 empty] | 0
MCE Commercial | [10 empty] | 0 | 0 |  |  |  | 0 |  |  | #N/A | [12 empty] | 0 | [13 empty] | 0% | 0% |  | 0 | 0 | 0 | 0 | 0 | 0 | 0 | 0 | 0 | 0 | 0 | [44 empty] | 0
MCE Commercial | [10 empty] | 0 | 0 |  |  |  | 0 |  |  | #N/A | [12 empty] | 0 | [13 empty] | 0% | 0% |  | 0 | 0 | 0 | 0 | 0 | 0 | 0 | 0 | 0 | 0 | 0 | [44 empty] | 0
MCE Commercial | [10 empty] | 0 | 0 |  |  |  | 0 |  |  | #N/A | [12 empty] | 0 | [13 empty] | 0% | 0% |  | 0 | 0 | 0 | 0 | 0 | 0 | 0 | 0 | 0 | 0 | 0 | [44 empty] | 0
MCE Commercial | [10 empty] | 0 | 0 |  |  |  | 0 |  |  | #N/A | [12 empty] | 0 | [13 empty] | 0% | 0% |  | 0 | 0 | 0 | 0 | 0 | 0 | 0 | 0 | 0 | 0 | 0 | [44 empty] | 0
MCE Commercial | [10 empty] | 0 | 0 |  |  |  | 0 |  |  | #N/A | [12 empty] | 0 | [13 empty] | 0% | 0% |  | 0 | 0 | 0 | 0 | 0 | 0 | 0 | 0 | 0 | 0 | 0 | [44 empty] | 0
MCE Commercial | [10 empty] | 0 | 0 |  |  |  | 0 |  |  | #N/A | [12 empty] | 0 | [13 empty] | 0% | 0% |  | 0 | 0 | 0 | 0 | 0 | 0 | 0 | 0 | 0 | 0 | 0 | [44 empty] | 0
MCE Commercial | [10 empty] | 0 | 0 |  |  |  | 0 |  |  | #N/A | [12 empty] | 0 | [13 empty] | 0% | 0% |  | 0 | 0 | 0 | 0 | 0 | 0 | 0 | 0 | 0 | 0 | 0 | [44 empty] | 0
MCE Commercial | [10 empty] | 0 | 0 |  |  |  | 0 |  |  | #N/A | [12 empty] | 0 | [13 empty] | 0% | 0% |  | 0 | 0 | 0 | 0 | 0 | 0 | 0 | 0 | 0 | 0 | 0 | [44 empty] | 0
MCE Commercial | [10 empty] | 0 | 0 |  |  |  | 0 |  |  | #N/A | [12 empty] | 0 | [13 empty] | 0% | 0% |  | 0 | 0 | 0 | 0 | 0 | 0 | 0 | 0 | 0 | 0 | 0 | [44 empty] | 0
MCE Commercial | [10 empty] | 0 | 0 |  |  |  | 0 |  |  | #N/A | [12 empty] | 0 | [13 empty] | 0% | 0% |  | 0 | 0 | 0 | 0 | 0 | 0 | 0 | 0 | 0 | 0 | 0 | [44 empty] | 0
MCE Commercial | [10 empty] | 0 | 0 |  |  |  | 0 |  |  | #N/A | [12 empty] | 0 | [13 empty] | 0% | 0% |  | 0 | 0 | 0 | 0 | 0 | 0 | 0 | 0 | 0 | 0 | 0 | [44 empty] | 0
MCE Commercial | [10 empty] | 0 | 0 |  |  |  | 0 |  |  | #N/A | [12 empty] | 0 | [13 empty] | 0% | 0% |  | 0 | 0 | 0 | 0 | 0 | 0 | 0 | 0 | 0 | 0 | 0 | [44 empty] | 0
MCE Commercial | [10 empty] | 0 | 0 |  |  |  | 0 |  |  | #N/A | [12 empty] | 0 | [13 empty] | 0% | 0% |  | 0 | 0 | 0 | 0 | 0 | 0 | 0 | 0 | 0 | 0 | 0 | [44 empty] | 0
MCE Commercial | [10 empty] | 0 | 0 |  |  |  | 0 |  |  | #N/A | [12 empty] | 0 | [13 empty] | 0% | 0% |  | 0 | 0 | 0 | 0 | 0 | 0 | 0 | 0 | 0 | 0 | 0 | [44 empty] | 0
MCE Commercial | [10 empty] | 0 | 0 |  |  |  | 0 |  |  | #N/A | [12 empty] | 0 | [13 empty] | 0% | 0% |  | 0 | 0 | 0 | 0 | 0 | 0 | 0 | 0 | 0 | 0 | 0 | [44 empty] | 0
MCE Commercial | [10 empty] | 0 | 0 |  |  |  | 0 |  |  | #N/A | [12 empty] | 0 | [13 empty] | 0% | 0% |  | 0 | 0 | 0 | 0 | 0 | 0 | 0 | 0 | 0 | 0 | 0 | [44 empty] | 0
MCE Commercial | [10 empty] | 0 | 0 |  |  |  | 0 |  |  | #N/A | [12 empty] | 0 | [13 empty] | 0% | 0% |  | 0 | 0 | 0 | 0 | 0 | 0 | 0 | 0 | 0 | 0 | 0 | [44 empty] | 0
MCE Commercial | [10 empty] | 0 | 0 |  |  |  | 0 |  |  | #N/A | [12 empty] | 0 | [13 empty] | 0% | 0% |  | 0 | 0 | 0 | 0 | 0 | 0 | 0 | 0 | 0 | 0 | 0 | [44 empty] | 0
MCE Commercial | [10 empty] | 0 | 0 |  |  |  | 0 |  |  | #N/A | [12 empty] | 0 | [13 empty] | 0% | 0% |  | 0 | 0 | 0 | 0 | 0 | 0 | 0 | 0 | 0 | 0 | 0 | [44 empty] | 0
MCE Commercial | [10 empty] | 0 | 0 |  |  |  | 0 |  |  | #N/A | [12 empty] | 0 | [13 empty] | 0% | 0% |  | 0 | 0 | 0 | 0 | 0 | 0 | 0 | 0 | 0 | 0 | 0 | [44 empty] | 0
MCE Commercial | [10 empty] | 0 | 0 |  |  |  | 0 |  |  | #N/A | [12 empty] | 0 | [13 empty] | 0% | 0% |  | 0 | 0 | 0 | 0 | 0 | 0 | 0 | 0 | 0 | 0 | 0 | [44 empty] | 0
MCE Commercial | [10 empty] | 0 | 0 |  |  |  | 0 |  |  | #N/A | [12 empty] | 0 | [13 empty] | 0% | 0% |  | 0 | 0 | 0 | 0 | 0 | 0 | 0 | 0 | 0 | 0 | 0 | [44 empty] | 0
MCE Commercial | [10 empty] | 0 | 0 |  |  |  | 0 |  |  | #N/A | [12 empty] | 0 | [13 empty] | 0% | 0% |  | 0 | 0 | 0 | 0 | 0 | 0 | 0 | 0 | 0 | 0 | 0 | [44 empty] | 0
MCE Commercial | [10 empty] | 0 | 0 |  |  |  | 0 |  |  | #N/A | [12 empty] | 0 | [13 empty] | 0% | 0% |  | 0 | 0 | 0 | 0 | 0 | 0 | 0 | 0 | 0 | 0 | 0 | [44 empty] | 0
MCE Commercial | [10 empty] | 0 | 0 |  |  |  | 0 |  |  | #N/A | [12 empty] | 0 | [13 empty] | 0% | 0% |  | 0 | 0 | 0 | 0 | 0 | 0 | 0 | 0 | 0 | 0 | 0 | [44 empty] | 0
MCE Commercial | [10 empty] | 0 | 0 |  |  |  | 0 |  |  | #N/A | [12 empty] | 0 | [13 empty] | 0% | 0% |  | 0 | 0 | 0 | 0 | 0 | 0 | 0 | 0 | 0 | 0 | 0 | [44 empty] | 0
MCE Commercial | [10 empty] | 0 | 0 |  |  |  | 0 |  |  | #N/A | [12 empty] | 0 | [13 empty] | 0% | 0% |  | 0 | 0 | 0 | 0 | 0 | 0 | 0 | 0 | 0 | 0 | 0 | [44 empty] | 0
MCE Commercial | [10 empty] | 0 | 0 |  |  |  | 0 |  |  | #N/A | [12 empty] | 0 | [13 empty] | 0% | 0% |  | 0 | 0 | 0 | 0 | 0 | 0 | 0 | 0 | 0 | 0 | 0 | [44 empty] | 0
MCE Commercial | [10 empty] | 0 | 0 |  |  |  | 0 |  |  | #N/A | [12 empty] | 0 | [13 empty] | 0% | 0% |  | 0 | 0 | 0 | 0 | 0 | 0 | 0 | 0 | 0 | 0 | 0 | [44 empty] | 0
MCE Commercial | [10 empty] | 0 | 0 |  |  |  | 0 |  |  | #N/A | [12 empty] | 0 | [13 empty] | 0% | 0% |  | 0 | 0 | 0 | 0 | 0 | 0 | 0 | 0 | 0 | 0 | 0 | [44 empty] | 0
MCE Commercial | [10 empty] | 0 | 0 |  |  |  | 0 |  |  | #N/A | [12 empty] | 0 | [13 empty] | 0% | 0% |  | 0 | 0 | 0 | 0 | 0 | 0 | 0 | 0 | 0 | 0 | 0 | [44 empty] | 0
MCE Commercial | [10 empty] | 0 | 0 |  |  |  | 0 |  |  | #N/A | [12 empty] | 0 | [13 empty] | 0% | 0% |  | 0 | 0 | 0 | 0 | 0 | 0 | 0 | 0 | 0 | 0 | 0 | [44 empty] | 0
MCE Commercial | [10 empty] | 0 | 0 |  |  |  | 0 |  |  | #N/A | [12 empty] | 0 | [13 empty] | 0% | 0% |  | 0 | 0 | 0 | 0 | 0 | 0 | 0 | 0 | 0 | 0 | 0 | [44 empty] | 0
MCE Commercial | [10 empty] | 0 | 0 |  |  |  | 0 |  |  | #N/A | [12 empty] | 0 | [13 empty] | 0% | 0% |  | 0 | 0 | 0 | 0 | 0 | 0 | 0 | 0 | 0 | 0 | 0 | [44 empty] | 0
MCE Commercial | [10 empty] | 0 | 0 |  |  |  | 0 |  |  | #N/A | [12 empty] | 0 | [13 empty] | 0% | 0% |  | 0 | 0 | 0 | 0 | 0 | 0 | 0 | 0 | 0 | 0 | 0 | [44 empty] | 0
MCE Commercial | [10 empty] | 0 | 0 |  |  |  | 0 |  |  | #N/A | [12 empty] | 0 | [13 empty] | 0% | 0% |  | 0 | 0 | 0 | 0 | 0 | 0 | 0 | 0 | 0 | 0 | 0 | [44 empty] | 0
MCE Commercial | [10 empty] | 0 | 0 |  |  |  | 0 |  |  | #N/A | [12 empty] | 0 | [13 empty] | 0% | 0% |  | 0 | 0 | 0 | 0 | 0 | 0 | 0 | 0 | 0 | 0 | 0 | [44 empty] | 0
MCE Commercial | [10 empty] | 0 | 0 |  |  |  | 0 |  |  | #N/A | [12 empty] | 0 | [13 empty] | 0% | 0% |  | 0 | 0 | 0 | 0 | 0 | 0 | 0 | 0 | 0 | 0 | 0 | [44 empty] | 0
MCE Commercial | [10 empty] | 0 | 0 |  |  |  | 0 |  |  | #N/A | [12 empty] | 0 | [13 empty] | 0% | 0% |  | 0 | 0 | 0 | 0 | 0 | 0 | 0 | 0 | 0 | 0 | 0 | [44 empty] | 0
MCE Commercial | [10 empty] | 0 | 0 |  |  |  | 0 |  |  | #N/A | [12 empty] | 0 | [13 empty] | 0% | 0% |  | 0 | 0 | 0 | 0 | 0 | 0 | 0 | 0 | 0 | 0 | 0 | [44 empty] | 0
MCE Commercial | [10 empty] | 0 | 0 |  |  |  | 0 |  |  | #N/A | [12 empty] | 0 | [13 empty] | 0% | 0% |  | 0 | 0 | 0 | 0 | 0 | 0 | 0 | 0 | 0 | 0 | 0 | [44 empty] | 0
MCE Commercial | [10 empty] | 0 | 0 |  |  |  | 0 |  |  | #N/A | [12 empty] | 0 | [13 empty] | 0% | 0% |  | 0 | 0 | 0 | 0 | 0 | 0 | 0 | 0 | 0 | 0 | 0 | [44 empty] | 0
MCE Commercial | [10 empty] | 0 | 0 |  |  |  | 0 |  |  | #N/A | [12 empty] | 0 | [13 empty] | 0% | 0% |  | 0 | 0 | 0 | 0 | 0 | 0 | 0 | 0 | 0 | 0 | 0 | [44 empty] | 0
MCE Commercial | [10 empty] | 0 | 0 |  |  |  | 0 |  |  | #N/A | [12 empty] | 0 | [13 empty] | 0% | 0% |  | 0 | 0 | 0 | 0 | 0 | 0 | 0 | 0 | 0 | 0 | 0 | [44 empty] | 0
MCE Commercial | [10 empty] | 0 | 0 |  |  |  | 0 |  |  | #N/A | [12 empty] | 0 | [13 empty] | 0% | 0% |  | 0 | 0 | 0 | 0 | 0 | 0 | 0 | 0 | 0 | 0 | 0 | [44 empty] | 0
MCE Commercial | [10 empty] | 0 | 0 |  |  |  | 0 |  |  | #N/A | [12 empty] | 0 | [13 empty] | 0% | 0% |  | 0 | 0 | 0 | 0 | 0 | 0 | 0 | 0 | 0 | 0 | 0 | [44 empty] | 0
MCE Commercial | [10 empty] | 0 | 0 |  |  |  | 0 |  |  | #N/A | [12 empty] | 0 | [13 empty] | 0% | 0% |  | 0 | 0 | 0 | 0 | 0 | 0 | 0 | 0 | 0 | 0 | 0 | [44 empty] | 0
MCE Commercial | [10 empty] | 0 | 0 |  |  |  | 0 |  |  | #N/A | [12 empty] | 0 | [13 empty] | 0% | 0% |  | 0 | 0 | 0 | 0 | 0 | 0 | 0 | 0 | 0 | 0 | 0 | [44 empty] | 0
MCE Commercial | [10 empty] | 0 | 0 |  |  |  | 0 |  |  | #N/A | [12 empty] | 0 | [13 empty] | 0% | 0% |  | 0 | 0 | 0 | 0 | 0 | 0 | 0 | 0 | 0 | 0 | 0 | [44 empty] | 0
MCE Commercial | [10 empty] | 0 | 0 |  |  |  | 0 |  |  | #N/A | [12 empty] | 0 | [13 empty] | 0% | 0% |  | 0 | 0 | 0 | 0 | 0 | 0 | 0 | 0 | 0 | 0 | 0 | [44 empty] | 0
MCE Commercial | [10 empty] | 0 | 0 |  |  |  | 0 |  |  | #N/A | [12 empty] | 0 | [13 empty] | 0% | 0% |  | 0 | 0 | 0 | 0 | 0 | 0 | 0 | 0 | 0 | 0 | 0 | [44 empty] | 0
MCE Commercial | [10 empty] | 0 | 0 |  |  |  | 0 |  |  | #N/A | [12 empty] | 0 | [13 empty] | 0% | 0% |  | 0 | 0 | 0 | 0 | 0 | 0 | 0 | 0 | 0 | 0 | 0 | [44 empty] | 0
MCE Commercial | [10 empty] | 0 | 0 |  |  |  | 0 |  |  | #N/A | [12 empty] | 0 | [13 empty] | 0% | 0% |  | 0 | 0 | 0 | 0 | 0 | 0 | 0 | 0 | 0 | 0 | 0 | [44 empty] | 0
MCE Commercial | [10 empty] | 0 | 0 |  |  |  | 0 |  |  | #N/A | [12 empty] | 0 | [13 empty] | 0% | 0% |  | 0 | 0 | 0 | 0 | 0 | 0 | 0 | 0 | 0 | 0 | 0 | [44 empty] | 0
MCE Commercial | [10 empty] | 0 | 0 |  |  |  | 0 |  |  | #N/A | [12 empty] | 0 | [13 empty] | 0% | 0% |  | 0 | 0 | 0 | 0 | 0 | 0 | 0 | 0 | 0 | 0 | 0 | [44 empty] | 0
MCE Commercial | [10 empty] | 0 | 0 |  |  |  | 0 |  |  | #N/A | [12 empty] | 0 | [13 empty] | 0% | 0% |  | 0 | 0 | 0 | 0 | 0 | 0 | 0 | 0 | 0 | 0 | 0 | [44 empty] | 0
MCE Commercial | [10 empty] | 0 | 0 |  |  |  | 0 |  |  | #N/A | [12 empty] | 0 | [13 empty] | 0% | 0% |  | 0 | 0 | 0 | 0 | 0 | 0 | 0 | 0 | 0 | 0 | 0 | [44 empty] | 0
MCE Commercial | [10 empty] | 0 | 0 |  |  |  | 0 |  |  | #N/A | [12 empty] | 0 | [13 empty] | 0% | 0% |  | 0 | 0 | 0 | 0 | 0 | 0 | 0 | 0 | 0 | 0 | 0 | [44 empty] | 0
MCE Commercial | [10 empty] | 0 | 0 |  |  |  | 0 |  |  | #N/A | [12 empty] | 0 | [13 empty] | 0% | 0% |  | 0 | 0 | 0 | 0 | 0 | 0 | 0 | 0 | 0 | 0 | 0 | [44 empty] | 0
MCE Commercial | [10 empty] | 0 | 0 |  |  |  | 0 |  |  | #N/A | [12 empty] | 0 | [13 empty] | 0% | 0% |  | 0 | 0 | 0 | 0 | 0 | 0 | 0 | 0 | 0 | 0 | 0 | [44 empty] | 0
MCE Commercial | [10 empty] | 0 | 0 |  |  |  | 0 |  |  | #N/A | [12 empty] | 0 | [13 empty] | 0% | 0% |  | 0 | 0 | 0 | 0 | 0 | 0 | 0 | 0 | 0 | 0 | 0 | [44 empty] | 0
MCE Commercial | [10 empty] | 0 | 0 |  |  |  | 0 |  |  | #N/A | [12 empty] | 0 | [13 empty] | 0% | 0% |  | 0 | 0 | 0 | 0 | 0 | 0 | 0 | 0 | 0 | 0 | 0 | [44 empty] | 0
MCE Commercial | [10 empty] | 0 | 0 |  |  |  | 0 |  |  | #N/A | [12 empty] | 0 | [13 empty] | 0% | 0% |  | 0 | 0 | 0 | 0 | 0 | 0 | 0 | 0 | 0 | 0 | 0 | [44 empty] | 0
MCE Commercial | [10 empty] | 0 | 0 |  |  |  | 0 |  |  | #N/A | [12 empty] | 0 | [13 empty] | 0% | 0% |  | 0 | 0 | 0 | 0 | 0 | 0 | 0 | 0 | 0 | 0 | 0 | [44 empty] | 0
MCE Commercial | [10 empty] | 0 | 0 |  |  |  | 0 |  |  | #N/A | [12 empty] | 0 | [13 empty] | 0% | 0% |  | 0 | 0 | 0 | 0 | 0 | 0 | 0 | 0 | 0 | 0 | 0 | [44 empty] | 0
MCE Commercial | [10 empty] | 0 | 0 |  |  |  | 0 |  |  | #N/A | [12 empty] | 0 | [13 empty] | 0% | 0% |  | 0 | 0 | 0 | 0 | 0 | 0 | 0 | 0 | 0 | 0 | 0 | [44 empty] | 0
MCE Commercial | [10 empty] | 0 | 0 |  |  |  | 0 |  |  | #N/A | [12 empty] | 0 | [13 empty] | 0% | 0% |  | 0 | 0 | 0 | 0 | 0 | 0 | 0 | 0 | 0 | 0 | 0 | [44 empty] | 0
MCE Commercial | [10 empty] | 0 | 0 |  |  |  | 0 |  |  | #N/A | [12 empty] | 0 | [13 empty] | 0% | 0% |  | 0 | 0 | 0 | 0 | 0 | 0 | 0 | 0 | 0 | 0 | 0 | [44 empty] | 0
MCE Commercial | [10 empty] | 0 | 0 |  |  |  | 0 |  |  | #N/A | [12 empty] | 0 | [13 empty] | 0% | 0% |  | 0 | 0 | 0 | 0 | 0 | 0 | 0 | 0 | 0 | 0 | 0 | [44 empty] | 0
MCE Commercial | [10 empty] | 0 | 0 |  |  |  | 0 |  |  | #N/A | [12 empty] | 0 | [13 empty] | 0% | 0% |  | 0 | 0 | 0 | 0 | 0 | 0 | 0 | 0 | 0 | 0 | 0 | [44 empty] | 0
MCE Commercial | [10 empty] | 0 | 0 |  |  |  | 0 |  |  | #N/A | [12 empty] | 0 | [13 empty] | 0% | 0% |  | 0 | 0 | 0 | 0 | 0 | 0 | 0 | 0 | 0 | 0 | 0 | [44 empty] | 0
MCE Commercial | [10 empty] | 0 | 0 |  |  |  | 0 |  |  | #N/A | [12 empty] | 0 | [13 empty] | 0% | 0% |  | 0 | 0 | 0 | 0 | 0 | 0 | 0 | 0 | 0 | 0 | 0 | [44 empty] | 0
MCE Commercial | [10 empty] | 0 | 0 |  |  |  | 0 |  |  | #N/A | [12 empty] | 0 | [13 empty] | 0% | 0% |  | 0 | 0 | 0 | 0 | 0 | 0 | 0 | 0 | 0 | 0 | 0 | [44 empty] | 0
MCE Commercial | [10 empty] | 0 | 0 |  |  |  | 0 |  |  | #N/A | [12 empty] | 0 | [13 empty] | 0% | 0% |  | 0 | 0 | 0 | 0 | 0 | 0 | 0 | 0 | 0 | 0 | 0 | [44 empty] | 0
MCE Commercial | [10 empty] | 0 | 0 |  |  |  | 0 |  |  | #N/A | [12 empty] | 0 | [13 empty] | 0% | 0% |  | 0 | 0 | 0 | 0 | 0 | 0 | 0 | 0 | 0 | 0 | 0 | [44 empty] | 0
MCE Commercial | [10 empty] | 0 | 0 |  |  |  | 0 |  |  | #N/A | [12 empty] | 0 | [13 empty] | 0% | 0% |  | 0 | 0 | 0 | 0 | 0 | 0 | 0 | 0 | 0 | 0 | 0 | [44 empty] | 0
MCE Commercial | [10 empty] | 0 | 0 |  |  |  | 0 |  |  | #N/A | [12 empty] | 0 | [13 empty] | 0% | 0% |  | 0 | 0 | 0 | 0 | 0 | 0 | 0 | 0 | 0 | 0 | 0 | [44 empty] | 0
MCE Commercial | [10 empty] | 0 | 0 |  |  |  | 0 |  |  | #N/A | [12 empty] | 0 | [13 empty] | 0% | 0% |  | 0 | 0 | 0 | 0 | 0 | 0 | 0 | 0 | 0 | 0 | 0 | [44 empty] | 0
MCE Commercial | [10 empty] | 0 | 0 |  |  |  | 0 |  |  | #N/A | [12 empty] | 0 | [13 empty] | 0% | 0% |  | 0 | 0 | 0 | 0 | 0 | 0 | 0 | 0 | 0 | 0 | 0 | [44 empty] | 0
MCE Commercial | [10 empty] | 0 | 0 |  |  |  | 0 |  |  | #N/A | [12 empty] | 0 | [13 empty] | 0% | 0% |  | 0 | 0 | 0 | 0 | 0 | 0 | 0 | 0 | 0 | 0 | 0 | [44 empty] | 0
MCE Commercial | [10 empty] | 0 | 0 |  |  |  | 0 |  |  | #N/A | [12 empty] | 0 | [13 empty] | 0% | 0% |  | 0 | 0 | 0 | 0 | 0 | 0 | 0 | 0 | 0 | 0 | 0 | [44 empty] | 0
MCE Commercial | [10 empty] | 0 | 0 |  |  |  | 0 |  |  | #N/A | [12 empty] | 0 | [13 empty] | 0% | 0% |  | 0 | 0 | 0 | 0 | 0 | 0 | 0 | 0 | 0 | 0 | 0 | [44 empty] | 0
MCE Commercial | [10 empty] | 0 | 0 |  |  |  | 0 |  |  | #N/A | [12 empty] | 0 | [13 empty] | 0% | 0% |  | 0 | 0 | 0 | 0 | 0 | 0 | 0 | 0 | 0 | 0 | 0 | [44 empty] | 0
MCE Commercial | [10 empty] | 0 | 0 |  |  |  | 0 |  |  | #N/A | [12 empty] | 0 | [13 empty] | 0% | 0% |  | 0 | 0 | 0 | 0 | 0 | 0 | 0 | 0 | 0 | 0 | 0 | [44 empty] | 0
MCE Commercial | [10 empty] | 0 | 0 |  |  |  | 0 |  |  | #N/A | [12 empty] | 0 | [13 empty] | 0% | 0% |  | 0 | 0 | 0 | 0 | 0 | 0 | 0 | 0 | 0 | 0 | 0 | [44 empty] | 0
MCE Commercial | [10 empty] | 0 | 0 |  |  |  | 0 |  |  | #N/A | [12 empty] | 0 | [13 empty] | 0% | 0% |  | 0 | 0 | 0 | 0 | 0 | 0 | 0 | 0 | 0 | 0 | 0 | [44 empty] | 0
MCE Commercial | [10 empty] | 0 | 0 |  |  |  | 0 |  |  | #N/A | [12 empty] | 0 | [13 empty] | 0% | 0% |  | 0 | 0 | 0 | 0 | 0 | 0 | 0 | 0 | 0 | 0 | 0 | [44 empty] | 0
MCE Commercial | [10 empty] | 0 | 0 |  |  |  | 0 |  |  | #N/A | [12 empty] | 0 | [13 empty] | 0% | 0% |  | 0 | 0 | 0 | 0 | 0 | 0 | 0 | 0 | 0 | 0 | 0 | [44 empty] | 0
MCE Commercial | [10 empty] | 0 | 0 |  |  |  | 0 |  |  | #N/A | [12 empty] | 0 | [13 empty] | 0% | 0% |  | 0 | 0 | 0 | 0 | 0 | 0 | 0 | 0 | 0 | 0 | 0 | [44 empty] | 0
MCE Commercial | [10 empty] | 0 | 0 |  |  |  | 0 |  |  | #N/A | [12 empty] | 0 | [13 empty] | 0% | 0% |  | 0 | 0 | 0 | 0 | 0 | 0 | 0 | 0 | 0 | 0 | 0 | [44 empty] | 0
MCE Commercial | [10 empty] | 0 | 0 |  |  |  | 0 |  |  | #N/A | [12 empty] | 0 | [13 empty] | 0% | 0% |  | 0 | 0 | 0 | 0 | 0 | 0 | 0 | 0 | 0 | 0 | 0 | [44 empty] | 0
MCE Commercial | [10 empty] | 0 | 0 |  |  |  | 0 |  |  | #N/A | [12 empty] | 0 | [13 empty] | 0% | 0% |  | 0 | 0 | 0 | 0 | 0 | 0 | 0 | 0 | 0 | 0 | 0 | [44 empty] | 0
MCE Commercial | [10 empty] | 0 | 0 |  |  |  | 0 |  |  | #N/A | [12 empty] | 0 | [13 empty] | 0% | 0% |  | 0 | 0 | 0 | 0 | 0 | 0 | 0 | 0 | 0 | 0 | 0 | [44 empty] | 0
MCE Commercial | [10 empty] | 0 | 0 |  |  |  | 0 |  |  | #N/A | [12 empty] | 0 | [13 empty] | 0% | 0% |  | 0 | 0 | 0 | 0 | 0 | 0 | 0 | 0 | 0 | 0 | 0 | [44 empty] | 0
MCE Commercial | [10 empty] | 0 | 0 |  |  |  | 0 |  |  | #N/A | [12 empty] | 0 | [13 empty] | 0% | 0% |  | 0 | 0 | 0 | 0 | 0 | 0 | 0 | 0 | 0 | 0 | 0 | [44 empty] | 0
MCE Commercial | [10 empty] | 0 | 0 |  |  |  | 0 |  |  | #N/A | [12 empty] | 0 | [13 empty] | 0% | 0% |  | 0 | 0 | 0 | 0 | 0 | 0 | 0 | 0 | 0 | 0 | 0 | [44 empty] | 0
MCE Commercial | [10 empty] | 0 | 0 |  |  |  | 0 |  |  | #N/A | [12 empty] | 0 | [13 empty] | 0% | 0% |  | 0 | 0 | 0 | 0 | 0 | 0 | 0 | 0 | 0 | 0 | 0 | [44 empty] | 0
MCE Commercial | [10 empty] | 0 | 0 |  |  |  | 0 |  |  | #N/A | [12 empty] | 0 | [13 empty] | 0% | 0% |  | 0 | 0 | 0 | 0 | 0 | 0 | 0 | 0 | 0 | 0 | 0 | [44 empty] | 0
MCE Commercial | [10 empty] | 0 | 0 |  |  |  | 0 |  |  | #N/A | [12 empty] | 0 | [13 empty] | 0% | 0% |  | 0 | 0 | 0 | 0 | 0 | 0 | 0 | 0 | 0 | 0 | 0 | [44 empty] | 0
MCE Commercial | [10 empty] | 0 | 0 |  |  |  | 0 |  |  | #N/A | [12 empty] | 0 | [13 empty] | 0% | 0% |  | 0 | 0 | 0 | 0 | 0 | 0 | 0 | 0 | 0 | 0 | 0 | [44 empty] | 0
MCE Commercial | [10 empty] | 0 | 0 |  |  |  | 0 |  |  | #N/A | [12 empty] | 0 | [13 empty] | 0% | 0% |  | 0 | 0 | 0 | 0 | 0 | 0 | 0 | 0 | 0 | 0 | 0 | [44 empty] | 0
MCE Commercial | [10 empty] | 0 | 0 |  |  |  | 0 |  |  | #N/A | [12 empty] | 0 | [13 empty] | 0% | 0% |  | 0 | 0 | 0 | 0 | 0 | 0 | 0 | 0 | 0 | 0 | 0 | [44 empty] | 0
MCE Commercial | [10 empty] | 0 | 0 |  |  |  | 0 |  |  | #N/A | [12 empty] | 0 | [13 empty] | 0% | 0% |  | 0 | 0 | 0 | 0 | 0 | 0 | 0 | 0 | 0 | 0 | 0 | [44 empty] | 0
MCE Commercial | [10 empty] | 0 | 0 |  |  |  | 0 |  |  | #N/A | [12 empty] | 0 | [13 empty] | 0% | 0% |  | 0 | 0 | 0 | 0 | 0 | 0 | 0 | 0 | 0 | 0 | 0 | [44 empty] | 0
MCE Commercial | [10 empty] | 0 | 0 |  |  |  | 0 |  |  | #N/A | [12 empty] | 0 | [13 empty] | 0% | 0% |  | 0 | 0 | 0 | 0 | 0 | 0 | 0 | 0 | 0 | 0 | 0 | [44 empty] | 0
MCE Commercial | [10 empty] | 0 | 0 |  |  |  | 0 |  |  | #N/A | [12 empty] | 0 | [13 empty] | 0% | 0% |  | 0 | 0 | 0 | 0 | 0 | 0 | 0 | 0 | 0 | 0 | 0 | [44 empty] | 0
MCE Commercial | [10 empty] | 0 | 0 |  |  |  | 0 |  |  | #N/A | [12 empty] | 0 | [13 empty] | 0% | 0% |  | 0 | 0 | 0 | 0 | 0 | 0 | 0 | 0 | 0 | 0 | 0 | [44 empty] | 0
MCE Commercial | [10 empty] | 0 | 0 |  |  |  | 0 |  |  | #N/A | [12 empty] | 0 | [13 empty] | 0% | 0% |  | 0 | 0 | 0 | 0 | 0 | 0 | 0 | 0 | 0 | 0 | 0 | [44 empty] | 0
MCE Commercial | [10 empty] | 0 | 0 |  |  |  | 0 |  |  | #N/A | [12 empty] | 0 | [13 empty] | 0% | 0% |  | 0 | 0 | 0 | 0 | 0 | 0 | 0 | 0 | 0 | 0 | 0 | [44 empty] | 0
MCE Commercial | [10 empty] | 0 | 0 |  |  |  | 0 |  |  | #N/A | [12 empty] | 0 | [13 empty] | 0% | 0% |  | 0 | 0 | 0 | 0 | 0 | 0 | 0 | 0 | 0 | 0 | 0 | [44 empty] | 0
MCE Commercial | [10 empty] | 0 | 0 |  |  |  | 0 |  |  | #N/A | [12 empty] | 0 | [13 empty] | 0% | 0% |  | 0 | 0 | 0 | 0 | 0 | 0 | 0 | 0 | 0 | 0 | 0 | [44 empty] | 0
MCE Commercial | [10 empty] | 0 | 0 |  |  |  | 0 |  |  | #N/A | [12 empty] | 0 | [13 empty] | 0% | 0% |  | 0 | 0 | 0 | 0 | 0 | 0 | 0 | 0 | 0 | 0 | 0 | [44 empty] | 0
MCE Commercial | [10 empty] | 0 | 0 |  |  |  | 0 |  |  | #N/A | [12 empty] | 0 | [13 empty] | 0% | 0% |  | 0 | 0 | 0 | 0 | 0 | 0 | 0 | 0 | 0 | 0 | 0 | [44 empty] | 0
MCE Commercial | [10 empty] | 0 | 0 |  |  |  | 0 |  |  | #N/A | [12 empty] | 0 | [13 empty] | 0% | 0% |  | 0 | 0 | 0 | 0 | 0 | 0 | 0 | 0 | 0 | 0 | 0 | [44 empty] | 0
MCE Commercial | [10 empty] | 0 | 0 |  |  |  | 0 |  |  | #N/A | [12 empty] | 0 | [13 empty] | 0% | 0% |  | 0 | 0 | 0 | 0 | 0 | 0 | 0 | 0 | 0 | 0 | 0 | [44 empty] | 0
MCE Commercial | [10 empty] | 0 | 0 |  |  |  | 0 |  |  | #N/A | [12 empty] | 0 | [13 empty] | 0% | 0% |  | 0 | 0 | 0 | 0 | 0 | 0 | 0 | 0 | 0 | 0 | 0 | [44 empty] | 0
MCE Commercial | [10 empty] | 0 | 0 |  |  |  | 0 |  |  | #N/A | [12 empty] | 0 | [13 empty] | 0% | 0% |  | 0 | 0 | 0 | 0 | 0 | 0 | 0 | 0 | 0 | 0 | 0 | [44 empty] | 0
MCE Commercial | [10 empty] | 0 | 0 |  |  |  | 0 |  |  | #N/A | [12 empty] | 0 | [13 empty] | 0% | 0% |  | 0 | 0 | 0 | 0 | 0 | 0 | 0 | 0 | 0 | 0 | 0 | [44 empty] | 0
MCE Commercial | [10 empty] | 0 | 0 |  |  |  | 0 |  |  | #N/A | [12 empty] | 0 | [13 empty] | 0% | 0% |  | 0 | 0 | 0 | 0 | 0 | 0 | 0 | 0 | 0 | 0 | 0 | [44 empty] | 0
MCE Commercial | [10 empty] | 0 | 0 |  |  |  | 0 |  |  | #N/A | [12 empty] | 0 | [13 empty] | 0% | 0% |  | 0 | 0 | 0 | 0 | 0 | 0 | 0 | 0 | 0 | 0 | 0 | [44 empty] | 0
MCE Commercial | [10 empty] | 0 | 0 |  |  |  | 0 |  |  | #N/A | [12 empty] | 0 | [13 empty] | 0% | 0% |  | 0 | 0 | 0 | 0 | 0 | 0 | 0 | 0 | 0 | 0 | 0 | [44 empty] | 0
MCE Commercial | [10 empty] | 0 | 0 |  |  |  | 0 |  |  | #N/A | [12 empty] | 0 | [13 empty] | 0% | 0% |  | 0 | 0 | 0 | 0 | 0 | 0 | 0 | 0 | 0 | 0 | 0 | [44 empty] | 0
MCE Commercial | [10 empty] | 0 | 0 |  |  |  | 0 |  |  | #N/A | [12 empty] | 0 | [13 empty] | 0% | 0% |  | 0 | 0 | 0 | 0 | 0 | 0 | 0 | 0 | 0 | 0 | 0 | [44 empty] | 0
MCE Commercial | [10 empty] | 0 | 0 |  |  |  | 0 |  |  | #N/A | [12 empty] | 0 | [13 empty] | 0% | 0% |  | 0 | 0 | 0 | 0 | 0 | 0 | 0 | 0 | 0 | 0 | 0 | [44 empty] | 0
MCE Commercial | [10 empty] | 0 | 0 |  |  |  | 0 |  |  | #N/A | [12 empty] | 0 | [13 empty] | 0% | 0% |  | 0 | 0 | 0 | 0 | 0 | 0 | 0 | 0 | 0 | 0 | 0 | [44 empty] | 0
MCE Commercial | [10 empty] | 0 | 0 |  |  |  | 0 |  |  | #N/A | [12 empty] | 0 | [13 empty] | 0% | 0% |  | 0 | 0 | 0 | 0 | 0 | 0 | 0 | 0 | 0 | 0 | 0 | [44 empty] | 0
MCE Commercial | [10 empty] | 0 | 0 |  |  |  | 0 |  |  | #N/A | [12 empty] | 0 | [13 empty] | 0% | 0% |  | 0 | 0 | 0 | 0 | 0 | 0 | 0 | 0 | 0 | 0 | 0 | [44 empty] | 0
MCE Commercial | [10 empty] | 0 | 0 |  |  |  | 0 |  |  | #N/A | [12 empty] | 0 | [13 empty] | 0% | 0% |  | 0 | 0 | 0 | 0 | 0 | 0 | 0 | 0 | 0 | 0 | 0 | [44 empty] | 0
MCE Commercial | [10 empty] | 0 | 0 |  |  |  | 0 |  |  | #N/A | [12 empty] | 0 | [13 empty] | 0% | 0% |  | 0 | 0 | 0 | 0 | 0 | 0 | 0 | 0 | 0 | 0 | 0 | [44 empty] | 0
MCE Commercial | [10 empty] | 0 | 0 |  |  |  | 0 |  |  | #N/A | [12 empty] | 0 | [13 empty] | 0% | 0% |  | 0 | 0 | 0 | 0 | 0 | 0 | 0 | 0 | 0 | 0 | 0 | [44 empty] | 0
MCE Commercial | [10 empty] | 0 | 0 |  |  |  | 0 |  |  | #N/A | [12 empty] | 0 | [13 empty] | 0% | 0% |  | 0 | 0 | 0 | 0 | 0 | 0 | 0 | 0 | 0 | 0 | 0 | [44 empty] | 0
MCE Commercial | [10 empty] | 0 | 0 |  |  |  | 0 |  |  | #N/A | [12 empty] | 0 | [13 empty] | 0% | 0% |  | 0 | 0 | 0 | 0 | 0 | 0 | 0 | 0 | 0 | 0 | 0 | [44 empty] | 0
MCE Commercial | [10 empty] | 0 | 0 |  |  |  | 0 |  |  | #N/A | [12 empty] | 0 | [13 empty] | 0% | 0% |  | 0 | 0 | 0 | 0 | 0 | 0 | 0 | 0 | 0 | 0 | 0 | [44 empty] | 0
MCE Commercial | [10 empty] | 0 | 0 |  |  |  | 0 |  |  | #N/A | [12 empty] | 0 | [13 empty] | 0% | 0% |  | 0 | 0 | 0 | 0 | 0 | 0 | 0 | 0 | 0 | 0 | 0 | [44 empty] | 0
MCE Commercial | [10 empty] | 0 | 0 |  |  |  | 0 |  |  | #N/A | [12 empty] | 0 | [13 empty] | 0% | 0% |  | 0 | 0 | 0 | 0 | 0 | 0 | 0 | 0 | 0 | 0 | 0 | [44 empty] | 0
MCE Commercial | [10 empty] | 0 | 0 |  |  |  | 0 |  |  | #N/A | [12 empty] | 0 | [13 empty] | 0% | 0% |  | 0 | 0 | 0 | 0 | 0 | 0 | 0 | 0 | 0 | 0 | 0 | [44 empty] | 0
MCE Commercial | [10 empty] | 0 | 0 |  |  |  | 0 |  |  | #N/A | [12 empty] | 0 | [13 empty] | 0% | 0% |  | 0 | 0 | 0 | 0 | 0 | 0 | 0 | 0 | 0 | 0 | 0 | [44 empty] | 0
MCE Commercial | [10 empty] | 0 | 0 |  |  |  | 0 |  |  | #N/A | [12 empty] | 0 | [13 empty] | 0% | 0% |  | 0 | 0 | 0 | 0 | 0 | 0 | 0 | 0 | 0 | 0 | 0 | [44 empty] | 0
MCE Commercial | [10 empty] | 0 | 0 |  |  |  | 0 |  |  | #N/A | [12 empty] | 0 | [13 empty] | 0% | 0% |  | 0 | 0 | 0 | 0 | 0 | 0 | 0 | 0 | 0 | 0 | 0 | [44 empty] | 0
MCE Commercial | [10 empty] | 0 | 0 |  |  |  | 0 |  |  | #N/A | [12 empty] | 0 | [13 empty] | 0% | 0% |  | 0 | 0 | 0 | 0 | 0 | 0 | 0 | 0 | 0 | 0 | 0 | [44 empty] | 0
MCE Commercial | [10 empty] | 0 | 0 |  |  |  | 0 |  |  | #N/A | [12 empty] | 0 | [13 empty] | 0% | 0% |  | 0 | 0 | 0 | 0 | 0 | 0 | 0 | 0 | 0 | 0 | 0 | [44 empty] | 0
MCE Commercial | [10 empty] | 0 | 0 |  |  |  | 0 |  |  | #N/A | [12 empty] | 0 | [13 empty] | 0% | 0% |  | 0 | 0 | 0 | 0 | 0 | 0 | 0 | 0 | 0 | 0 | 0 | [44 empty] | 0
MCE Commercial | [10 empty] | 0 | 0 |  |  |  | 0 |  |  | #N/A | [12 empty] | 0 | [13 empty] | 0% | 0% |  | 0 | 0 | 0 | 0 | 0 | 0 | 0 | 0 | 0 | 0 | 0 | [44 empty] | 0
MCE Commercial | [10 empty] | 0 | 0 |  |  |  | 0 |  |  | #N/A | [12 empty] | 0 | [13 empty] | 0% | 0% |  | 0 | 0 | 0 | 0 | 0 | 0 | 0 | 0 | 0 | 0 | 0 | [44 empty] | 0
MCE Commercial | [10 empty] | 0 | 0 |  |  |  | 0 |  |  | #N/A | [12 empty] | 0 | [13 empty] | 0% | 0% |  | 0 | 0 | 0 | 0 | 0 | 0 | 0 | 0 | 0 | 0 | 0 | [44 empty] | 0
MCE Commercial | [10 empty] | 0 | 0 |  |  |  | 0 |  |  | #N/A | [12 empty] | 0 | [13 empty] | 0% | 0% |  | 0 | 0 | 0 | 0 | 0 | 0 | 0 | 0 | 0 | 0 | 0 | [44 empty] | 0
MCE Commercial | [10 empty] | 0 | 0 |  |  |  | 0 |  |  | #N/A | [12 empty] | 0 | [13 empty] | 0% | 0% |  | 0 | 0 | 0 | 0 | 0 | 0 | 0 | 0 | 0 | 0 | 0 | [44 empty] | 0
MCE Commercial | [10 empty] | 0 | 0 |  |  |  | 0 |  |  | #N/A | [12 empty] | 0 | [13 empty] | 0% | 0% |  | 0 | 0 | 0 | 0 | 0 | 0 | 0 | 0 | 0 | 0 | 0 | [44 empty] | 0
MCE Commercial | [10 empty] | 0 | 0 |  |  |  | 0 |  |  | #N/A | [12 empty] | 0 | [13 empty] | 0% | 0% |  | 0 | 0 | 0 | 0 | 0 | 0 | 0 | 0 | 0 | 0 | 0 | [44 empty] | 0
MCE Commercial | [10 empty] | 0 | 0 |  |  |  | 0 |  |  | #N/A | [12 empty] | 0 | [13 empty] | 0% | 0% |  | 0 | 0 | 0 | 0 | 0 | 0 | 0 | 0 | 0 | 0 | 0 | [44 empty] | 0
MCE Commercial | [10 empty] | 0 | 0 |  |  |  | 0 |  |  | #N/A | [12 empty] | 0 | [13 empty] | 0% | 0% |  | 0 | 0 | 0 | 0 | 0 | 0 | 0 | 0 | 0 | 0 | 0 | [44 empty] | 0
MCE Commercial | [10 empty] | 0 | 0 |  |  |  | 0 |  |  | #N/A | [12 empty] | 0 | [13 empty] | 0% | 0% |  | 0 | 0 | 0 | 0 | 0 | 0 | 0 | 0 | 0 | 0 | 0 | [44 empty] | 0
MCE Commercial | [10 empty] | 0 | 0 |  |  |  | 0 |  |  | #N/A | [12 empty] | 0 | [13 empty] | 0% | 0% |  | 0 | 0 | 0 | 0 | 0 | 0 | 0 | 0 | 0 | 0 | 0 | [44 empty] | 0
MCE Commercial | [10 empty] | 0 | 0 |  |  |  | 0 |  |  | #N/A | [12 empty] | 0 | [13 empty] | 0% | 0% |  | 0 | 0 | 0 | 0 | 0 | 0 | 0 | 0 | 0 | 0 | 0 | [44 empty] | 0
MCE Commercial | [10 empty] | 0 | 0 |  |  |  | 0 |  |  | #N/A | [12 empty] | 0 | [13 empty] | 0% | 0% |  | 0 | 0 | 0 | 0 | 0 | 0 | 0 | 0 | 0 | 0 | 0 | [44 empty] | 0
MCE Commercial | [10 empty] | 0 | 0 |  |  |  | 0 |  |  | #N/A | [12 empty] | 0 | [13 empty] | 0% | 0% |  | 0 | 0 | 0 | 0 | 0 | 0 | 0 | 0 | 0 | 0 | 0 | [44 empty] | 0
MCE Commercial | [10 empty] | 0 | 0 |  |  |  | 0 |  |  | #N/A | [12 empty] | 0 | [13 empty] | 0% | 0% |  | 0 | 0 | 0 | 0 | 0 | 0 | 0 | 0 | 0 | 0 | 0 | [44 empty] | 0
MCE Commercial | [10 empty] | 0 | 0 |  |  |  | 0 |  |  | #N/A | [12 empty] | 0 | [13 empty] | 0% | 0% |  | 0 | 0 | 0 | 0 | 0 | 0 | 0 | 0 | 0 | 0 | 0 | [44 empty] | 0
MCE Commercial | [10 empty] | 0 | 0 |  |  |  | 0 |  |  | #N/A | [12 empty] | 0 | [13 empty] | 0% | 0% |  | 0 | 0 | 0 | 0 | 0 | 0 | 0 | 0 | 0 | 0 | 0 | [44 empty] | 0
MCE Commercial | [10 empty] | 0 | 0 |  |  |  | 0 |  |  | #N/A | [12 empty] | 0 | [13 empty] | 0% | 0% |  | 0 | 0 | 0 | 0 | 0 | 0 | 0 | 0 | 0 | 0 | 0 | [44 empty] | 0
MCE Commercial | [10 empty] | 0 | 0 |  |  |  | 0 |  |  | #N/A | [12 empty] | 0 | [13 empty] | 0% | 0% |  | 0 | 0 | 0 | 0 | 0 | 0 | 0 | 0 | 0 | 0 | 0 | [44 empty] | 0
MCE Commercial | [10 empty] | 0 | 0 |  |  |  | 0 |  |  | #N/A | [12 empty] | 0 | [13 empty] | 0% | 0% |  | 0 | 0 | 0 | 0 | 0 | 0 | 0 | 0 | 0 | 0 | 0 | [44 empty] | 0
MCE Commercial | [10 empty] | 0 | 0 |  |  |  | 0 |  |  | #N/A | [12 empty] | 0 | [13 empty] | 0% | 0% |  | 0 | 0 | 0 | 0 | 0 | 0 | 0 | 0 | 0 | 0 | 0 | [44 empty] | 0
MCE Commercial | [10 empty] | 0 | 0 |  |  |  | 0 |  |  | #N/A | [12 empty] | 0 | [13 empty] | 0% | 0% |  | 0 | 0 | 0 | 0 | 0 | 0 | 0 | 0 | 0 | 0 | 0 | [44 empty] | 0
MCE Commercial | [10 empty] | 0 | 0 |  |  |  | 0 |  |  | #N/A | [12 empty] | 0 | [13 empty] | 0% | 0% |  | 0 | 0 | 0 | 0 | 0 | 0 | 0 | 0 | 0 | 0 | 0 | [44 empty] | 0
MCE Commercial | [10 empty] | 0 | 0 |  |  |  | 0 |  |  | #N/A | [12 empty] | 0 | [13 empty] | 0% | 0% |  | 0 | 0 | 0 | 0 | 0 | 0 | 0 | 0 | 0 | 0 | 0 | [44 empty] | 0
MCE Commercial | [10 empty] | 0 | 0 |  |  |  | 0 |  |  | #N/A | [12 empty] | 0 | [13 empty] | 0% | 0% |  | 0 | 0 | 0 | 0 | 0 | 0 | 0 | 0 | 0 | 0 | 0 | [44 empty] | 0
MCE Commercial | [10 empty] | 0 | 0 |  |  |  | 0 |  |  | #N/A | [12 empty] | 0 | [13 empty] | 0% | 0% |  | 0 | 0 | 0 | 0 | 0 | 0 | 0 | 0 | 0 | 0 | 0 | [44 empty] | 0
MCE Commercial | [10 empty] | 0 | 0 |  |  |  | 0 |  |  | #N/A | [12 empty] | 0 | [13 empty] | 0% | 0% |  | 0 | 0 | 0 | 0 | 0 | 0 | 0 | 0 | 0 | 0 | 0 | [44 empty] | 0
MCE Commercial | [10 empty] | 0 | 0 |  |  |  | 0 |  |  | #N/A | [12 empty] | 0 | [13 empty] | 0% | 0% |  | 0 | 0 | 0 | 0 | 0 | 0 | 0 | 0 | 0 | 0 | 0 | [44 empty] | 0
MCE Commercial | [10 empty] | 0 | 0 |  |  |  | 0 |  |  | #N/A | [12 empty] | 0 | [13 empty] | 0% | 0% |  | 0 | 0 | 0 | 0 | 0 | 0 | 0 | 0 | 0 | 0 | 0 | [44 empty] | 0
MCE Commercial | [10 empty] | 0 | 0 |  |  |  | 0 |  |  | #N/A | [12 empty] | 0 | [13 empty] | 0% | 0% |  | 0 | 0 | 0 | 0 | 0 | 0 | 0 | 0 | 0 | 0 | 0 | [44 empty] | 0
MCE Commercial | [10 empty] | 0 | 0 |  |  |  | 0 |  |  | #N/A | [12 empty] | 0 | [13 empty] | 0% | 0% |  | 0 | 0 | 0 | 0 | 0 | 0 | 0 | 0 | 0 | 0 | 0 | [44 empty] | 0
MCE Commercial | [10 empty] | 0 | 0 |  |  |  | 0 |  |  | #N/A | [12 empty] | 0 | [13 empty] | 0% | 0% |  | 0 | 0 | 0 | 0 | 0 | 0 | 0 | 0 | 0 | 0 | 0 | [44 empty] | 0
MCE Commercial | [10 empty] | 0 | 0 |  |  |  | 0 |  |  | #N/A | [12 empty] | 0 | [13 empty] | 0% | 0% |  | 0 | 0 | 0 | 0 | 0 | 0 | 0 | 0 | 0 | 0 | 0 | [44 empty] | 0
MCE Commercial | [10 empty] | 0 | 0 |  |  |  | 0 |  |  | #N/A | [12 empty] | 0 | [13 empty] | 0% | 0% |  | 0 | 0 | 0 | 0 | 0 | 0 | 0 | 0 | 0 | 0 | 0 | [44 empty] | 0
MCE Commercial | [10 empty] | 0 | 0 |  |  |  | 0 |  |  | #N/A | [12 empty] | 0 | [13 empty] | 0% | 0% |  | 0 | 0 | 0 | 0 | 0 | 0 | 0 | 0 | 0 | 0 | 0 | [44 empty] | 0
MCE Commercial | [10 empty] | 0 | 0 |  |  |  | 0 |  |  | #N/A | [12 empty] | 0 | [13 empty] | 0% | 0% |  | 0 | 0 | 0 | 0 | 0 | 0 | 0 | 0 | 0 | 0 | 0 | [44 empty] | 0
MCE Commercial | [10 empty] | 0 | 0 |  |  |  | 0 |  |  | #N/A | [12 empty] | 0 | [13 empty] | 0% | 0% |  | 0 | 0 | 0 | 0 | 0 | 0 | 0 | 0 | 0 | 0 | 0 | [44 empty] | 0
MCE Commercial | [10 empty] | 0 | 0 |  |  |  | 0 |  |  | #N/A | [12 empty] | 0 | [13 empty] | 0% | 0% |  | 0 | 0 | 0 | 0 | 0 | 0 | 0 | 0 | 0 | 0 | 0 | [44 empty] | 0
MCE Commercial | [10 empty] | 0 | 0 |  |  |  | 0 |  |  | #N/A | [12 empty] | 0 | [13 empty] | 0% | 0% |  | 0 | 0 | 0 | 0 | 0 | 0 | 0 | 0 | 0 | 0 | 0 | [44 empty] | 0
MCE Commercial | [10 empty] | 0 | 0 |  |  |  | 0 |  |  | #N/A | [12 empty] | 0 | [13 empty] | 0% | 0% |  | 0 | 0 | 0 | 0 | 0 | 0 | 0 | 0 | 0 | 0 | 0 | [44 empty] | 0
MCE Commercial | [10 empty] | 0 | 0 |  |  |  | 0 |  |  | #N/A | [12 empty] | 0 | [13 empty] | 0% | 0% |  | 0 | 0 | 0 | 0 | 0 | 0 | 0 | 0 | 0 | 0 | 0 | [44 empty] | 0
MCE Commercial | [10 empty] | 0 | 0 |  |  |  | 0 |  |  | #N/A | [12 empty] | 0 | [13 empty] | 0% | 0% |  | 0 | 0 | 0 | 0 | 0 | 0 | 0 | 0 | 0 | 0 | 0 | [44 empty] | 0
MCE Commercial | [10 empty] | 0 | 0 |  |  |  | 0 |  |  | #N/A | [12 empty] | 0 | [13 empty] | 0% | 0% |  | 0 | 0 | 0 | 0 | 0 | 0 | 0 | 0 | 0 | 0 | 0 | [44 empty] | 0
MCE Commercial | [10 empty] | 0 | 0 |  |  |  | 0 |  |  | #N/A | [12 empty] | 0 | [13 empty] | 0% | 0% |  | 0 | 0 | 0 | 0 | 0 | 0 | 0 | 0 | 0 | 0 | 0 | [44 empty] | 0
MCE Commercial | [10 empty] | 0 | 0 |  |  |  | 0 |  |  | #N/A | [12 empty] | 0 | [13 empty] | 0% | 0% |  | 0 | 0 | 0 | 0 | 0 | 0 | 0 | 0 | 0 | 0 | 0 | [44 empty] | 0
MCE Commercial | [10 empty] | 0 | 0 |  |  |  | 0 |  |  | #N/A | [12 empty] | 0 | [13 empty] | 0% | 0% |  | 0 | 0 | 0 | 0 | 0 | 0 | 0 | 0 | 0 | 0 | 0 | [44 empty] | 0
MCE Commercial | [10 empty] | 0 | 0 |  |  |  | 0 |  |  | #N/A | [12 empty] | 0 | [13 empty] | 0% | 0% |  | 0 | 0 | 0 | 0 | 0 | 0 | 0 | 0 | 0 | 0 | 0 | [44 empty] | 0
MCE Commercial | [10 empty] | 0 | 0 |  |  |  | 0 |  |  | #N/A | [12 empty] | 0 | [13 empty] | 0% | 0% |  | 0 | 0 | 0 | 0 | 0 | 0 | 0 | 0 | 0 | 0 | 0 | [44 empty] | 0
MCE Commercial | [10 empty] | 0 | 0 |  |  |  | 0 |  |  | #N/A | [12 empty] | 0 | [13 empty] | 0% | 0% |  | 0 | 0 | 0 | 0 | 0 | 0 | 0 | 0 | 0 | 0 | 0 | [44 empty] | 0
MCE Commercial | [10 empty] | 0 | 0 |  |  |  | 0 |  |  | #N/A | [12 empty] | 0 | [13 empty] | 0% | 0% |  | 0 | 0 | 0 | 0 | 0 | 0 | 0 | 0 | 0 | 0 | 0 | [44 empty] | 0
MCE Commercial | [10 empty] | 0 | 0 |  |  |  | 0 |  |  | #N/A | [12 empty] | 0 | [13 empty] | 0% | 0% |  | 0 | 0 | 0 | 0 | 0 | 0 | 0 | 0 | 0 | 0 | 0 | [44 empty] | 0
MCE Commercial | [10 empty] | 0 | 0 |  |  |  | 0 |  |  | #N/A | [12 empty] | 0 | [13 empty] | 0% | 0% |  | 0 | 0 | 0 | 0 | 0 | 0 | 0 | 0 | 0 | 0 | 0 | [44 empty] | 0
MCE Commercial | [10 empty] | 0 | 0 |  |  |  | 0 |  |  | #N/A | [12 empty] | 0 | [13 empty] | 0% | 0% |  | 0 | 0 | 0 | 0 | 0 | 0 | 0 | 0 | 0 | 0 | 0 | [44 empty] | 0
MCE Commercial | [10 empty] | 0 | 0 |  |  |  | 0 |  |  | #N/A | [12 empty] | 0 | [13 empty] | 0% | 0% |  | 0 | 0 | 0 | 0 | 0 | 0 | 0 | 0 | 0 | 0 | 0 | [44 empty] | 0
MCE Commercial | [10 empty] | 0 | 0 |  |  |  | 0 |  |  | #N/A | [12 empty] | 0 | [13 empty] | 0% | 0% |  | 0 | 0 | 0 | 0 | 0 | 0 | 0 | 0 | 0 | 0 | 0 | [44 empty] | 0
MCE Commercial | [10 empty] | 0 | 0 |  |  |  | 0 |  |  | #N/A | [12 empty] | 0 | [13 empty] | 0% | 0% |  | 0 | 0 | 0 | 0 | 0 | 0 | 0 | 0 | 0 | 0 | 0 | [44 empty] | 0
MCE Commercial | [10 empty] | 0 | 0 |  |  |  | 0 |  |  | #N/A | [12 empty] | 0 | [13 empty] | 0% | 0% |  | 0 | 0 | 0 | 0 | 0 | 0 | 0 | 0 | 0 | 0 | 0 | [44 empty] | 0
MCE Commercial | [10 empty] | 0 | 0 |  |  |  | 0 |  |  | #N/A | [12 empty] | 0 | [13 empty] | 0% | 0% |  | 0 | 0 | 0 | 0 | 0 | 0 | 0 | 0 | 0 | 0 | 0 | [44 empty] | 0
MCE Commercial | [10 empty] | 0 | 0 |  |  |  | 0 |  |  | #N/A | [12 empty] | 0 | [13 empty] | 0% | 0% |  | 0 | 0 | 0 | 0 | 0 | 0 | 0 | 0 | 0 | 0 | 0 | [44 empty] | 0
MCE Commercial | [10 empty] | 0 | 0 |  |  |  | 0 |  |  | #N/A | [12 empty] | 0 | [13 empty] | 0% | 0% |  | 0 | 0 | 0 | 0 | 0 | 0 | 0 | 0 | 0 | 0 | 0 | [44 empty] | 0
MCE Commercial | [10 empty] | 0 | 0 |  |  |  | 0 |  |  | #N/A | [12 empty] | 0 | [13 empty] | 0% | 0% |  | 0 | 0 | 0 | 0 | 0 | 0 | 0 | 0 | 0 | 0 | 0 | [44 empty] | 0
MCE Commercial | [10 empty] | 0 | 0 |  |  |  | 0 |  |  | #N/A | [12 empty] | 0 | [13 empty] | 0% | 0% |  | 0 | 0 | 0 | 0 | 0 | 0 | 0 | 0 | 0 | 0 | 0 | [44 empty] | 0
MCE Commercial | [10 empty] | 0 | 0 |  |  |  | 0 |  |  | #N/A | [12 empty] | 0 | [13 empty] | 0% | 0% |  | 0 | 0 | 0 | 0 | 0 | 0 | 0 | 0 | 0 | 0 | 0 | [44 empty] | 0
MCE Commercial | [10 empty] | 0 | 0 |  |  |  | 0 |  |  | #N/A | [12 empty] | 0 | [13 empty] | 0% | 0% |  | 0 | 0 | 0 | 0 | 0 | 0 | 0 | 0 | 0 | 0 | 0 | [44 empty] | 0
MCE Commercial | [10 empty] | 0 | 0 |  |  |  | 0 |  |  | #N/A | [12 empty] | 0 | [13 empty] | 0% | 0% |  | 0 | 0 | 0 | 0 | 0 | 0 | 0 | 0 | 0 | 0 | 0 | [44 empty] | 0
MCE Commercial | [10 empty] | 0 | 0 |  |  |  | 0 |  |  | #N/A | [12 empty] | 0 | [13 empty] | 0% | 0% |  | 0 | 0 | 0 | 0 | 0 | 0 | 0 | 0 | 0 | 0 | 0 | [44 empty] | 0
MCE Commercial | [10 empty] | 0 | 0 |  |  |  | 0 |  |  | #N/A | [12 empty] | 0 | [13 empty] | 0% | 0% |  | 0 | 0 | 0 | 0 | 0 | 0 | 0 | 0 | 0 | 0 | 0 | [44 empty] | 0
MCE Commercial | [10 empty] | 0 | 0 |  |  |  | 0 |  |  | #N/A | [12 empty] | 0 | [13 empty] | 0% | 0% |  | 0 | 0 | 0 | 0 | 0 | 0 | 0 | 0 | 0 | 0 | 0 | [44 empty] | 0
MCE Commercial | [10 empty] | 0 | 0 |  |  |  | 0 |  |  | #N/A | [12 empty] | 0 | [13 empty] | 0% | 0% |  | 0 | 0 | 0 | 0 | 0 | 0 | 0 | 0 | 0 | 0 | 0 | [44 empty] | 0
MCE Commercial | [10 empty] | 0 | 0 |  |  |  | 0 |  |  | #N/A | [12 empty] | 0 | [13 empty] | 0% | 0% |  | 0 | 0 | 0 | 0 | 0 | 0 | 0 | 0 | 0 | 0 | 0 | [44 empty] | 0
MCE Commercial | [10 empty] | 0 | 0 |  |  |  | 0 |  |  | #N/A | [12 empty] | 0 | [13 empty] | 0% | 0% |  | 0 | 0 | 0 | 0 | 0 | 0 | 0 | 0 | 0 | 0 | 0 | [44 empty] | 0
MCE Commercial | [10 empty] | 0 | 0 |  |  |  | 0 |  |  | #N/A | [12 empty] | 0 | [13 empty] | 0% | 0% |  | 0 | 0 | 0 | 0 | 0 | 0 | 0 | 0 | 0 | 0 | 0 | [44 empty] | 0
MCE Commercial | [10 empty] | 0 | 0 |  |  |  | 0 |  |  | #N/A | [12 empty] | 0 | [13 empty] | 0% | 0% |  | 0 | 0 | 0 | 0 | 0 | 0 | 0 | 0 | 0 | 0 | 0 | [44 empty] | 0
MCE Commercial | [10 empty] | 0 | 0 |  |  |  | 0 |  |  | #N/A | [12 empty] | 0 | [13 empty] | 0% | 0% |  | 0 | 0 | 0 | 0 | 0 | 0 | 0 | 0 | 0 | 0 | 0 | [44 empty] | 0
MCE Commercial | [10 empty] | 0 | 0 |  |  |  | 0 |  |  | #N/A | [12 empty] | 0 | [13 empty] | 0% | 0% |  | 0 | 0 | 0 | 0 | 0 | 0 | 0 | 0 | 0 | 0 | 0 | [44 empty] | 0
MCE Commercial | [10 empty] | 0 | 0 |  |  |  | 0 |  |  | #N/A | [12 empty] | 0 | [13 empty] | 0% | 0% |  | 0 | 0 | 0 | 0 | 0 | 0 | 0 | 0 | 0 | 0 | 0 | [44 empty] | 0
MCE Commercial | [10 empty] | 0 | 0 |  |  |  | 0 |  |  | #N/A | [12 empty] | 0 | [13 empty] | 0% | 0% |  | 0 | 0 | 0 | 0 | 0 | 0 | 0 | 0 | 0 | 0 | 0 | [44 empty] | 0
MCE Commercial | [10 empty] | 0 | 0 |  |  |  | 0 |  |  | #N/A | [12 empty] | 0 | [13 empty] | 0% | 0% |  | 0 | 0 | 0 | 0 | 0 | 0 | 0 | 0 | 0 | 0 | 0 | [44 empty] | 0
MCE Commercial | [10 empty] | 0 | 0 |  |  |  | 0 |  |  | #N/A | [12 empty] | 0 | [13 empty] | 0% | 0% |  | 0 | 0 | 0 | 0 | 0 | 0 | 0 | 0 | 0 | 0 | 0 | [44 empty] | 0
MCE Commercial | [10 empty] | 0 | 0 |  |  |  | 0 |  |  | #N/A | [12 empty] | 0 | [13 empty] | 0% | 0% |  | 0 | 0 | 0 | 0 | 0 | 0 | 0 | 0 | 0 | 0 | 0 | [44 empty] | 0
MCE Commercial | [10 empty] | 0 | 0 |  |  |  | 0 |  |  | #N/A | [12 empty] | 0 | [13 empty] | 0% | 0% |  | 0 | 0 | 0 | 0 | 0 | 0 | 0 | 0 | 0 | 0 | 0 | [44 empty] | 0
MCE Commercial | [10 empty] | 0 | 0 |  |  |  | 0 |  |  | #N/A | [12 empty] | 0 | [13 empty] | 0% | 0% |  | 0 | 0 | 0 | 0 | 0 | 0 | 0 | 0 | 0 | 0 | 0 | [44 empty] | 0
MCE Commercial | [10 empty] | 0 | 0 |  |  |  | 0 |  |  | #N/A | [12 empty] | 0 | [13 empty] | 0% | 0% |  | 0 | 0 | 0 | 0 | 0 | 0 | 0 | 0 | 0 | 0 | 0 | [44 empty] | 0
MCE Commercial | [10 empty] | 0 | 0 |  |  |  | 0 |  |  | #N/A | [12 empty] | 0 | [13 empty] | 0% | 0% |  | 0 | 0 | 0 | 0 | 0 | 0 | 0 | 0 | 0 | 0 | 0 | [44 empty] | 0
MCE Commercial | [10 empty] | 0 | 0 |  |  |  | 0 |  |  | #N/A | [12 empty] | 0 | [13 empty] | 0% | 0% |  | 0 | 0 | 0 | 0 | 0 | 0 | 0 | 0 | 0 | 0 | 0 | [44 empty] | 0
MCE Commercial | [10 empty] | 0 | 0 |  |  |  | 0 |  |  | #N/A | [12 empty] | 0 | [13 empty] | 0% | 0% |  | 0 | 0 | 0 | 0 | 0 | 0 | 0 | 0 | 0 | 0 | 0 | [44 empty] | 0
MCE Commercial | [10 empty] | 0 | 0 |  |  |  | 0 |  |  | #N/A | [12 empty] | 0 | [13 empty] | 0% | 0% |  | 0 | 0 | 0 | 0 | 0 | 0 | 0 | 0 | 0 | 0 | 0 | [44 empty] | 0
MCE Commercial | [10 empty] | 0 | 0 |  |  |  | 0 |  |  | #N/A | [12 empty] | 0 | [13 empty] | 0% | 0% |  | 0 | 0 | 0 | 0 | 0 | 0 | 0 | 0 | 0 | 0 | 0 | [44 empty] | 0
MCE Commercial | [10 empty] | 0 | 0 |  |  |  | 0 |  |  | #N/A | [12 empty] | 0 | [13 empty] | 0% | 0% |  | 0 | 0 | 0 | 0 | 0 | 0 | 0 | 0 | 0 | 0 | 0 | [44 empty] | 0
MCE Commercial | [10 empty] | 0 | 0 |  |  |  | 0 |  |  | #N/A | [12 empty] | 0 | [13 empty] | 0% | 0% |  | 0 | 0 | 0 | 0 | 0 | 0 | 0 | 0 | 0 | 0 | 0 | [44 empty] | 0
MCE Commercial | [10 empty] | 0 | 0 |  |  |  | 0 |  |  | #N/A | [12 empty] | 0 | [13 empty] | 0% | 0% |  | 0 | 0 | 0 | 0 | 0 | 0 | 0 | 0 | 0 | 0 | 0 | [44 empty] | 0
MCE Commercial | [10 empty] | 0 | 0 |  |  |  | 0 |  |  | #N/A | [12 empty] | 0 | [13 empty] | 0% | 0% |  | 0 | 0 | 0 | 0 | 0 | 0 | 0 | 0 | 0 | 0 | 0 | [44 empty] | 0
MCE Commercial | [10 empty] | 0 | 0 |  |  |  | 0 |  |  | #N/A | [12 empty] | 0 | [13 empty] | 0% | 0% |  | 0 | 0 | 0 | 0 | 0 | 0 | 0 | 0 | 0 | 0 | 0 | [44 empty] | 0
MCE Commercial | [10 empty] | 0 | 0 |  |  |  | 0 |  |  | #N/A | [12 empty] | 0 | [13 empty] | 0% | 0% |  | 0 | 0 | 0 | 0 | 0 | 0 | 0 | 0 | 0 | 0 | 0 | [44 empty] | 0
MCE Commercial | [10 empty] | 0 | 0 |  |  |  | 0 |  |  | #N/A | [12 empty] | 0 | [13 empty] | 0% | 0% |  | 0 | 0 | 0 | 0 | 0 | 0 | 0 | 0 | 0 | 0 | 0 | [44 empty] | 0
MCE Commercial | [10 empty] | 0 | 0 |  |  |  | 0 |  |  | #N/A | [12 empty] | 0 | [13 empty] | 0% | 0% |  | 0 | 0 | 0 | 0 | 0 | 0 | 0 | 0 | 0 | 0 | 0 | [44 empty] | 0
MCE Commercial | [10 empty] | 0 | 0 |  |  |  | 0 |  |  | #N/A | [12 empty] | 0 | [13 empty] | 0% | 0% |  | 0 | 0 | 0 | 0 | 0 | 0 | 0 | 0 | 0 | 0 | 0 | [44 empty] | 0
MCE Commercial | [10 empty] | 0 | 0 |  |  |  | 0 |  |  | #N/A | [12 empty] | 0 | [13 empty] | 0% | 0% |  | 0 | 0 | 0 | 0 | 0 | 0 | 0 | 0 | 0 | 0 | 0 | [44 empty] | 0
MCE Commercial | [10 empty] | 0 | 0 |  |  |  | 0 |  |  | #N/A | [12 empty] | 0 | [13 empty] | 0% | 0% |  | 0 | 0 | 0 | 0 | 0 | 0 | 0 | 0 | 0 | 0 | 0 | [44 empty] | 0
MCE Commercial | [10 empty] | 0 | 0 |  |  |  | 0 |  |  | #N/A | [12 empty] | 0 | [13 empty] | 0% | 0% |  | 0 | 0 | 0 | 0 | 0 | 0 | 0 | 0 | 0 | 0 | 0 | [44 empty] | 0
MCE Commercial | [10 empty] | 0 | 0 |  |  |  | 0 |  |  | #N/A | [12 empty] | 0 | [13 empty] | 0% | 0% |  | 0 | 0 | 0 | 0 | 0 | 0 | 0 | 0 | 0 | 0 | 0 | [44 empty] | 0
MCE Commercial | [10 empty] | 0 | 0 |  |  |  | 0 |  |  | #N/A | [12 empty] | 0 | [13 empty] | 0% | 0% |  | 0 | 0 | 0 | 0 | 0 | 0 | 0 | 0 | 0 | 0 | 0 | [44 empty] | 0
MCE Commercial | [10 empty] | 0 | 0 |  |  |  | 0 |  |  | #N/A | [12 empty] | 0 | [13 empty] | 0% | 0% |  | 0 | 0 | 0 | 0 | 0 | 0 | 0 | 0 | 0 | 0 | 0 | [44 empty] | 0
MCE Commercial | [10 empty] | 0 | 0 |  |  |  | 0 |  |  | #N/A | [12 empty] | 0 | [13 empty] | 0% | 0% |  | 0 | 0 | 0 | 0 | 0 | 0 | 0 | 0 | 0 | 0 | 0 | [44 empty] | 0
MCE Commercial | [10 empty] | 0 | 0 |  |  |  | 0 |  |  | #N/A | [12 empty] | 0 | [13 empty] | 0% | 0% |  | 0 | 0 | 0 | 0 | 0 | 0 | 0 | 0 | 0 | 0 | 0 | [44 empty] | 0
MCE Commercial | [10 empty] | 0 | 0 |  |  |  | 0 |  |  | #N/A | [12 empty] | 0 | [13 empty] | 0% | 0% |  | 0 | 0 | 0 | 0 | 0 | 0 | 0 | 0 | 0 | 0 | 0 | [44 empty] | 0
MCE Commercial | [10 empty] | 0 | 0 |  |  |  | 0 |  |  | #N/A | [12 empty] | 0 | [13 empty] | 0% | 0% |  | 0 | 0 | 0 | 0 | 0 | 0 | 0 | 0 | 0 | 0 | 0 | [44 empty] | 0
MCE Commercial | [10 empty] | 0 | 0 |  |  |  | 0 |  |  | #N/A | [12 empty] | 0 | [13 empty] | 0% | 0% |  | 0 | 0 | 0 | 0 | 0 | 0 | 0 | 0 | 0 | 0 | 0 | [44 empty] | 0
MCE Commercial | [10 empty] | 0 | 0 |  |  |  | 0 |  |  | #N/A | [12 empty] | 0 | [13 empty] | 0% | 0% |  | 0 | 0 | 0 | 0 | 0 | 0 | 0 | 0 | 0 | 0 | 0 | [44 empty] | 0
MCE Commercial | [10 empty] | 0 | 0 |  |  |  | 0 |  |  | #N/A | [12 empty] | 0 | [13 empty] | 0% | 0% |  | 0 | 0 | 0 | 0 | 0 | 0 | 0 | 0 | 0 | 0 | 0 | [44 empty] | 0
MCE Commercial | [10 empty] | 0 | 0 |  |  |  | 0 |  |  | #N/A | [12 empty] | 0 | [13 empty] | 0% | 0% |  | 0 | 0 | 0 | 0 | 0 | 0 | 0 | 0 | 0 | 0 | 0 | [44 empty] | 0
MCE Commercial | [10 empty] | 0 | 0 |  |  |  | 0 |  |  | #N/A | [12 empty] | 0 | [13 empty] | 0% | 0% |  | 0 | 0 | 0 | 0 | 0 | 0 | 0 | 0 | 0 | 0 | 0 | [44 empty] | 0
MCE Commercial | [10 empty] | 0 | 0 |  |  |  | 0 |  |  | #N/A | [12 empty] | 0 | [13 empty] | 0% | 0% |  | 0 | 0 | 0 | 0 | 0 | 0 | 0 | 0 | 0 | 0 | 0 | [44 empty] | 0
MCE Commercial | [10 empty] | 0 | 0 |  |  |  | 0 |  |  | #N/A | [12 empty] | 0 | [13 empty] | 0% | 0% |  | 0 | 0 | 0 | 0 | 0 | 0 | 0 | 0 | 0 | 0 | 0 | [44 empty] | 0
MCE Commercial | [10 empty] | 0 | 0 |  |  |  | 0 |  |  | #N/A | [12 empty] | 0 | [13 empty] | 0% | 0% |  | 0 | 0 | 0 | 0 | 0 | 0 | 0 | 0 | 0 | 0 | 0 | [44 empty] | 0
MCE Commercial | [10 empty] | 0 | 0 |  |  |  | 0 |  |  | #N/A | [12 empty] | 0 | [13 empty] | 0% | 0% |  | 0 | 0 | 0 | 0 | 0 | 0 | 0 | 0 | 0 | 0 | 0 | [44 empty] | 0
MCE Commercial | [10 empty] | 0 | 0 |  |  |  | 0 |  |  | #N/A | [12 empty] | 0 | [13 empty] | 0% | 0% |  | 0 | 0 | 0 | 0 | 0 | 0 | 0 | 0 | 0 | 0 | 0 | [44 empty] | 0
MCE Commercial | [10 empty] | 0 | 0 |  |  |  | 0 |  |  | #N/A | [12 empty] | 0 | [13 empty] | 0% | 0% |  | 0 | 0 | 0 | 0 | 0 | 0 | 0 | 0 | 0 | 0 | 0 | [44 empty] | 0
MCE Commercial | [10 empty] | 0 | 0 |  |  |  | 0 |  |  | #N/A | [12 empty] | 0 | [13 empty] | 0% | 0% |  | 0 | 0 | 0 | 0 | 0 | 0 | 0 | 0 | 0 | 0 | 0 | [44 empty] | 0
MCE Commercial | [10 empty] | 0 | 0 |  |  |  | 0 |  |  | #N/A | [12 empty] | 0 | [13 empty] | 0% | 0% |  | 0 | 0 | 0 | 0 | 0 | 0 | 0 | 0 | 0 | 0 | 0 | [44 empty] | 0
MCE Commercial | [10 empty] | 0 | 0 |  |  |  | 0 |  |  | #N/A | [12 empty] | 0 | [13 empty] | 0% | 0% |  | 0 | 0 | 0 | 0 | 0 | 0 | 0 | 0 | 0 | 0 | 0 | [44 empty] | 0
MCE Commercial | [10 empty] | 0 | 0 |  |  |  | 0 |  |  | #N/A | [12 empty] | 0 | [13 empty] | 0% | 0% |  | 0 | 0 | 0 | 0 | 0 | 0 | 0 | 0 | 0 | 0 | 0 | [44 empty] | 0
MCE Commercial | [10 empty] | 0 | 0 |  |  |  | 0 |  |  | #N/A | [12 empty] | 0 | [13 empty] | 0% | 0% |  | 0 | 0 | 0 | 0 | 0 | 0 | 0 | 0 | 0 | 0 | 0 | [44 empty] | 0
MCE Commercial | [10 empty] | 0 | 0 |  |  |  | 0 |  |  | #N/A | [12 empty] | 0 | [13 empty] | 0% | 0% |  | 0 | 0 | 0 | 0 | 0 | 0 | 0 | 0 | 0 | 0 | 0 | [44 empty] | 0
MCE Commercial | [10 empty] | 0 | 0 |  |  |  | 0 |  |  | #N/A | [12 empty] | 0 | [13 empty] | 0% | 0% |  | 0 | 0 | 0 | 0 | 0 | 0 | 0 | 0 | 0 | 0 | 0 | [44 empty] | 0
MCE Commercial | [10 empty] | 0 | 0 |  |  |  | 0 |  |  | #N/A | [12 empty] | 0 | [13 empty] | 0% | 0% |  | 0 | 0 | 0 | 0 | 0 | 0 | 0 | 0 | 0 | 0 | 0 | [44 empty] | 0
MCE Commercial | [10 empty] | 0 | 0 |  |  |  | 0 |  |  | #N/A | [12 empty] | 0 | [13 empty] | 0% | 0% |  | 0 | 0 | 0 | 0 | 0 | 0 | 0 | 0 | 0 | 0 | 0 | [44 empty] | 0
MCE Commercial | [10 empty] | 0 | 0 |  |  |  | 0 |  |  | #N/A | [12 empty] | 0 | [13 empty] | 0% | 0% |  | 0 | 0 | 0 | 0 | 0 | 0 | 0 | 0 | 0 | 0 | 0 | [44 empty] | 0
MCE Commercial | [10 empty] | 0 | 0 |  |  |  | 0 |  |  | #N/A | [12 empty] | 0 | [13 empty] | 0% | 0% |  | 0 | 0 | 0 | 0 | 0 | 0 | 0 | 0 | 0 | 0 | 0 | [44 empty] | 0
MCE Commercial | [10 empty] | 0 | 0 |  |  |  | 0 |  |  | #N/A | [12 empty] | 0 | [13 empty] | 0% | 0% |  | 0 | 0 | 0 | 0 | 0 | 0 | 0 | 0 | 0 | 0 | 0 | [44 empty] | 0
MCE Commercial | [10 empty] | 0 | 0 |  |  |  | 0 |  |  | #N/A | [12 empty] | 0 | [13 empty] | 0% | 0% |  | 0 | 0 | 0 | 0 | 0 | 0 | 0 | 0 | 0 | 0 | 0 | [44 empty] | 0
MCE Commercial | [10 empty] | 0 | 0 |  |  |  | 0 |  |  | #N/A | [12 empty] | 0 | [13 empty] | 0% | 0% |  | 0 | 0 | 0 | 0 | 0 | 0 | 0 | 0 | 0 | 0 | 0 | [44 empty] | 0
MCE Commercial | [10 empty] | 0 | 0 |  |  |  | 0 |  |  | #N/A | [12 empty] | 0 | [13 empty] | 0% | 0% |  | 0 | 0 | 0 | 0 | 0 | 0 | 0 | 0 | 0 | 0 | 0 | [44 empty] | 0
MCE Commercial | [10 empty] | 0 | 0 |  |  |  | 0 |  |  | #N/A | [12 empty] | 0 | [13 empty] | 0% | 0% |  | 0 | 0 | 0 | 0 | 0 | 0 | 0 | 0 | 0 | 0 | 0 | [44 empty] | 0
MCE Commercial | [10 empty] | 0 | 0 |  |  |  | 0 |  |  | #N/A | [12 empty] | 0 | [13 empty] | 0% | 0% |  | 0 | 0 | 0 | 0 | 0 | 0 | 0 | 0 | 0 | 0 | 0 | [44 empty] | 0
MCE Commercial | [10 empty] | 0 | 0 |  |  |  | 0 |  |  | #N/A | [12 empty] | 0 | [13 empty] | 0% | 0% |  | 0 | 0 | 0 | 0 | 0 | 0 | 0 | 0 | 0 | 0 | 0 | [44 empty] | 0
MCE Commercial | [10 empty] | 0 | 0 |  |  |  | 0 |  |  | #N/A | [12 empty] | 0 | [13 empty] | 0% | 0% |  | 0 | 0 | 0 | 0 | 0 | 0 | 0 | 0 | 0 | 0 | 0 | [44 empty] | 0
MCE Commercial | [10 empty] | 0 | 0 |  |  |  | 0 |  |  | #N/A | [12 empty] | 0 | [13 empty] | 0% | 0% |  | 0 | 0 | 0 | 0 | 0 | 0 | 0 | 0 | 0 | 0 | 0 | [44 empty] | 0
MCE Commercial | [10 empty] | 0 | 0 |  |  |  | 0 |  |  | #N/A | [12 empty] | 0 | [13 empty] | 0% | 0% |  | 0 | 0 | 0 | 0 | 0 | 0 | 0 | 0 | 0 | 0 | 0 | [44 empty] | 0
MCE Commercial | [10 empty] | 0 | 0 |  |  |  | 0 |  |  | #N/A | [12 empty] | 0 | [13 empty] | 0% | 0% |  | 0 | 0 | 0 | 0 | 0 | 0 | 0 | 0 | 0 | 0 | 0 | [44 empty] | 0
MCE Commercial | [10 empty] | 0 | 0 |  |  |  | 0 |  |  | #N/A | [12 empty] | 0 | [13 empty] | 0% | 0% |  | 0 | 0 | 0 | 0 | 0 | 0 | 0 | 0 | 0 | 0 | 0 | [44 empty] | 0
MCE Commercial | [10 empty] | 0 | 0 |  |  |  | 0 |  |  | #N/A | [12 empty] | 0 | [13 empty] | 0% | 0% |  | 0 | 0 | 0 | 0 | 0 | 0 | 0 | 0 | 0 | 0 | 0 | [44 empty] | 0
MCE Commercial | [10 empty] | 0 | 0 |  |  |  | 0 |  |  | #N/A | [12 empty] | 0 | [13 empty] | 0% | 0% |  | 0 | 0 | 0 | 0 | 0 | 0 | 0 | 0 | 0 | 0 | 0 | [44 empty] | 0
MCE Commercial | [10 empty] | 0 | 0 |  |  |  | 0 |  |  | #N/A | [12 empty] | 0 | [13 empty] | 0% | 0% |  | 0 | 0 | 0 | 0 | 0 | 0 | 0 | 0 | 0 | 0 | 0 | [44 empty] | 0
MCE Commercial | [10 empty] | 0 | 0 |  |  |  | 0 |  |  | #N/A | [12 empty] | 0 | [13 empty] | 0% | 0% |  | 0 | 0 | 0 | 0 | 0 | 0 | 0 | 0 | 0 | 0 | 0 | [44 empty] | 0
MCE Commercial | [10 empty] | 0 | 0 |  |  |  | 0 |  |  | #N/A | [12 empty] | 0 | [13 empty] | 0% | 0% |  | 0 | 0 | 0 | 0 | 0 | 0 | 0 | 0 | 0 | 0 | 0 | [44 empty] | 0
MCE Commercial | [10 empty] | 0 | 0 |  |  |  | 0 |  |  | #N/A | [12 empty] | 0 | [13 empty] | 0% | 0% |  | 0 | 0 | 0 | 0 | 0 | 0 | 0 | 0 | 0 | 0 | 0 | [44 empty] | 0
MCE Commercial | [10 empty] | 0 | 0 |  |  |  | 0 |  |  | #N/A | [12 empty] | 0 | [13 empty] | 0% | 0% |  | 0 | 0 | 0 | 0 | 0 | 0 | 0 | 0 | 0 | 0 | 0 | [44 empty] | 0
MCE Commercial | [10 empty] | 0 | 0 |  |  |  | 0 |  |  | #N/A | [12 empty] | 0 | [13 empty] | 0% | 0% |  | 0 | 0 | 0 | 0 | 0 | 0 | 0 | 0 | 0 | 0 | 0 | [44 empty] | 0
MCE Commercial | [10 empty] | 0 | 0 |  |  |  | 0 |  |  | #N/A | [12 empty] | 0 | [13 empty] | 0% | 0% |  | 0 | 0 | 0 | 0 | 0 | 0 | 0 | 0 | 0 | 0 | 0 | [44 empty] | 0
MCE Commercial | [10 empty] | 0 | 0 |  |  |  | 0 |  |  | #N/A | [12 empty] | 0 | [13 empty] | 0% | 0% |  | 0 | 0 | 0 | 0 | 0 | 0 | 0 | 0 | 0 | 0 | 0 | [44 empty] | 0
MCE Commercial | [10 empty] | 0 | 0 |  |  |  | 0 |  |  | #N/A | [12 empty] | 0 | [13 empty] | 0% | 0% |  | 0 | 0 | 0 | 0 | 0 | 0 | 0 | 0 | 0 | 0 | 0 | [44 empty] | 0
MCE Commercial | [10 empty] | 0 | 0 |  |  |  | 0 |  |  | #N/A | [12 empty] | 0 | [13 empty] | 0% | 0% |  | 0 | 0 | 0 | 0 | 0 | 0 | 0 | 0 | 0 | 0 | 0 | [44 empty] | 0
MCE Commercial | [10 empty] | 0 | 0 |  |  |  | 0 |  |  | #N/A | [12 empty] | 0 | [13 empty] | 0% | 0% |  | 0 | 0 | 0 | 0 | 0 | 0 | 0 | 0 | 0 | 0 | 0 | [44 empty] | 0
MCE Commercial | [10 empty] | 0 | 0 |  |  |  | 0 |  |  | #N/A | [12 empty] | 0 | [13 empty] | 0% | 0% |  | 0 | 0 | 0 | 0 | 0 | 0 | 0 | 0 | 0 | 0 | 0 | [44 empty] | 0
MCE Commercial | [10 empty] | 0 | 0 |  |  |  | 0 |  |  | #N/A | [12 empty] | 0 | [13 empty] | 0% | 0% |  | 0 | 0 | 0 | 0 | 0 | 0 | 0 | 0 | 0 | 0 | 0 | [44 empty] | 0
MCE Commercial | [10 empty] | 0 | 0 |  |  |  | 0 |  |  | #N/A | [12 empty] | 0 | [13 empty] | 0% | 0% |  | 0 | 0 | 0 | 0 | 0 | 0 | 0 | 0 | 0 | 0 | 0 | [44 empty] | 0
MCE Commercial | [10 empty] | 0 | 0 |  |  |  | 0 |  |  | #N/A | [12 empty] | 0 | [13 empty] | 0% | 0% |  | 0 | 0 | 0 | 0 | 0 | 0 | 0 | 0 | 0 | 0 | 0 | [44 empty] | 0
MCE Commercial | [10 empty] | 0 | 0 |  |  |  | 0 |  |  | #N/A | [12 empty] | 0 | [13 empty] | 0% | 0% |  | 0 | 0 | 0 | 0 | 0 | 0 | 0 | 0 | 0 | 0 | 0 | [44 empty] | 0
MCE Commercial | [10 empty] | 0 | 0 |  |  |  | 0 |  |  | #N/A | [12 empty] | 0 | [13 empty] | 0% | 0% |  | 0 | 0 | 0 | 0 | 0 | 0 | 0 | 0 | 0 | 0 | 0 | [44 empty] | 0
MCE Commercial | [10 empty] | 0 | 0 |  |  |  | 0 |  |  | #N/A | [12 empty] | 0 | [13 empty] | 0% | 0% |  | 0 | 0 | 0 | 0 | 0 | 0 | 0 | 0 | 0 | 0 | 0 | [44 empty] | 0
MCE Commercial | [10 empty] | 0 | 0 |  |  |  | 0 |  |  | #N/A | [12 empty] | 0 | [13 empty] | 0% | 0% |  | 0 | 0 | 0 | 0 | 0 | 0 | 0 | 0 | 0 | 0 | 0 | [44 empty] | 0
MCE Commercial | [10 empty] | 0 | 0 |  |  |  | 0 |  |  | #N/A | [12 empty] | 0 | [13 empty] | 0% | 0% |  | 0 | 0 | 0 | 0 | 0 | 0 | 0 | 0 | 0 | 0 | 0 | [44 empty] | 0
MCE Commercial | [10 empty] | 0 | 0 |  |  |  | 0 |  |  | #N/A | [12 empty] | 0 | [13 empty] | 0% | 0% |  | 0 | 0 | 0 | 0 | 0 | 0 | 0 | 0 | 0 | 0 | 0 | [44 empty] | 0
MCE Commercial | [10 empty] | 0 | 0 |  |  |  | 0 |  |  | #N/A | [12 empty] | 0 | [13 empty] | 0% | 0% |  | 0 | 0 | 0 | 0 | 0 | 0 | 0 | 0 | 0 | 0 | 0 | [44 empty] | 0
MCE Commercial | [10 empty] | 0 | 0 |  |  |  | 0 |  |  | #N/A | [12 empty] | 0 | [13 empty] | 0% | 0% |  | 0 | 0 | 0 | 0 | 0 | 0 | 0 | 0 | 0 | 0 | 0 | [44 empty] | 0
MCE Commercial | [10 empty] | 0 | 0 |  |  |  | 0 |  |  | #N/A | [12 empty] | 0 | [13 empty] | 0% | 0% |  | 0 | 0 | 0 | 0 | 0 | 0 | 0 | 0 | 0 | 0 | 0 | [44 empty] | 0
MCE Commercial | [10 empty] | 0 | 0 |  |  |  | 0 |  |  | #N/A | [12 empty] | 0 | [13 empty] | 0% | 0% |  | 0 | 0 | 0 | 0 | 0 | 0 | 0 | 0 | 0 | 0 | 0 | [44 empty] | 0
MCE Commercial | [10 empty] | 0 | 0 |  |  |  | 0 |  |  | #N/A | [12 empty] | 0 | [13 empty] | 0% | 0% |  | 0 | 0 | 0 | 0 | 0 | 0 | 0 | 0 | 0 | 0 | 0 | [44 empty] | 0
MCE Commercial | [10 empty] | 0 | 0 |  |  |  | 0 |  |  | #N/A | [12 empty] | 0 | [13 empty] | 0% | 0% |  | 0 | 0 | 0 | 0 | 0 | 0 | 0 | 0 | 0 | 0 | 0 | [44 empty] | 0
MCE Commercial | [10 empty] | 0 | 0 |  |  |  | 0 |  |  | #N/A | [12 empty] | 0 | [13 empty] | 0% | 0% |  | 0 | 0 | 0 | 0 | 0 | 0 | 0 | 0 | 0 | 0 | 0 | [44 empty] | 0
MCE Commercial | [10 empty] | 0 | 0 |  |  |  | 0 |  |  | #N/A | [12 empty] | 0 | [13 empty] | 0% | 0% |  | 0 | 0 | 0 | 0 | 0 | 0 | 0 | 0 | 0 | 0 | 0 | [44 empty] | 0
MCE Commercial | [10 empty] | 0 | 0 |  |  |  | 0 |  |  | #N/A | [12 empty] | 0 | [13 empty] | 0% | 0% |  | 0 | 0 | 0 | 0 | 0 | 0 | 0 | 0 | 0 | 0 | 0 | [44 empty] | 0
MCE Commercial | [10 empty] | 0 | 0 |  |  |  | 0 |  |  | #N/A | [12 empty] | 0 | [13 empty] | 0% | 0% |  | 0 | 0 | 0 | 0 | 0 | 0 | 0 | 0 | 0 | 0 | 0 | [44 empty] | 0
MCE Commercial | [10 empty] | 0 | 0 |  |  |  | 0 |  |  | #N/A | [12 empty] | 0 | [13 empty] | 0% | 0% |  | 0 | 0 | 0 | 0 | 0 | 0 | 0 | 0 | 0 | 0 | 0 | [44 empty] | 0
MCE Commercial | [10 empty] | 0 | 0 |  |  |  | 0 |  |  | #N/A | [12 empty] | 0 | [13 empty] | 0% | 0% |  | 0 | 0 | 0 | 0 | 0 | 0 | 0 | 0 | 0 | 0 | 0 | [44 empty] | 0
MCE Commercial | [10 empty] | 0 | 0 |  |  |  | 0 |  |  | #N/A | [12 empty] | 0 | [13 empty] | 0% | 0% |  | 0 | 0 | 0 | 0 | 0 | 0 | 0 | 0 | 0 | 0 | 0 | [44 empty] | 0
MCE Commercial | [10 empty] | 0 | 0 |  |  |  | 0 |  |  | #N/A | [12 empty] | 0 | [13 empty] | 0% | 0% |  | 0 | 0 | 0 | 0 | 0 | 0 | 0 | 0 | 0 | 0 | 0 | [44 empty] | 0
MCE Commercial | [10 empty] | 0 | 0 |  |  |  | 0 |  |  | #N/A | [12 empty] | 0 | [13 empty] | 0% | 0% |  | 0 | 0 | 0 | 0 | 0 | 0 | 0 | 0 | 0 | 0 | 0 | [44 empty] | 0
MCE Commercial | [10 empty] | 0 | 0 |  |  |  | 0 |  |  | #N/A | [12 empty] | 0 | [13 empty] | 0% | 0% |  | 0 | 0 | 0 | 0 | 0 | 0 | 0 | 0 | 0 | 0 | 0 | [44 empty] | 0
MCE Commercial | [10 empty] | 0 | 0 |  |  |  | 0 |  |  | #N/A | [12 empty] | 0 | [13 empty] | 0% | 0% |  | 0 | 0 | 0 | 0 | 0 | 0 | 0 | 0 | 0 | 0 | 0 | [44 empty] | 0
MCE Commercial | [10 empty] | 0 | 0 |  |  |  | 0 |  |  | #N/A | [12 empty] | 0 | [13 empty] | 0% | 0% |  | 0 | 0 | 0 | 0 | 0 | 0 | 0 | 0 | 0 | 0 | 0 | [44 empty] | 0
MCE Commercial | [10 empty] | 0 | 0 |  |  |  | 0 |  |  | #N/A | [12 empty] | 0 | [13 empty] | 0% | 0% |  | 0 | 0 | 0 | 0 | 0 | 0 | 0 | 0 | 0 | 0 | 0 | [44 empty] | 0
MCE Commercial | [10 empty] | 0 | 0 |  |  |  | 0 |  |  | #N/A | [12 empty] | 0 | [13 empty] | 0% | 0% |  | 0 | 0 | 0 | 0 | 0 | 0 | 0 | 0 | 0 | 0 | 0 | [44 empty] | 0
MCE Commercial | [10 empty] | 0 | 0 |  |  |  | 0 |  |  | #N/A | [12 empty] | 0 | [13 empty] | 0% | 0% |  | 0 | 0 | 0 | 0 | 0 | 0 | 0 | 0 | 0 | 0 | 0 | [44 empty] | 0
MCE Commercial | [10 empty] | 0 | 0 |  |  |  | 0 |  |  | #N/A | [12 empty] | 0 | [13 empty] | 0% | 0% |  | 0 | 0 | 0 | 0 | 0 | 0 | 0 | 0 | 0 | 0 | 0 | [44 empty] | 0
MCE Commercial | [10 empty] | 0 | 0 |  |  |  | 0 |  |  | #N/A | [12 empty] | 0 | [13 empty] | 0% | 0% |  | 0 | 0 | 0 | 0 | 0 | 0 | 0 | 0 | 0 | 0 | 0 | [44 empty] | 0
MCE Commercial | [10 empty] | 0 | 0 |  |  |  | 0 |  |  | #N/A | [12 empty] | 0 | [13 empty] | 0% | 0% |  | 0 | 0 | 0 | 0 | 0 | 0 | 0 | 0 | 0 | 0 | 0 | [44 empty] | 0
MCE Commercial | [10 empty] | 0 | 0 |  |  |  | 0 |  |  | #N/A | [12 empty] | 0 | [13 empty] | 0% | 0% |  | 0 | 0 | 0 | 0 | 0 | 0 | 0 | 0 | 0 | 0 | 0 | [44 empty] | 0
MCE Commercial | [10 empty] | 0 | 0 |  |  |  | 0 |  |  | #N/A | [12 empty] | 0 | [13 empty] | 0% | 0% |  | 0 | 0 | 0 | 0 | 0 | 0 | 0 | 0 | 0 | 0 | 0 | [44 empty] | 0
MCE Commercial | [10 empty] | 0 | 0 |  |  |  | 0 |  |  | #N/A | [12 empty] | 0 | [13 empty] | 0% | 0% |  | 0 | 0 | 0 | 0 | 0 | 0 | 0 | 0 | 0 | 0 | 0 | [44 empty] | 0
MCE Commercial | [10 empty] | 0 | 0 |  |  |  | 0 |  |  | #N/A | [12 empty] | 0 | [13 empty] | 0% | 0% |  | 0 | 0 | 0 | 0 | 0 | 0 | 0 | 0 | 0 | 0 | 0 | [44 empty] | 0
MCE Commercial | [10 empty] | 0 | 0 |  |  |  | 0 |  |  | #N/A | [12 empty] | 0 | [13 empty] | 0% | 0% |  | 0 | 0 | 0 | 0 | 0 | 0 | 0 | 0 | 0 | 0 | 0 | [44 empty] | 0
MCE Commercial | [10 empty] | 0 | 0 |  |  |  | 0 |  |  | #N/A | [12 empty] | 0 | [13 empty] | 0% | 0% |  | 0 | 0 | 0 | 0 | 0 | 0 | 0 | 0 | 0 | 0 | 0 | [44 empty] | 0
MCE Commercial | [10 empty] | 0 | 0 |  |  |  | 0 |  |  | #N/A | [12 empty] | 0 | [13 empty] | 0% | 0% |  | 0 | 0 | 0 | 0 | 0 | 0 | 0 | 0 | 0 | 0 | 0 | [44 empty] | 0
MCE Commercial | [10 empty] | 0 | 0 |  |  |  | 0 |  |  | #N/A | [12 empty] | 0 | [13 empty] | 0% | 0% |  | 0 | 0 | 0 | 0 | 0 | 0 | 0 | 0 | 0 | 0 | 0 | [44 empty] | 0
MCE Commercial | [10 empty] | 0 | 0 |  |  |  | 0 |  |  | #N/A | [12 empty] | 0 | [13 empty] | 0% | 0% |  | 0 | 0 | 0 | 0 | 0 | 0 | 0 | 0 | 0 | 0 | 0 | [44 empty] | 0
MCE Commercial | [10 empty] | 0 | 0 |  |  |  | 0 |  |  | #N/A | [12 empty] | 0 | [13 empty] | 0% | 0% |  | 0 | 0 | 0 | 0 | 0 | 0 | 0 | 0 | 0 | 0 | 0 | [44 empty] | 0
MCE Commercial | [10 empty] | 0 | 0 |  |  |  | 0 |  |  | #N/A | [12 empty] | 0 | [13 empty] | 0% | 0% |  | 0 | 0 | 0 | 0 | 0 | 0 | 0 | 0 | 0 | 0 | 0 | [44 empty] | 0
MCE Commercial | [10 empty] | 0 | 0 |  |  |  | 0 |  |  | #N/A | [12 empty] | 0 | [13 empty] | 0% | 0% |  | 0 | 0 | 0 | 0 | 0 | 0 | 0 | 0 | 0 | 0 | 0 | [44 empty] | 0
MCE Commercial | [10 empty] | 0 | 0 |  |  |  | 0 |  |  | #N/A | [12 empty] | 0 | [13 empty] | 0% | 0% |  | 0 | 0 | 0 | 0 | 0 | 0 | 0 | 0 | 0 | 0 | 0 | [44 empty] | 0
MCE Commercial | [10 empty] | 0 | 0 |  |  |  | 0 |  |  | #N/A | [12 empty] | 0 | [13 empty] | 0% | 0% |  | 0 | 0 | 0 | 0 | 0 | 0 | 0 | 0 | 0 | 0 | 0 | [44 empty] | 0
MCE Commercial | [10 empty] | 0 | 0 |  |  |  | 0 |  |  | #N/A | [12 empty] | 0 | [13 empty] | 0% | 0% |  | 0 | 0 | 0 | 0 | 0 | 0 | 0 | 0 | 0 | 0 | 0 | [44 empty] | 0
MCE Commercial | [10 empty] | 0 | 0 |  |  |  | 0 |  |  | #N/A | [12 empty] | 0 | [13 empty] | 0% | 0% |  | 0 | 0 | 0 | 0 | 0 | 0 | 0 | 0 | 0 | 0 | 0 | [44 empty] | 0
MCE Commercial | [10 empty] | 0 | 0 |  |  |  | 0 |  |  | #N/A | [12 empty] | 0 | [13 empty] | 0% | 0% |  | 0 | 0 | 0 | 0 | 0 | 0 | 0 | 0 | 0 | 0 | 0 | [44 empty] | 0
MCE Commercial | [10 empty] | 0 | 0 |  |  |  | 0 |  |  | #N/A | [12 empty] | 0 | [13 empty] | 0% | 0% |  | 0 | 0 | 0 | 0 | 0 | 0 | 0 | 0 | 0 | 0 | 0 | [44 empty] | 0
MCE Commercial | [10 empty] | 0 | 0 |  |  |  | 0 |  |  | #N/A | [12 empty] | 0 | [13 empty] | 0% | 0% |  | 0 | 0 | 0 | 0 | 0 | 0 | 0 | 0 | 0 | 0 | 0 | [44 empty] | 0
MCE Commercial | [10 empty] | 0 | 0 |  |  |  | 0 |  |  | #N/A | [12 empty] | 0 | [13 empty] | 0% | 0% |  | 0 | 0 | 0 | 0 | 0 | 0 | 0 | 0 | 0 | 0 | 0 | [44 empty] | 0
MCE Commercial | [10 empty] | 0 | 0 |  |  |  | 0 |  |  | #N/A | [12 empty] | 0 | [13 empty] | 0% | 0% |  | 0 | 0 | 0 | 0 | 0 | 0 | 0 | 0 | 0 | 0 | 0 | [44 empty] | 0
MCE Commercial | [10 empty] | 0 | 0 |  |  |  | 0 |  |  | #N/A | [12 empty] | 0 | [13 empty] | 0% | 0% |  | 0 | 0 | 0 | 0 | 0 | 0 | 0 | 0 | 0 | 0 | 0 | [44 empty] | 0
MCE Commercial | [10 empty] | 0 | 0 |  |  |  | 0 |  |  | #N/A | [12 empty] | 0 | [13 empty] | 0% | 0% |  | 0 | 0 | 0 | 0 | 0 | 0 | 0 | 0 | 0 | 0 | 0 | [44 empty] | 0
MCE Commercial | [10 empty] | 0 | 0 |  |  |  | 0 |  |  | #N/A | [12 empty] | 0 | [13 empty] | 0% | 0% |  | 0 | 0 | 0 | 0 | 0 | 0 | 0 | 0 | 0 | 0 | 0 | [44 empty] | 0
MCE Commercial | [10 empty] | 0 | 0 |  |  |  | 0 |  |  | #N/A | [12 empty] | 0 | [13 empty] | 0% | 0% |  | 0 | 0 | 0 | 0 | 0 | 0 | 0 | 0 | 0 | 0 | 0 | [44 empty] | 0
MCE Commercial | [10 empty] | 0 | 0 |  |  |  | 0 |  |  | #N/A | [12 empty] | 0 | [13 empty] | 0% | 0% |  | 0 | 0 | 0 | 0 | 0 | 0 | 0 | 0 | 0 | 0 | 0 | [44 empty] | 0
MCE Commercial | [10 empty] | 0 | 0 |  |  |  | 0 |  |  | #N/A | [12 empty] | 0 | [13 empty] | 0% | 0% |  | 0 | 0 | 0 | 0 | 0 | 0 | 0 | 0 | 0 | 0 | 0 | [44 empty] | 0
MCE Commercial | [10 empty] | 0 | 0 |  |  |  | 0 |  |  | #N/A | [12 empty] | 0 | [13 empty] | 0% | 0% |  | 0 | 0 | 0 | 0 | 0 | 0 | 0 | 0 | 0 | 0 | 0 | [44 empty] | 0
MCE Commercial | [10 empty] | 0 | 0 |  |  |  | 0 |  |  | #N/A | [12 empty] | 0 | [13 empty] | 0% | 0% |  | 0 | 0 | 0 | 0 | 0 | 0 | 0 | 0 | 0 | 0 | 0 | [44 empty] | 0
MCE Commercial | [10 empty] | 0 | 0 |  |  |  | 0 |  |  | #N/A | [12 empty] | 0 | [13 empty] | 0% | 0% |  | 0 | 0 | 0 | 0 | 0 | 0 | 0 | 0 | 0 | 0 | 0 | [44 empty] | 0
MCE Commercial | [10 empty] | 0 | 0 |  |  |  | 0 |  |  | #N/A | [12 empty] | 0 | [13 empty] | 0% | 0% |  | 0 | 0 | 0 | 0 | 0 | 0 | 0 | 0 | 0 | 0 | 0 | [44 empty] | 0
MCE Commercial | [10 empty] | 0 | 0 |  |  |  | 0 |  |  | #N/A | [12 empty] | 0 | [13 empty] | 0% | 0% |  | 0 | 0 | 0 | 0 | 0 | 0 | 0 | 0 | 0 | 0 | 0 | [44 empty] | 0
MCE Commercial | [10 empty] | 0 | 0 |  |  |  | 0 |  |  | #N/A | [12 empty] | 0 | [13 empty] | 0% | 0% |  | 0 | 0 | 0 | 0 | 0 | 0 | 0 | 0 | 0 | 0 | 0 | [44 empty] | 0
MCE Commercial | [10 empty] | 0 | 0 |  |  |  | 0 |  |  | #N/A | [12 empty] | 0 | [13 empty] | 0% | 0% |  | 0 | 0 | 0 | 0 | 0 | 0 | 0 | 0 | 0 | 0 | 0 | [44 empty] | 0
MCE Commercial | [10 empty] | 0 | 0 |  |  |  | 0 |  |  | #N/A | [12 empty] | 0 | [13 empty] | 0% | 0% |  | 0 | 0 | 0 | 0 | 0 | 0 | 0 | 0 | 0 | 0 | 0 | [44 empty] | 0
MCE Commercial | [10 empty] | 0 | 0 |  |  |  | 0 |  |  | #N/A | [12 empty] | 0 | [13 empty] | 0% | 0% |  | 0 | 0 | 0 | 0 | 0 | 0 | 0 | 0 | 0 | 0 | 0 | [44 empty] | 0
MCE Commercial | [10 empty] | 0 | 0 |  |  |  | 0 |  |  | #N/A | [12 empty] | 0 | [13 empty] | 0% | 0% |  | 0 | 0 | 0 | 0 | 0 | 0 | 0 | 0 | 0 | 0 | 0 | [44 empty] | 0
MCE Commercial | [10 empty] | 0 | 0 |  |  |  | 0 |  |  | #N/A | [12 empty] | 0 | [13 empty] | 0% | 0% |  | 0 | 0 | 0 | 0 | 0 | 0 | 0 | 0 | 0 | 0 | 0 | [44 empty] | 0
MCE Commercial | [10 empty] | 0 | 0 |  |  |  | 0 |  |  | #N/A | [12 empty] | 0 | [13 empty] | 0% | 0% |  | 0 | 0 | 0 | 0 | 0 | 0 | 0 | 0 | 0 | 0 | 0 | [44 empty] | 0
MCE Commercial | [10 empty] | 0 | 0 |  |  |  | 0 |  |  | #N/A | [12 empty] | 0 | [13 empty] | 0% | 0% |  | 0 | 0 | 0 | 0 | 0 | 0 | 0 | 0 | 0 | 0 | 0 | [44 empty] | 0
MCE Commercial | [10 empty] | 0 | 0 |  |  |  | 0 |  |  | #N/A | [12 empty] | 0 | [13 empty] | 0% | 0% |  | 0 | 0 | 0 | 0 | 0 | 0 | 0 | 0 | 0 | 0 | 0 | [44 empty] | 0
Do NOT enter program data in this row or below. The Spreadsheet will not evaluate any such data. | bar: 2018 Qtr 1 to 2021 Qtr 4; 2022 Qtr 4 to 2023 Qtr 4; 2024 Qtr 4 to 2025 Qtr 4; 2026 Qtr 4 to 2027 Qtr 4; 2028 Qtr 4
Lists of Dimensions and their Labels | bar: 2021 Qtr 1 to 2028 Qtr 4
|  |  | Climate Zones |  |  |  | Measure Types for Measure Life | Measure Types for NTGR | Gas Sector | Gas Savings Profile | Combustor Type | [5 empty] | Sector Name | End Uses | bar: 2022 Qtr 4; 2024 Qtr 4; 2026 Qtr 4; 2028 Qtr 4
|  |  | 1 |  |  |  | NONRESIDENTIAL MEASURES: |  | Residential | Summer Only | Large Boilers (>100 MMBtu/hr Heat Input):Uncontrolled | [5 empty] | RES | DEER:Indoor_CFL_Ltg | DEER:RefgFrzr_HighEff | DEER:RefgFrzr_Recyc-Conditioned | DEER:RefgFrzr_Recyc-UnConditioned | DEER:HVAC_Eff_AC | DEER:HVAC_Eff_HP | DEER:HVAC_Duct_Sealing | DEER:HVAC_Refrig_Charge | DEER:Refg_Chrg_Duct_Seal | DEER:RefgFrzr_Recycling | DEER:Res_ClothesDishWasher | DEER:Res_BldgShell_Ins | bar: 2018 Qtr 2 to 2021 Qtr 1; 2022 Qtr 1; 2022 Qtr 4 to 2023 Qtr 1; 2024 Qtr 1; 2024 Qtr 4 to 2025 Qtr 1; 2026 Qtr 1 to 2026 Qtr 3; 2027 Qtr 2 to 2028 Qtr 3
|  |  | 2 |  |  |  | **************************************************************** | NonRes-sAll-mCFL-dn | Commercial | Winter Only | Large Boilers (>100 MMBtu/hr Heat Input):Controlled Low NOx Burner | [5 empty] | NON_RES | DEER:Indoor_CFL_Ltg | DEER:Indoor_Non-CFL_Ltg | DEER:HVAC_Chillers | DEER:HVAC_Refrig_Charge | DEER:HVAC_Split-Package_AC | DEER:HVAC_Split-Package_HP | DEER:HVAC_Duct_Sealing | bar: 2018 Qtr 2 to 2021 Qtr 1; 2022 Qtr 1; 2022 Qtr 4 to 2023 Qtr 1; 2024 Qtr 1; 2024 Qtr 4 to 2025 Qtr 1; 2026 Qtr 1 to 2026 Qtr 3; 2027 Qtr 2 to 2028 Qtr 3
|  |  | 3A |  |  |  | Ballast – Dimmable: NR - 11 | NonRes-sAll-mCFL-ci | Core | Annual | Large Boilers (>100 MMBtu/hr Heat Input):Controlled – Flue Gas Recirculation | [5 empty] | Residential | 21 = Res. Wtr. Heating | 22 = Res. Ht. Pump Cooling | 23 = Res. Ele. & Ht. Pump Heating | 24 = Res. Refrigeration | 25 = Res. Lighting | 26 = Res. Central Air Conditioning | 28 = Res. New Const. Lighting | 29 = Res. New Const. Cooling | 31 = Res. Cooking | 32 = Res. Clothes Dry | 33 = Res. Insul. Cen. A/C | 34 = Res. Insul. Elect. Heat | 35 = Res. Ceil. Insul. HP Cooling | 36 = Res. Ceil. Insul. HP Heating | 37 = Res. Wall Insul. HP Cooling | 38 = Res. Wall Insul. HP Heating | 39 = Res. Flr. Insul. HP Cooling | 40 = Res. Flr. Insul. HP Heating | 41 = Res. EMS | 42 = Res. Dir. Assist. Weatherization | 43 = Res. Dir. Assist. Refrigeration | 44 = Res. Dir. Assist. Lighting | 45 = Res. Dir. Assist. Evap. Cooler | bar: 2018 Qtr 2 to 2021 Qtr 1; 2022 Qtr 1; 2022 Qtr 4 to 2023 Qtr 1; 2024 Qtr 1; 2024 Qtr 4 to 2025 Qtr 1; 2026 Qtr 1 to 2026 Qtr 3; 2027 Qtr 2 to 2028 Qtr 3
|  |  | 3B |  |  |  | Ballast – Electronic: NR - 11 | NonRes-sAll-mCFL-dir |  |  | Small Boilers (<100 MMBtu/hr Heat Input):Uncontrolled | [5 empty] | Res_New_Construction | 21 = Res. Wtr. Heating | 22 = Res. Ht. Pump Cooling | 23 = Res. Ele. & Ht. Pump Heating | 24 = Res. Refrigeration | 25 = Res. Lighting | 26 = Res. Central Air Conditioning | 28 = Res. New Const. Lighting | 29 = Res. New Const. Cooling | 31 = Res. Cooking | 32 = Res. Clothes Dry | 33 = Res. Insul. Cen. A/C | 34 = Res. Insul. Elect. Heat | 35 = Res. Ceil. Insul. HP Cooling | 36 = Res. Ceil. Insul. HP Heating | 37 = Res. Wall Insul. HP Cooling | 38 = Res. Wall Insul. HP Heating | 39 = Res. Flr. Insul. HP Cooling | 40 = Res. Flr. Insul. HP Heating | 41 = Res. EMS | 42 = Res. Dir. Assist. Weatherization | 43 = Res. Dir. Assist. Refrigeration | 44 = Res. Dir. Assist. Lighting | 45 = Res. Dir. Assist. Evap. Cooler | bar: 2018 Qtr 2 to 2021 Qtr 1; 2022 Qtr 1; 2022 Qtr 4 to 2023 Qtr 1; 2024 Qtr 1; 2024 Qtr 4 to 2025 Qtr 1; 2026 Qtr 1 to 2026 Qtr 3; 2027 Qtr 2 to 2028 Qtr 3
|  |  | 4 |  |  |  | Fluorescent Fixture – T8: C/I/A - 11 | NonRes-sAll-mT5T8-dn |  |  | Small Boilers (<100 MMBtu/hr Heat Input):Controlled Low NOx Burner | [5 empty] | COMMERCIAL | 1 = Commercial Indoor Lighting | 2 = Commercial Outdoor Lighting | 3 = Commercial HVAC | 4 = Commercial Refrigeration | 5 = Commercial Food Service | 6 = Commercial Motors | 7 = Commercial Process | 17 = Commercial EMS | bar: 2018 Qtr 2 to 2021 Qtr 1; 2022 Qtr 1; 2022 Qtr 4 to 2023 Qtr 1; 2024 Qtr 1; 2024 Qtr 4 to 2025 Qtr 1; 2026 Qtr 1 to 2026 Qtr 3; 2027 Qtr 2 to 2028 Qtr 3
|  |  | 5 |  |  |  | Fixture: T8 Lamp & Electronic Ballast: C/I/A - 11 | NonRes-sAll-mT5T8-ci |  |  | Small Boilers (<100 MMBtu/hr Heat Input):Controlled – Flue Gas Recirculation | [5 empty] | INDUSTRIAL | 8 = Industrial Indoor Lighting | 9 = Industrial Outdoor Lighting | 10 = Industrial HVAC | 11 = Industrial Process | 12 = Industrial Motors | 13 = Industrial Refrigeration | 18 = Industrial EMS | bar: 2018 Qtr 2 to 2021 Qtr 1; 2022 Qtr 1; 2022 Qtr 4 to 2023 Qtr 1; 2024 Qtr 1; 2024 Qtr 4 to 2025 Qtr 1; 2026 Qtr 1 to 2026 Qtr 3; 2027 Qtr 2 to 2028 Qtr 3
|  |  | 11 |  |  |  | T8 Fixtures – 17 Watt Lamp, 2ft or 32-watt Lamp, 4ft 11 | NonRes-sAll-mT8-dir |  |  | Residential Furnaces (<0.3):Uncontrolled | [5 empty] | AGRICULTURAL | 14 = Agricultural | 19= Agricultural EMS | bar: 2018 Qtr 2 to 2021 Qtr 1; 2022 Qtr 1; 2022 Qtr 4 to 2023 Qtr 1; 2024 Qtr 1; 2024 Qtr 4 to 2025 Qtr 1; 2026 Qtr 1 to 2026 Qtr 3; 2027 Qtr 2 to 2028 Qtr 3
|  |  | 12 |  |  |  | T8 Lamps: C/I/A - 5 | NonRes-sAll-mLtgCtrl | bar: 2018 Qtr 1; 2019 Qtr 3 to 2021 Qtr 1; 2022 Qtr 1; 2022 Qtr 4 to 2023 Qtr 1; 2024 Qtr 1; 2024 Qtr 4 to 2025 Qtr 1; 2026 Qtr 1; 2026 Qtr 4 to 2027 Qtr 1; 2028 Qtr 1 to 2028 Qtr 3
|  |  | 13 |  |  |  | High Efficiency Lighting (HID): NR - 16 | NonRes-sAll-mLtgCtrl-htr | bar: 2018 Qtr 1; 2019 Qtr 3 to 2021 Qtr 1; 2022 Qtr 1; 2022 Qtr 4 to 2023 Qtr 1; 2024 Qtr 1; 2024 Qtr 4 to 2025 Qtr 1; 2026 Qtr 1; 2026 Qtr 4 to 2027 Qtr 1; 2028 Qtr 1 to 2028 Qtr 3
|  |  | 16 |  |  |  | High Output T5 Fixture: NR - 16 | NonRes-sAll-mOccSens | Electric Rate | Gas Rate | bar: 2018 Qtr 1; 2019 Qtr 3 to 2021 Qtr 1; 2022 Qtr 1; 2022 Qtr 4 to 2023 Qtr 1; 2024 Qtr 1; 2024 Qtr 4 to 2025 Qtr 1; 2026 Qtr 1; 2026 Qtr 4 to 2027 Qtr 1; 2028 Qtr 1 to 2028 Qtr 3
|  |  | System |  |  |  | Indoor or Outdoor Lighting System Modification: NR - 13.5 | NonRes-sAll-mCFL | Residential | Residential | bar: 2018 Qtr 1; 2019 Qtr 3 to 2021 Qtr 1; 2022 Qtr 1; 2022 Qtr 4 to 2023 Qtr 1; 2024 Qtr 1; 2024 Qtr 4 to 2025 Qtr 1; 2026 Qtr 1; 2026 Qtr 4 to 2027 Qtr 1; 2028 Qtr 1 to 2028 Qtr 3
[7 empty] | Lighting Controls: NR - 16 | Res-sAll-mCFL-up | Small Commercial | Small Commercial | bar: 2018 Qtr 1; 2019 Qtr 3 to 2021 Qtr 1; 2022 Qtr 1; 2022 Qtr 4 to 2023 Qtr 1; 2024 Qtr 1; 2024 Qtr 4 to 2025 Qtr 1; 2026 Qtr 1; 2026 Qtr 4 to 2027 Qtr 1; 2028 Qtr 1 to 2028 Qtr 3
[7 empty] | Daylighting Controls; NR - 16 | NonRes-sAll-mHVAC-RCA | Large Commercial | Large Commercial | bar: 2018 Qtr 1; 2019 Qtr 3 to 2021 Qtr 1; 2022 Qtr 1; 2022 Qtr 4 to 2023 Qtr 1; 2024 Qtr 1; 2024 Qtr 4 to 2025 Qtr 1; 2026 Qtr 1; 2026 Qtr 4 to 2027 Qtr 1; 2028 Qtr 1 to 2028 Qtr 3
[7 empty] | Lighting Power Density: NR - 11 | NonRes-sAll-mRCx-dn | Small Industrial | bar: 2018 Qtr 1; 2019 Qtr 3 to 2021 Qtr 1; 2022 Qtr 1; 2022 Qtr 4 to 2023 Qtr 1; 2024 Qtr 1; 2024 Qtr 4 to 2025 Qtr 1; 2026 Qtr 1; 2026 Qtr 4 to 2027 Qtr 1; 2028 Qtr 1 to 2028 Qtr 3
[7 empty] | Exit Sign – CF Hardware Kit/LED/ Electro-Luminescent: NR - 16 | NonRes-sAll-mRCx-ci | Large Industrial | bar: 2018 Qtr 1; 2019 Qtr 3 to 2021 Qtr 1; 2022 Qtr 1; 2022 Qtr 4 to 2023 Qtr 1; 2024 Qtr 1; 2024 Qtr 4 to 2025 Qtr 1; 2026 Qtr 1; 2026 Qtr 4 to 2027 Qtr 1; 2028 Qtr 1 to 2028 Qtr 3
[7 empty] | Occupancy Sensor: NR - 8 | NonRes-sAll-mHVAC-Chiller | Agricultural | bar: 2018 Qtr 1; 2019 Qtr 3 to 2021 Qtr 1; 2022 Qtr 1; 2022 Qtr 4 to 2023 Qtr 1; 2024 Qtr 1; 2024 Qtr 4 to 2025 Qtr 1; 2026 Qtr 1; 2026 Qtr 4 to 2027 Qtr 1; 2028 Qtr 1 to 2028 Qtr 3
[7 empty] | Photocell: NR - 8 | NonRes-sAll-mHVAC-DX-up | bar: 2018 Qtr 1; 2019 Qtr 3 to 2021 Qtr 1; 2022 Qtr 1; 2022 Qtr 4 to 2023 Qtr 1; 2024 Qtr 1; 2024 Qtr 4 to 2025 Qtr 1; 2026 Qtr 1; 2026 Qtr 4 to 2027 Qtr 1; 2028 Qtr 1 to 2028 Qtr 3
[7 empty] | Time Clock – Lighting: NR - 8 | Res-sAll-mHVAC-RmAC-dn | bar: 2018 Qtr 1; 2020 Qtr 2; 2021 Qtr 1; 2023 Qtr 1; 2025 Qtr 1; 2027 Qtr 1
[7 empty] | Induction Lamps: NR - 2 | Res-sAll-mDuctSeal | bar: 2018 Qtr 1; 2020 Qtr 2; 2021 Qtr 1; 2023 Qtr 1; 2025 Qtr 1; 2027 Qtr 1
[7 empty] | Induction Fixture: NR - 16 | Res-sAll-mHVAC-RCA | bar: 2018 Qtr 1; 2020 Qtr 2; 2021 Qtr 1; 2023 Qtr 1; 2025 Qtr 1; 2027 Qtr 1
[7 empty] | Delamp/reflectors: C/I - 11 | Res-sSF-mShellIns | bar: 2018 Qtr 1; 2020 Qtr 2; 2021 Qtr 1; 2023 Qtr 1; 2025 Qtr 1; 2027 Qtr 1
[7 empty] | Optical Reflectors- new construction: Ind, NRNC - 12 | Res-sSF-mACgt14-dn | bar: 2018 Qtr 1; 2020 Qtr 2; 2021 Qtr 1; 2023 Qtr 1; 2025 Qtr 1; 2027 Qtr 1
[7 empty] | Optical Reflectors- retrofit: NR - 10 | Res-sSF-mACgt16-dn | bar: 2018 Qtr 1; 2020 Qtr 2; 2021 Qtr 1; 2023 Qtr 1; 2025 Qtr 1; 2027 Qtr 1
[7 empty] | HID fixture: Interior, >= 176 Watts lamp: Ind - 16 | Res-sSF-mHPes | bar: 2018 Qtr 1; 2020 Qtr 2; 2021 Qtr 1; 2023 Qtr 1; 2025 Qtr 1; 2027 Qtr 1
[7 empty] | HID fixture: Interior, 251-400 Watt lamp: Com - 16 | NonRes-sAll-mPOC | bar: 2018 Qtr 1; 2020 Qtr 2; 2021 Qtr 1; 2023 Qtr 1; 2025 Qtr 1; 2027 Qtr 1
[7 empty] | CFL Fixture: Pin based CFL fixture: Com - 12.0 | NonRes-sAll-mPipeIns | bar: 2018 Qtr 1; 2020 Qtr 2; 2021 Qtr 1; 2023 Qtr 1; 2025 Qtr 1; 2027 Qtr 1 to 2028 Qtr 3
[7 empty] | Screw-in CFL: Education - Primary School: NR - 5.6 | NonRes-sAll-mStmTrp-dn | bar: 2018 Qtr 1; 2020 Qtr 2; 2021 Qtr 1; 2023 Qtr 1; 2025 Qtr 1; 2027 Qtr 1 to 2028 Qtr 3
[7 empty] | Screw-in CFL: Education - Secondary School: NR - 3.5 | NonRes-sAll-mStmTrp-ci | bar: 2018 Qtr 1; 2020 Qtr 2; 2021 Qtr 1; 2023 Qtr 1; 2025 Qtr 1; 2027 Qtr 1 to 2028 Qtr 3
[7 empty] | Screw-in CFL: Education - Community College: NR - 2.1 | NonRes-sAll-mCust | bar: 2018 Qtr 1; 2020 Qtr 2; 2021 Qtr 1; 2023 Qtr 1; 2025 Qtr 1; 2027 Qtr 1 to 2028 Qtr 3
[7 empty] | Screw-in CFL: Education - University: NR - 2.6 | NonRes-sAll-mCustElec-bd | bar: 2018 Qtr 1; 2020 Qtr 2; 2021 Qtr 1; 2023 Qtr 1; 2025 Qtr 1; 2027 Qtr 1 to 2028 Qtr 3
[7 empty] | Screw-in CFL: Grocery: NR - 1.4 | NonRes-sGHS-mHtCrtn-dn | bar: 2018 Qtr 1; 2020 Qtr 2; 2021 Qtr 1; 2023 Qtr 1; 2025 Qtr 1; 2027 Qtr 1 to 2028 Qtr 3
[7 empty] | Screw-in CFL: Health/Medical - Hospital: NR - 0.9 | NonRes-sGHS-mHtCrtn-ci | bar: 2018 Qtr 1; 2020 Qtr 2; 2021 Qtr 1; 2023 Qtr 1; 2025 Qtr 1; 2027 Qtr 1 to 2028 Qtr 3
[7 empty] | Screw-in CFL: Health/Medical - Nursing Home: NR - 0.9 | NonRes-sGHS-mIRF-dn | bar: 2018 Qtr 1; 2020 Qtr 2; 2021 Qtr 1; 2023 Qtr 1; 2025 Qtr 1; 2027 Qtr 1 to 2028 Qtr 3
[7 empty] | Screw-in CFL: Lodging - Hotel: NR - 0.9 | NonRes-sGHS-mIRF-ci | bar: 2018 Qtr 1; 2020 Qtr 2; 2021 Qtr 1; 2023 Qtr 1; 2025 Qtr 1; 2027 Qtr 1 to 2028 Qtr 3
[7 empty] | Screw-in CFL: Lodging - Motel: NR - 0.9 | NonRes-sAll-mPmpTst | bar: 2018 Qtr 1; 2020 Qtr 2; 2021 Qtr 1; 2023 Qtr 1; 2025 Qtr 1; 2027 Qtr 1 to 2028 Qtr 3
[7 empty] | Screw-in CFL: Lodging - Guest Rooms: NR - 7.0 | NonRes-sAg-mCust-ci | bar: 2018 Qtr 1; 2020 Qtr 2; 2021 Qtr 1; 2023 Qtr 1; 2025 Qtr 1; 2027 Qtr 1 to 2028 Qtr 3
[7 empty] | Screw-in CFL: Manufacturing - Light Industrial: NR - 2.8 | Res-sAll-mDHWshwr | bar: 2018 Qtr 1; 2020 Qtr 2; 2021 Qtr 1; 2023 Qtr 1; 2025 Qtr 1; 2027 Qtr 1 to 2028 Qtr 3
[7 empty] | Screw-in CFL: Office - Large: NR - 2.9 | Res-sSF-mDHWaerator | bar: 2027 Qtr 2 to 2028 Qtr 3
[7 empty] | Screw-in CFL: Office - Small: NR - 3.2 | Res-sMF-mDHWaerator | bar: 2027 Qtr 2 to 2028 Qtr 3
[7 empty] | Screw-in CFL: Restaurant - Sit-Down: NR - 2.3 | Res-sAll-mDHWgt62 | bar: 2027 Qtr 2 to 2028 Qtr 3
[7 empty] | Screw-in CFL: Restaurant - Fast-Food: NR - 1.3 | Res-sAll-mCW | bar: 2027 Qtr 2 to 2028 Qtr 3
[7 empty] | Screw-in CFL: Retail - 3-Story Large: NR - 1.9 | Res-sAll-mRefgRec | bar: 2018 Qtr 2 to 2020 Qtr 2; 2021 Qtr 2 to 2022 Qtr 3; 2023 Qtr 2 to 2024 Qtr 3; 2025 Qtr 2 to 2026 Qtr 3; 2027 Qtr 2 to 2028 Qtr 3
[7 empty] | Screw-in CFL: Retail - Single-Story Large: NR - 1.8 | Res-sAll-mFrzrRec | bar: 2018 Qtr 2 to 2020 Qtr 2; 2021 Qtr 2 to 2022 Qtr 3; 2023 Qtr 2 to 2024 Qtr 3; 2025 Qtr 2 to 2026 Qtr 3; 2027 Qtr 2 to 2028 Qtr 3
[7 empty] | Screw-in CFL: Retail - Small: NR - 2.1 | NonRes-sAll-mRfg-DG | bar: 2018 Qtr 2 to 2020 Qtr 2; 2021 Qtr 2 to 2022 Qtr 3; 2023 Qtr 2 to 2024 Qtr 3; 2025 Qtr 2 to 2026 Qtr 3; 2027 Qtr 2 to 2028 Qtr 3
[7 empty] | Screw-in CFL: Storage - Conditioned: NR - 2.8 | NonRes-sAll-mRfg-SC | bar: 2018 Qtr 2 to 2020 Qtr 2; 2021 Qtr 2 to 2022 Qtr 3; 2023 Qtr 2 to 2024 Qtr 3; 2025 Qtr 2 to 2026 Qtr 3; 2027 Qtr 2 to 2028 Qtr 3
[7 empty] | Screw-in CFL: Storage - Unconditioned: NR - 2.8 | Res-Default>2 | bar: 2018 Qtr 2 to 2020 Qtr 2; 2021 Qtr 2 to 2022 Qtr 3; 2023 Qtr 2 to 2024 Qtr 3; 2025 Qtr 2 to 2026 Qtr 3; 2027 Qtr 2 to 2028 Qtr 3
[7 empty] | Screw-in CFL: Warehouse - Refrigerated: NR - 3.1 | Res-Default-HTG-di | bar: 2018 Qtr 2 to 2020 Qtr 2; 2021 Qtr 2 to 2022 Qtr 3; 2023 Qtr 2 to 2024 Qtr 3; 2025 Qtr 2 to 2026 Qtr 3; 2027 Qtr 2 to 2028 Qtr 3
Com-Default>2yrs | bar: 2018 Qtr 2 to 2020 Qtr 2; 2021 Qtr 2 to 2022 Qtr 3; 2023 Qtr 2 to 2024 Qtr 3; 2025 Qtr 2 to 2026 Qtr 3; 2027 Qtr 2 to 2028 Qtr 3
[7 empty] | HVAC/Refrigeration – SPC: NR - 16 | Ind-Default>2yrs | bar: 2018 Qtr 2 to 2020 Qtr 2; 2021 Qtr 2 to 2022 Qtr 3; 2023 Qtr 2 to 2024 Qtr 3; 2025 Qtr 2 to 2026 Qtr 3; 2027 Qtr 2 to 2028 Qtr 3
[7 empty] | Chiller – High Efficiency: NR - 20 | Agric-Default>2yrs | bar: 2018 Qtr 2 to 2020 Qtr 2; 2021 Qtr 2 to 2022 Qtr 3; 2023 Qtr 2 to 2024 Qtr 3; 2025 Qtr 2 to 2026 Qtr 3; 2027 Qtr 2 to 2028 Qtr 3
[7 empty] | Chiller – Variable Speed Drive: NR - 20 | Com-Default-HTG-di | bar: 2018 Qtr 2 to 2020 Qtr 2; 2021 Qtr 2 to 2022 Qtr 3; 2023 Qtr 2 to 2024 Qtr 3; 2025 Qtr 2 to 2026 Qtr 3; 2027 Qtr 2 to 2028 Qtr 3
[7 empty] | Water Cooled Chillers: NR - 20 | Ind-Default-HTG-di | bar: 2018 Qtr 2 to 2020 Qtr 2; 2021 Qtr 2 to 2022 Qtr 3; 2023 Qtr 2 to 2024 Qtr 3; 2025 Qtr 2 to 2026 Qtr 3; 2027 Qtr 2 to 2028 Qtr 3
[7 empty] | Air Conditioners – High Efficiency: NR - 15 | Agricult-Default-HTG-di | bar: 2018 Qtr 2 to 2020 Qtr 2; 2021 Qtr 2 to 2022 Qtr 3; 2023 Qtr 2 to 2024 Qtr 3; 2025 Qtr 2 to 2026 Qtr 3; 2027 Qtr 2 to 2028 Qtr 3
[7 empty] | Packaged HVAC Systems: NR - 15 | ET-Default | bar: 2018 Qtr 2 to 2020 Qtr 2; 2021 Qtr 2 to 2022 Qtr 3; 2023 Qtr 2 to 2024 Qtr 3; 2025 Qtr 2 to 2026 Qtr 3; 2027 Qtr 2 to 2028 Qtr 3
[7 empty] | Install HVAC EMS: Com - 14 | EUC-Default | bar: 2018 Qtr 2 to 2020 Qtr 2; 2021 Qtr 2 to 2022 Qtr 3; 2023 Qtr 2 to 2024 Qtr 3; 2025 Qtr 2 to 2026 Qtr 3; 2027 Qtr 2 to 2028 Qtr 3
[7 empty] | AC Packaged Terminal Units: NR - 15 | NonRes-sAll-mCust-Gas | bar: 2018 Qtr 2 to 2020 Qtr 2; 2021 Qtr 2 to 2022 Qtr 3; 2023 Qtr 2 to 2024 Qtr 3; 2025 Qtr 2 to 2026 Qtr 3; 2027 Qtr 2 to 2028 Qtr 3
[7 empty] | Evaporative Coolers: NR - 15 | NonRes-sAll-mCust-Elec | bar: 2018 Qtr 2 to 2020 Qtr 2; 2021 Qtr 2 to 2022 Qtr 3; 2023 Qtr 2 to 2024 Qtr 3; 2025 Qtr 2 to 2026 Qtr 3; 2027 Qtr 2 to 2028 Qtr 3
[7 empty] | Boiler – High Efficiency: NR - 20 | All-Default<=2yrs | bar: 2018 Qtr 2 to 2020 Qtr 2; 2021 Qtr 2 to 2022 Qtr 3; 2023 Qtr 2 to 2024 Qtr 3; 2025 Qtr 2 to 2026 Qtr 3; 2027 Qtr 2 to 2028 Qtr 3
[7 empty] | Cooling Towers/Evaporative Condenser: NR - 15 | 0 | bar: 2018 Qtr 2 to 2020 Qtr 2; 2021 Qtr 2 to 2022 Qtr 3; 2023 Qtr 2 to 2024 Qtr 3; 2025 Qtr 2 to 2026 Qtr 3; 2027 Qtr 2 to 2028 Qtr 3
Heat Pump – Split System: NR - 15 | bar: 2018 Qtr 2 to 2020 Qtr 2; 2021 Qtr 2 to 2022 Qtr 3; 2023 Qtr 2 to 2024 Qtr 3; 2025 Qtr 2 to 2026 Qtr 3; 2027 Qtr 2 to 2028 Qtr 3
Heat Pump with Integrated Water Heating: NR - 10 | bar: 2018 Qtr 2 to 2020 Qtr 2; 2021 Qtr 2 to 2022 Qtr 3; 2023 Qtr 2 to 2024 Qtr 3; 2025 Qtr 2 to 2026 Qtr 3; 2027 Qtr 2 to 2028 Qtr 3
Ground Source Heat Pump: NR - 15 | bar: 2018 Qtr 2 to 2020 Qtr 2; 2021 Qtr 2 to 2022 Qtr 3; 2023 Qtr 2 to 2024 Qtr 3; 2025 Qtr 2 to 2026 Qtr 3; 2027 Qtr 2 to 2028 Qtr 3
Reduce Internal Load: NR - 15 | bar: 2018 Qtr 2 to 2020 Qtr 2; 2021 Qtr 2 to 2022 Qtr 3; 2023 Qtr 2 to 2024 Qtr 3; 2025 Qtr 2 to 2026 Qtr 3; 2027 Qtr 2 to 2028 Qtr 3
Insulation: NR - 20 | bar: 2018 Qtr 2 to 2020 Qtr 2; 2021 Qtr 2 to 2022 Qtr 3; 2023 Qtr 2 to 2024 Qtr 3; 2025 Qtr 2 to 2026 Qtr 3; 2027 Qtr 2 to 2028 Qtr 3
Insulation Package: NR - 20 | bar: 2018 Qtr 2 to 2020 Qtr 2; 2021 Qtr 2 to 2022 Qtr 3; 2023 Qtr 2 to 2024 Qtr 3; 2025 Qtr 2 to 2026 Qtr 3; 2027 Qtr 2 to 2028 Qtr 3
Reflective Window Film: NR - 10 | bar: 2018 Qtr 2 to 2020 Qtr 2; 2021 Qtr 2 to 2022 Qtr 3; 2023 Qtr 2 to 2024 Qtr 3; 2025 Qtr 2 to 2026 Qtr 3; 2027 Qtr 2 to 2028 Qtr 3
Bypass/Delay Timer(lighting): NR - 8 | bar: 2018 Qtr 2 to 2020 Qtr 2; 2021 Qtr 2 to 2022 Qtr 3; 2023 Qtr 2 to 2024 Qtr 3; 2025 Qtr 2 to 2026 Qtr 3; 2027 Qtr 2 to 2028 Qtr 3
Set-Back Thermostat: NR - 11 | bar: 2018 Qtr 2 to 2020 Qtr 2; 2021 Qtr 2 to 2022 Qtr 3; 2023 Qtr 2 to 2024 Qtr 3; 2025 Qtr 2 to 2026 Qtr 3; 2027 Qtr 2 to 2028 Qtr 3
Time Clock - HVAC: NR - 10 | bar: 2018 Qtr 2 to 2020 Qtr 2; 2021 Qtr 2 to 2022 Qtr 3; 2023 Qtr 2 to 2024 Qtr 3; 2025 Qtr 2 to 2026 Qtr 3; 2027 Qtr 2 to 2028 Qtr 3
HVAC/Space Heating/Efficiency (Gas): NR - 18 | bar: 2018 Qtr 2 to 2020 Qtr 2; 2021 Qtr 2 to 2022 Qtr 3; 2023 Qtr 2 to 2024 Qtr 3; 2025 Qtr 2 to 2026 Qtr 3; 2027 Qtr 2 to 2028 Qtr 3
Nonresidential Gas – AC: NR - 20 | bar: 2018 Qtr 2 to 2020 Qtr 2; 2021 Qtr 2 to 2022 Qtr 3; 2023 Qtr 2 to 2024 Qtr 3; 2025 Qtr 2 to 2026 Qtr 3; 2027 Qtr 2 to 2028 Qtr 3
Adjustable speed drive, application unknown: Ag - 10 | bar: 2018 Qtr 2 to 2020 Qtr 2; 2021 Qtr 2 to 2022 Qtr 3; 2023 Qtr 2 to 2024 Qtr 3; 2025 Qtr 2 to 2026 Qtr 3; 2027 Qtr 2 to 2028 Qtr 3
Adjustable speed drive, application unknown: Com - 10 | bar: 2018 Qtr 2 to 2020 Qtr 2; 2021 Qtr 2 to 2022 Qtr 3; 2023 Qtr 2 to 2024 Qtr 3; 2025 Qtr 2 to 2026 Qtr 3; 2027 Qtr 2 to 2028 Qtr 3
Adjustable Speed Drive: HVAC fan, 50 HP Max: Com - 10 | bar: 2018 Qtr 2 to 2020 Qtr 2; 2021 Qtr 2 to 2022 Qtr 3; 2023 Qtr 2 to 2024 Qtr 3; 2025 Qtr 2 to 2026 Qtr 3; 2027 Qtr 2 to 2028 Qtr 3
Pump repair: Ag - 11 | bar: 2018 Qtr 2 to 2020 Qtr 2; 2021 Qtr 2 to 2022 Qtr 3; 2023 Qtr 2 to 2024 Qtr 3; 2025 Qtr 2 to 2026 Qtr 3; 2027 Qtr 2 to 2028 Qtr 3
Injection molding machines: Ind - 15 | bar: 2018 Qtr 2 to 2020 Qtr 2; 2021 Qtr 2 to 2022 Qtr 3; 2023 Qtr 2 to 2024 Qtr 3; 2025 Qtr 2 to 2026 Qtr 3; 2027 Qtr 2 to 2028 Qtr 3
Plastic extusion equipment: Ind - 15 | bar: 2018 Qtr 2 to 2020 Qtr 2; 2021 Qtr 2 to 2022 Qtr 3; 2023 Qtr 2 to 2024 Qtr 3; 2025 Qtr 2 to 2026 Qtr 3; 2027 Qtr 2 to 2028 Qtr 3
Process cooling: Ind - 15 | bar: 2018 Qtr 2 to 2020 Qtr 2; 2021 Qtr 2 to 2022 Qtr 3; 2023 Qtr 2 to 2024 Qtr 3; 2025 Qtr 2 to 2026 Qtr 3; 2027 Qtr 2 to 2028 Qtr 3
Process equipment insulation: Ind - 15 | bar: 2018 Qtr 2 to 2020 Qtr 2; 2021 Qtr 2 to 2022 Qtr 3; 2023 Qtr 2 to 2024 Qtr 3; 2025 Qtr 2 to 2026 Qtr 3; 2027 Qtr 2 to 2028 Qtr 3
Horizontal Clothes Washer: NR - 10 | bar: 2018 Qtr 2 to 2020 Qtr 2; 2021 Qtr 2 to 2022 Qtr 3; 2023 Qtr 2 to 2024 Qtr 3; 2025 Qtr 2 to 2026 Qtr 3; 2027 Qtr 2 to 2028 Qtr 3
Efficient Dishwashing: NR - 5 | bar: 2018 Qtr 2 to 2020 Qtr 2; 2021 Qtr 2 to 2022 Qtr 3; 2023 Qtr 2 to 2024 Qtr 3; 2025 Qtr 2 to 2026 Qtr 3; 2027 Qtr 2 to 2028 Qtr 3
Water Heater Controls: NR - 15 | bar: 2018 Qtr 2 to 2020 Qtr 2; 2021 Qtr 2 to 2022 Qtr 3; 2023 Qtr 2 to 2024 Qtr 3; 2025 Qtr 2 to 2026 Qtr 3; 2027 Qtr 2 to 2028 Qtr 3
Cooking measures , Assorted: Com - 12 | bar: 2018 Qtr 2 to 2020 Qtr 2; 2021 Qtr 2 to 2022 Qtr 3; 2023 Qtr 2 to 2024 Qtr 3; 2025 Qtr 2 to 2026 Qtr 3; 2027 Qtr 2 to 2028 Qtr 3
Water Heater – Gas: NR - 15 | bar: 2018 Qtr 2 to 2020 Qtr 2; 2021 Qtr 2 to 2022 Qtr 3; 2023 Qtr 2 to 2024 Qtr 3; 2025 Qtr 2 to 2026 Qtr 3; 2027 Qtr 2 to 2028 Qtr 3
Domestic Hot Water Boiler (Gas): NR - 20 | bar: 2018 Qtr 2 to 2020 Qtr 2; 2021 Qtr 2 to 2022 Qtr 3; 2023 Qtr 2 to 2024 Qtr 3; 2025 Qtr 2 to 2026 Qtr 3; 2027 Qtr 2 to 2028 Qtr 3
Auto Closer for Cooler/Freezer: NR - 8 | bar: 2018 Qtr 2 to 2020 Qtr 2; 2021 Qtr 2 to 2022 Qtr 3; 2023 Qtr 2 to 2024 Qtr 3; 2025 Qtr 2 to 2026 Qtr 3; 2027 Qtr 2 to 2028 Qtr 3
Door Gaskets: NR - 4 | bar: 2018 Qtr 2 to 2020 Qtr 2; 2021 Qtr 2 to 2022 Qtr 3; 2023 Qtr 2 to 2024 Qtr 3; 2025 Qtr 2 to 2026 Qtr 3; 2027 Qtr 2 to 2028 Qtr 3
Floating Head Pressure: NR - 16 | bar: 2018 Qtr 2 to 2020 Qtr 2; 2021 Qtr 2 to 2022 Qtr 3; 2023 Qtr 2 to 2024 Qtr 3; 2025 Qtr 2 to 2026 Qtr 3; 2027 Qtr 2 to 2028 Qtr 3
Heatless Door: NR - 16 | bar: 2018 Qtr 2 to 2020 Qtr 2; 2021 Qtr 2 to 2022 Qtr 3; 2023 Qtr 2 to 2024 Qtr 3; 2025 Qtr 2 to 2026 Qtr 3; 2027 Qtr 2 to 2028 Qtr 3
Humidistat Control for Anti-Sweat Heater: NR - 12 | bar: 2018 Qtr 2 to 2020 Qtr 2; 2021 Qtr 2 to 2022 Qtr 3; 2023 Qtr 2 to 2024 Qtr 3; 2025 Qtr 2 to 2026 Qtr 3; 2027 Qtr 2 to 2028 Qtr 3
Insulation on Refrigeration Suction Line: NR - 11 | bar: 2018 Qtr 2 to 2020 Qtr 2; 2021 Qtr 2 to 2022 Qtr 3; 2023 Qtr 2 to 2024 Qtr 3; 2025 Qtr 2 to 2026 Qtr 3; 2027 Qtr 2 to 2028 Qtr 3
Night Covers for Display Cases: NR - 5 | bar: 2018 Qtr 2 to 2020 Qtr 2; 2021 Qtr 2 to 2022 Qtr 3; 2023 Qtr 2 to 2024 Qtr 3; 2025 Qtr 2 to 2026 Qtr 3; 2027 Qtr 2 to 2028 Qtr 3
PSC Evaporator Motor – Walkin/ Display: NR - 15 | bar: 2018 Qtr 2 to 2020 Qtr 2; 2021 Qtr 2 to 2022 Qtr 3; 2023 Qtr 2 to 2024 Qtr 3; 2025 Qtr 2 to 2026 Qtr 3; 2027 Qtr 2 to 2028 Qtr 3
Refrigeration Case Doors – Glass/Acrylic: NR - 12 | bar: 2018 Qtr 2 to 2020 Qtr 2; 2021 Qtr 2 to 2022 Qtr 3; 2023 Qtr 2 to 2024 Qtr 3; 2025 Qtr 2 to 2026 Qtr 3; 2027 Qtr 2 to 2028 Qtr 3
Refrigerator Case with Doors: NR - 12 | bar: 2018 Qtr 2 to 2020 Qtr 2; 2021 Qtr 2 to 2022 Qtr 3; 2023 Qtr 2 to 2024 Qtr 3; 2025 Qtr 2 to 2026 Qtr 3; 2027 Qtr 2 to 2028 Qtr 3
Refrigerator Condensate Evaporator – Elec/Non Elec: NR - 8 | bar: 2018 Qtr 2 to 2020 Qtr 2; 2021 Qtr 2 to 2022 Qtr 3; 2023 Qtr 2 to 2024 Qtr 3; 2025 Qtr 2 to 2026 Qtr 3; 2027 Qtr 2 to 2028 Qtr 3
Strip Curtains for Walk-Ins: NR - 4 | bar: 2018 Qtr 2 to 2020 Qtr 2; 2021 Qtr 2 to 2022 Qtr 3; 2023 Qtr 2 to 2024 Qtr 3; 2025 Qtr 2 to 2026 Qtr 3; 2027 Qtr 2 to 2028 Qtr 3
Ballast: Electronic, for display case: NR - 11 | bar: 2018 Qtr 2 to 2020 Qtr 2; 2021 Qtr 2 to 2022 Qtr 3; 2023 Qtr 2 to 2024 Qtr 3; 2025 Qtr 2 to 2026 Qtr 3; 2027 Qtr 2 to 2028 Qtr 3
Defrost: NR - 16 | bar: 2018 Qtr 2 to 2020 Qtr 2; 2021 Qtr 2 to 2022 Qtr 3; 2023 Qtr 2 to 2024 Qtr 3; 2025 Qtr 2 to 2026 Qtr 3; 2027 Qtr 2 to 2028 Qtr 3
FHP & EFF Conditioner: NR - 16 | bar: 2018 Qtr 2 to 2020 Qtr 2; 2021 Qtr 2 to 2022 Qtr 3; 2023 Qtr 2 to 2024 Qtr 3; 2025 Qtr 2 to 2026 Qtr 3; 2027 Qtr 2 to 2028 Qtr 3
High-efficiency Liquid Suction Heat Exchangers: NR - 16 | bar: 2018 Qtr 2 to 2020 Qtr 2; 2021 Qtr 2 to 2022 Qtr 3; 2023 Qtr 2 to 2024 Qtr 3; 2025 Qtr 2 to 2026 Qtr 3; 2027 Qtr 2 to 2028 Qtr 3
Night Shields on Refrigerator and Freezer Cases: NR - 5 | bar: 2018 Qtr 2 to 2020 Qtr 2; 2021 Qtr 2 to 2022 Qtr 3; 2023 Qtr 2 to 2024 Qtr 3; 2025 Qtr 2 to 2026 Qtr 3; 2027 Qtr 2 to 2028 Qtr 3
Walk-in Refrigerator or Freezer: Evaporative Fan Controller: NR - 5 | bar: 2018 Qtr 2 to 2020 Qtr 2; 2021 Qtr 2 to 2022 Qtr 3; 2023 Qtr 2 to 2024 Qtr 3; 2025 Qtr 2 to 2026 Qtr 3; 2027 Qtr 2 to 2028 Qtr 3
Multiplec Refrigeration Systems/Supermarket Systems: NR - 10 | bar: 2018 Qtr 2 to 2020 Qtr 2; 2021 Qtr 2 to 2022 Qtr 3; 2023 Qtr 2 to 2024 Qtr 3; 2025 Qtr 2 to 2026 Qtr 3; 2027 Qtr 2 to 2028 Qtr 3
Kiln/Oven/Furnace: NR - 18 | bar: 2018 Qtr 2 to 2020 Qtr 2; 2021 Qtr 2 to 2022 Qtr 3; 2023 Qtr 2 to 2024 Qtr 3; 2025 Qtr 2 to 2026 Qtr 3; 2027 Qtr 2 to 2028 Qtr 3
Thermal Night Curtains: NR - 5 | bar: 2018 Qtr 2 to 2020 Qtr 2; 2021 Qtr 2 to 2022 Qtr 3; 2023 Qtr 2 to 2024 Qtr 3; 2025 Qtr 2 to 2026 Qtr 3; 2027 Qtr 2 to 2028 Qtr 3
Custom Measures – SPC: NR - 15 | bar: 2018 Qtr 2 to 2020 Qtr 2; 2021 Qtr 2 to 2022 Qtr 3; 2023 Qtr 2 to 2024 Qtr 3; 2025 Qtr 2 to 2026 Qtr 3; 2027 Qtr 2 to 2028 Qtr 3
Local Government Partnership: NR - 11 | bar: 2018 Qtr 2 to 2020 Qtr 2; 2021 Qtr 2 to 2022 Qtr 3; 2023 Qtr 2 to 2024 Qtr 3; 2025 Qtr 2 to 2026 Qtr 3; 2027 Qtr 2 to 2028 Qtr 3
Audits: NR - 3 | bar: 2018 Qtr 2 to 2020 Qtr 2; 2021 Qtr 2 to 2022 Qtr 3; 2023 Qtr 2 to 2024 Qtr 3; 2025 Qtr 2 to 2026 Qtr 3; 2027 Qtr 2 to 2028 Qtr 3
Plug Load Sensor: NR - 10 | bar: 2018 Qtr 2 to 2020 Qtr 2; 2021 Qtr 2 to 2022 Qtr 3; 2023 Qtr 2 to 2024 Qtr 3; 2025 Qtr 2 to 2026 Qtr 3; 2027 Qtr 2 to 2028 Qtr 3
Information: NR - 1 | bar: 2018 Qtr 2 to 2020 Qtr 2; 2021 Qtr 2 to 2022 Qtr 3; 2023 Qtr 2 to 2024 Qtr 3; 2025 Qtr 2 to 2026 Qtr 3; 2027 Qtr 2 to 2028 Qtr 3
High Efficiency Motors: NR - 15 | bar: 2018 Qtr 2 to 2020 Qtr 2; 2021 Qtr 2 to 2022 Qtr 3; 2023 Qtr 2 to 2024 Qtr 3; 2025 Qtr 2 to 2026 Qtr 3; 2027 Qtr 2 to 2028 Qtr 3
Process Overhaul: NR - 20 | bar: 2018 Qtr 2 to 2020 Qtr 2; 2021 Qtr 2 to 2022 Qtr 3; 2023 Qtr 2 to 2024 Qtr 3; 2025 Qtr 2 to 2026 Qtr 3; 2027 Qtr 2 to 2028 Qtr 3
System Controls: NR - 15 | bar: 2018 Qtr 2 to 2020 Qtr 2; 2021 Qtr 2 to 2022 Qtr 3; 2023 Qtr 2 to 2024 Qtr 3; 2025 Qtr 2 to 2026 Qtr 3; 2027 Qtr 2 to 2028 Qtr 3
RESIDENTIAL MEASURES | bar: 2018 Qtr 2 to 2020 Qtr 2; 2021 Qtr 2 to 2022 Qtr 3; 2023 Qtr 2 to 2024 Qtr 3; 2025 Qtr 2 to 2026 Qtr 3; 2027 Qtr 2 to 2028 Qtr 3
**************************************************************** | bar: 2018 Qtr 2 to 2020 Qtr 2; 2021 Qtr 2 to 2022 Qtr 3; 2023 Qtr 2 to 2024 Qtr 3; 2025 Qtr 2 to 2026 Qtr 3; 2027 Qtr 2 to 2028 Qtr 3
T8 Fixtures ; lamp or ballast: Res - 15 | bar: 2018 Qtr 2 to 2020 Qtr 2; 2021 Qtr 2 to 2022 Qtr 3; 2023 Qtr 2 to 2024 Qtr 3; 2025 Qtr 2 to 2026 Qtr 3; 2027 Qtr 2 to 2028 Qtr 3
Pin based CFL Fixture: Res - 16 | bar: 2018 Qtr 2 to 2020 Qtr 2; 2021 Qtr 2 to 2022 Qtr 3; 2023 Qtr 2 to 2024 Qtr 3; 2025 Qtr 2 to 2026 Qtr 3; 2027 Qtr 2 to 2028 Qtr 3
CFL: Indoor Screw in: Res - 9.4 | bar: 2018 Qtr 2 to 2020 Qtr 2; 2021 Qtr 2 to 2022 Qtr 3; 2023 Qtr 2 to 2024 Qtr 3; 2025 Qtr 2 to 2026 Qtr 3; 2027 Qtr 2 to 2028 Qtr 3
CFL: Outdoor Screw in: Res - 7 | bar: 2018 Qtr 2 to 2020 Qtr 2; 2021 Qtr 2 to 2022 Qtr 3; 2023 Qtr 2 to 2024 Qtr 3; 2025 Qtr 2 to 2026 Qtr 3; 2027 Qtr 2 to 2028 Qtr 3
Torchiere: Res - 9 | bar: 2018 Qtr 2 to 2020 Qtr 2; 2021 Qtr 2 to 2022 Qtr 3; 2023 Qtr 2 to 2024 Qtr 3; 2025 Qtr 2 to 2026 Qtr 3; 2027 Qtr 2 to 2028 Qtr 3
Air Conditioners with SEER >= 11.0: Res - 18 | bar: 2018 Qtr 2 to 2020 Qtr 2; 2021 Qtr 2 to 2022 Qtr 3; 2023 Qtr 2 to 2024 Qtr 3; 2025 Qtr 2 to 2026 Qtr 3; 2027 Qtr 2 to 2028 Qtr 3
Central Air Conditioners: Res - 18 | bar: 2018 Qtr 2 to 2020 Qtr 2; 2021 Qtr 2 to 2022 Qtr 3; 2023 Qtr 2 to 2024 Qtr 3; 2025 Qtr 2 to 2026 Qtr 3; 2027 Qtr 2 to 2028 Qtr 3
Duct Testing: Res NC - 18 | bar: 2018 Qtr 2 to 2020 Qtr 2; 2021 Qtr 2 to 2022 Qtr 3; 2023 Qtr 2 to 2024 Qtr 3; 2025 Qtr 2 to 2026 Qtr 3; 2027 Qtr 2 to 2028 Qtr 3
High Energy Efficiency Ducts: Res - 18 | bar: 2018 Qtr 2 to 2020 Qtr 2; 2021 Qtr 2 to 2022 Qtr 3; 2023 Qtr 2 to 2024 Qtr 3; 2025 Qtr 2 to 2026 Qtr 3; 2027 Qtr 2 to 2028 Qtr 3
Whole House Fan: Res - 15 | bar: 2018 Qtr 2 to 2020 Qtr 2; 2021 Qtr 2 to 2022 Qtr 3; 2023 Qtr 2 to 2024 Qtr 3; 2025 Qtr 2 to 2026 Qtr 3; 2027 Qtr 2 to 2028 Qtr 3
Evaporative Cooler: Res - 15 | bar: 2018 Qtr 2 to 2020 Qtr 2; 2021 Qtr 2 to 2022 Qtr 3; 2023 Qtr 2 to 2024 Qtr 3; 2025 Qtr 2 to 2026 Qtr 3; 2027 Qtr 2 to 2028 Qtr 3
Glazing - Low E Double / Low Shade Coefficient: Res - 20 | bar: 2018 Qtr 2 to 2020 Qtr 2; 2021 Qtr 2 to 2022 Qtr 3; 2023 Qtr 2 to 2024 Qtr 3; 2025 Qtr 2 to 2026 Qtr 3; 2027 Qtr 2 to 2028 Qtr 3
Heat Pump - Electric: Res - 15 | bar: 2018 Qtr 2 to 2020 Qtr 2; 2021 Qtr 2 to 2022 Qtr 3; 2023 Qtr 2 to 2024 Qtr 3; 2025 Qtr 2 to 2026 Qtr 3; 2027 Qtr 2 to 2028 Qtr 3
Insulation - Ceiling / Floor / Walls: Res - 20 | bar: 2018 Qtr 2 to 2020 Qtr 2; 2021 Qtr 2 to 2022 Qtr 3; 2023 Qtr 2 to 2024 Qtr 3; 2025 Qtr 2 to 2026 Qtr 3; 2027 Qtr 2 to 2028 Qtr 3
A/C with Integrated Water Heating: Res - 10 | bar: 2018 Qtr 2 to 2020 Qtr 2; 2021 Qtr 2 to 2022 Qtr 3; 2023 Qtr 2 to 2024 Qtr 3; 2025 Qtr 2 to 2026 Qtr 3; 2027 Qtr 2 to 2028 Qtr 3
Programmable Thermostat: Res - 12 | bar: 2018 Qtr 2 to 2020 Qtr 2; 2021 Qtr 2 to 2022 Qtr 3; 2023 Qtr 2 to 2024 Qtr 3; 2025 Qtr 2 to 2026 Qtr 3; 2027 Qtr 2 to 2028 Qtr 3
Audits: Res - 3 | bar: 2018 Qtr 2 to 2020 Qtr 2; 2021 Qtr 2 to 2022 Qtr 3; 2023 Qtr 2 to 2024 Qtr 3; 2025 Qtr 2 to 2026 Qtr 3; 2027 Qtr 2 to 2028 Qtr 3
Gas Cooktops: Res - 20 | bar: 2018 Qtr 2 to 2020 Qtr 2; 2021 Qtr 2 to 2022 Qtr 3; 2023 Qtr 2 to 2024 Qtr 3; 2025 Qtr 2 to 2026 Qtr 3; 2027 Qtr 2 to 2028 Qtr 3
Gas Dryer Stub: Res - 18 | bar: 2018 Qtr 2 to 2020 Qtr 2; 2021 Qtr 2 to 2022 Qtr 3; 2023 Qtr 2 to 2024 Qtr 3; 2025 Qtr 2 to 2026 Qtr 3; 2027 Qtr 2 to 2028 Qtr 3
Energy-Efficient Furnaces: Res - 18 | bar: 2018 Qtr 2 to 2020 Qtr 2; 2021 Qtr 2 to 2022 Qtr 3; 2023 Qtr 2 to 2024 Qtr 3; 2025 Qtr 2 to 2026 Qtr 3; 2027 Qtr 2 to 2028 Qtr 3
Refrigerator Recycling: Res - 10 | bar: 2018 Qtr 2 to 2020 Qtr 2; 2021 Qtr 2 to 2022 Qtr 3; 2023 Qtr 2 to 2024 Qtr 3; 2025 Qtr 2 to 2026 Qtr 3; 2027 Qtr 2 to 2028 Qtr 3
Refrigerator - Energy Efficient; 20% more efficient: Res - 18 | bar: 2018 Qtr 2 to 2020 Qtr 2; 2021 Qtr 2 to 2022 Qtr 3; 2023 Qtr 2 to 2024 Qtr 3; 2025 Qtr 2 to 2026 Qtr 3; 2027 Qtr 2 to 2028 Qtr 3
Refrigerators: Res - 18 | bar: 2018 Qtr 2 to 2020 Qtr 2; 2021 Qtr 2 to 2022 Qtr 3; 2023 Qtr 2 to 2024 Qtr 3; 2025 Qtr 2 to 2026 Qtr 3; 2027 Qtr 2 to 2028 Qtr 3
GENERIC USEFUL LIVES: | bar: 2018 Qtr 2 to 2020 Qtr 2; 2021 Qtr 2 to 2022 Qtr 3; 2023 Qtr 2 to 2024 Qtr 3; 2025 Qtr 2 to 2026 Qtr 3; 2027 Qtr 2 to 2028 Qtr 3
**************************************************************** | bar: 2018 Qtr 2 to 2020 Qtr 2; 2021 Qtr 2 to 2022 Qtr 3; 2023 Qtr 2 to 2024 Qtr 3; 2025 Qtr 2 to 2026 Qtr 3; 2027 Qtr 2 to 2028 Qtr 3
0.1 | bar: 2018 Qtr 2 to 2020 Qtr 2; 2021 Qtr 2 to 2022 Qtr 3; 2023 Qtr 2 to 2024 Qtr 3; 2025 Qtr 2 to 2026 Qtr 3; 2027 Qtr 2 to 2028 Qtr 3
0.2 | bar: 2018 Qtr 2 to 2020 Qtr 2; 2021 Qtr 2 to 2022 Qtr 3; 2023 Qtr 2 to 2024 Qtr 3; 2025 Qtr 2 to 2026 Qtr 3; 2027 Qtr 2 to 2028 Qtr 3
0.3 | bar: 2018 Qtr 2 to 2020 Qtr 2; 2021 Qtr 2 to 2022 Qtr 3; 2023 Qtr 2 to 2024 Qtr 3; 2025 Qtr 2 to 2026 Qtr 3; 2027 Qtr 2 to 2028 Qtr 3
0.4 | bar: 2018 Qtr 2 to 2020 Qtr 2; 2021 Qtr 2 to 2022 Qtr 3; 2023 Qtr 2 to 2024 Qtr 3; 2025 Qtr 2 to 2026 Qtr 3; 2027 Qtr 2 to 2028 Qtr 3
0.5 | bar: 2018 Qtr 2 to 2020 Qtr 2; 2021 Qtr 2 to 2022 Qtr 3; 2023 Qtr 2 to 2024 Qtr 3; 2025 Qtr 2 to 2026 Qtr 3; 2027 Qtr 2 to 2028 Qtr 3
0.6 | bar: 2018 Qtr 2 to 2020 Qtr 2; 2021 Qtr 2 to 2022 Qtr 3; 2023 Qtr 2 to 2024 Qtr 3; 2025 Qtr 2 to 2026 Qtr 3; 2027 Qtr 2 to 2028 Qtr 3
0.7 | bar: 2018 Qtr 2 to 2020 Qtr 2; 2021 Qtr 2 to 2022 Qtr 3; 2023 Qtr 2 to 2024 Qtr 3; 2025 Qtr 2 to 2026 Qtr 3; 2027 Qtr 2 to 2028 Qtr 3
0.8 | bar: 2018 Qtr 2 to 2020 Qtr 2; 2021 Qtr 2 to 2022 Qtr 3; 2023 Qtr 2 to 2024 Qtr 3; 2025 Qtr 2 to 2026 Qtr 3; 2027 Qtr 2 to 2028 Qtr 3
0.9 | bar: 2018 Qtr 2 to 2020 Qtr 2; 2021 Qtr 2 to 2022 Qtr 3; 2023 Qtr 2 to 2024 Qtr 3; 2025 Qtr 2 to 2026 Qtr 3; 2027 Qtr 2 to 2028 Qtr 3
1 | bar: 2018 Qtr 2 to 2020 Qtr 2; 2021 Qtr 2 to 2022 Qtr 3; 2023 Qtr 2 to 2024 Qtr 3; 2025 Qtr 2 to 2026 Qtr 3; 2027 Qtr 2 to 2028 Qtr 3
1.1 | bar: 2018 Qtr 2 to 2020 Qtr 2; 2021 Qtr 2 to 2022 Qtr 3; 2023 Qtr 2 to 2024 Qtr 3; 2025 Qtr 2 to 2026 Qtr 3; 2027 Qtr 2 to 2028 Qtr 3
1.2 | bar: 2018 Qtr 2 to 2020 Qtr 2; 2021 Qtr 2 to 2022 Qtr 3; 2023 Qtr 2 to 2024 Qtr 3; 2025 Qtr 2 to 2026 Qtr 3; 2027 Qtr 2 to 2028 Qtr 3
1.3 | bar: 2018 Qtr 2 to 2020 Qtr 2; 2021 Qtr 2 to 2022 Qtr 3; 2023 Qtr 2 to 2024 Qtr 3; 2025 Qtr 2 to 2026 Qtr 3; 2027 Qtr 2 to 2028 Qtr 3
1.4 | bar: 2018 Qtr 2 to 2020 Qtr 2; 2021 Qtr 2 to 2022 Qtr 3; 2023 Qtr 2 to 2024 Qtr 3; 2025 Qtr 2 to 2026 Qtr 3; 2027 Qtr 2 to 2028 Qtr 3
1.5 | bar: 2018 Qtr 2 to 2020 Qtr 2; 2021 Qtr 2 to 2022 Qtr 3; 2023 Qtr 2 to 2024 Qtr 3; 2025 Qtr 2 to 2026 Qtr 3; 2027 Qtr 2 to 2028 Qtr 3
1.6 | bar: 2018 Qtr 2 to 2020 Qtr 2; 2021 Qtr 2 to 2022 Qtr 3; 2023 Qtr 2 to 2024 Qtr 3; 2025 Qtr 2 to 2026 Qtr 3; 2027 Qtr 2 to 2028 Qtr 3
1.7 | bar: 2018 Qtr 2 to 2020 Qtr 2; 2021 Qtr 2 to 2022 Qtr 3; 2023 Qtr 2 to 2024 Qtr 3; 2025 Qtr 2 to 2026 Qtr 3; 2027 Qtr 2 to 2028 Qtr 3
1.8 | bar: 2018 Qtr 2 to 2020 Qtr 2; 2021 Qtr 2 to 2022 Qtr 3; 2023 Qtr 2 to 2024 Qtr 3; 2025 Qtr 2 to 2026 Qtr 3; 2027 Qtr 2 to 2028 Qtr 3
1.9 | bar: 2018 Qtr 2 to 2020 Qtr 2; 2021 Qtr 2 to 2022 Qtr 3; 2023 Qtr 2 to 2024 Qtr 3; 2025 Qtr 2 to 2026 Qtr 3; 2027 Qtr 2 to 2028 Qtr 3
2 | bar: 2018 Qtr 2 to 2020 Qtr 2; 2021 Qtr 2 to 2022 Qtr 3; 2023 Qtr 2 to 2024 Qtr 3; 2025 Qtr 2 to 2026 Qtr 3; 2027 Qtr 2 to 2028 Qtr 3
2.1 | bar: 2018 Qtr 2 to 2020 Qtr 2; 2021 Qtr 2 to 2022 Qtr 3; 2023 Qtr 2 to 2024 Qtr 3; 2025 Qtr 2 to 2026 Qtr 3; 2027 Qtr 2 to 2028 Qtr 3
2.2 | bar: 2018 Qtr 2 to 2020 Qtr 2; 2021 Qtr 2 to 2022 Qtr 3; 2023 Qtr 2 to 2024 Qtr 3; 2025 Qtr 2 to 2026 Qtr 3; 2027 Qtr 2 to 2028 Qtr 3
2.3 | bar: 2018 Qtr 2 to 2020 Qtr 2; 2021 Qtr 2 to 2022 Qtr 3; 2023 Qtr 2 to 2024 Qtr 3; 2025 Qtr 2 to 2026 Qtr 3; 2027 Qtr 2 to 2028 Qtr 3
2.4 | bar: 2018 Qtr 2 to 2020 Qtr 2; 2021 Qtr 2 to 2022 Qtr 3; 2023 Qtr 2 to 2024 Qtr 3; 2025 Qtr 2 to 2026 Qtr 3; 2027 Qtr 2 to 2028 Qtr 3
2.5 | bar: 2018 Qtr 2 to 2020 Qtr 2; 2021 Qtr 2 to 2022 Qtr 3; 2023 Qtr 2 to 2024 Qtr 3; 2025 Qtr 2 to 2026 Qtr 3; 2027 Qtr 2 to 2028 Qtr 3
2.6 | bar: 2018 Qtr 2 to 2020 Qtr 2; 2021 Qtr 2 to 2022 Qtr 3; 2023 Qtr 2 to 2024 Qtr 3; 2025 Qtr 2 to 2026 Qtr 3; 2027 Qtr 2 to 2028 Qtr 3
2.7 | bar: 2018 Qtr 2 to 2020 Qtr 2; 2021 Qtr 2 to 2022 Qtr 3; 2023 Qtr 2 to 2024 Qtr 3; 2025 Qtr 2 to 2026 Qtr 3; 2027 Qtr 2 to 2028 Qtr 3
2.8 | bar: 2018 Qtr 2 to 2020 Qtr 2; 2021 Qtr 2 to 2022 Qtr 3; 2023 Qtr 2 to 2024 Qtr 3; 2025 Qtr 2 to 2026 Qtr 3; 2027 Qtr 2 to 2028 Qtr 3
2.9 | bar: 2018 Qtr 2 to 2020 Qtr 2; 2021 Qtr 2 to 2022 Qtr 3; 2023 Qtr 2 to 2024 Qtr 3; 2025 Qtr 2 to 2026 Qtr 3; 2027 Qtr 2 to 2028 Qtr 3
3 | bar: 2018 Qtr 2 to 2020 Qtr 2; 2021 Qtr 2 to 2022 Qtr 3; 2023 Qtr 2 to 2024 Qtr 3; 2025 Qtr 2 to 2026 Qtr 3; 2027 Qtr 2 to 2028 Qtr 3
3.1 | bar: 2018 Qtr 2 to 2020 Qtr 2; 2021 Qtr 2 to 2022 Qtr 3; 2023 Qtr 2 to 2024 Qtr 3; 2025 Qtr 2 to 2026 Qtr 3; 2027 Qtr 2 to 2028 Qtr 3
3.2 | bar: 2018 Qtr 2 to 2020 Qtr 2; 2021 Qtr 2 to 2022 Qtr 3; 2023 Qtr 2 to 2024 Qtr 3; 2025 Qtr 2 to 2026 Qtr 3; 2027 Qtr 2 to 2028 Qtr 3
3.3 | bar: 2018 Qtr 2 to 2020 Qtr 2; 2021 Qtr 2 to 2022 Qtr 3; 2023 Qtr 2 to 2024 Qtr 3; 2025 Qtr 2 to 2026 Qtr 3; 2027 Qtr 2 to 2028 Qtr 3
3.4 | bar: 2018 Qtr 2 to 2020 Qtr 2; 2021 Qtr 2 to 2022 Qtr 3; 2023 Qtr 2 to 2024 Qtr 3; 2025 Qtr 2 to 2026 Qtr 3; 2027 Qtr 2 to 2028 Qtr 3
3.5 | bar: 2018 Qtr 2 to 2020 Qtr 2; 2021 Qtr 2 to 2022 Qtr 3; 2023 Qtr 2 to 2024 Qtr 3; 2025 Qtr 2 to 2026 Qtr 3; 2027 Qtr 2 to 2028 Qtr 3
3.6 | bar: 2018 Qtr 2 to 2020 Qtr 2; 2021 Qtr 2 to 2022 Qtr 3; 2023 Qtr 2 to 2024 Qtr 3; 2025 Qtr 2 to 2026 Qtr 3; 2027 Qtr 2 to 2028 Qtr 3
3.7 | bar: 2018 Qtr 2 to 2020 Qtr 2; 2021 Qtr 2 to 2022 Qtr 3; 2023 Qtr 2 to 2024 Qtr 3; 2025 Qtr 2 to 2026 Qtr 3; 2027 Qtr 2 to 2028 Qtr 3
3.8 | bar: 2018 Qtr 2 to 2020 Qtr 2; 2021 Qtr 2 to 2022 Qtr 3; 2023 Qtr 2 to 2024 Qtr 3; 2025 Qtr 2 to 2026 Qtr 3; 2027 Qtr 2 to 2028 Qtr 3
3.9 | bar: 2018 Qtr 2 to 2020 Qtr 2; 2021 Qtr 2 to 2022 Qtr 3; 2023 Qtr 2 to 2024 Qtr 3; 2025 Qtr 2 to 2026 Qtr 3; 2027 Qtr 2 to 2028 Qtr 3
4 | bar: 2018 Qtr 2 to 2020 Qtr 2; 2021 Qtr 2 to 2022 Qtr 3; 2023 Qtr 2 to 2024 Qtr 3; 2025 Qtr 2 to 2026 Qtr 3; 2027 Qtr 2 to 2028 Qtr 3
4.1 | bar: 2018 Qtr 2 to 2020 Qtr 2; 2021 Qtr 2 to 2022 Qtr 3; 2023 Qtr 2 to 2024 Qtr 3; 2025 Qtr 2 to 2026 Qtr 3; 2027 Qtr 2 to 2028 Qtr 3
4.2 | bar: 2018 Qtr 2 to 2020 Qtr 2; 2021 Qtr 2 to 2022 Qtr 3; 2023 Qtr 2 to 2024 Qtr 3; 2025 Qtr 2 to 2026 Qtr 3; 2027 Qtr 2 to 2028 Qtr 3
4.3 | bar: 2018 Qtr 2 to 2020 Qtr 2; 2021 Qtr 2 to 2022 Qtr 3; 2023 Qtr 2 to 2024 Qtr 3; 2025 Qtr 2 to 2026 Qtr 3; 2027 Qtr 2 to 2028 Qtr 3
4.4 | bar: 2018 Qtr 2 to 2020 Qtr 2; 2021 Qtr 2 to 2022 Qtr 3; 2023 Qtr 2 to 2024 Qtr 3; 2025 Qtr 2 to 2026 Qtr 3; 2027 Qtr 2 to 2028 Qtr 3
4.5 | bar: 2018 Qtr 2 to 2020 Qtr 2; 2021 Qtr 2 to 2022 Qtr 3; 2023 Qtr 2 to 2024 Qtr 3; 2025 Qtr 2 to 2026 Qtr 3; 2027 Qtr 2 to 2028 Qtr 3
4.6 | bar: 2018 Qtr 2 to 2020 Qtr 2; 2021 Qtr 2 to 2022 Qtr 3; 2023 Qtr 2 to 2024 Qtr 3; 2025 Qtr 2 to 2026 Qtr 3; 2027 Qtr 2 to 2028 Qtr 3
4.7 | bar: 2018 Qtr 2 to 2020 Qtr 2; 2021 Qtr 2 to 2022 Qtr 3; 2023 Qtr 2 to 2024 Qtr 3; 2025 Qtr 2 to 2026 Qtr 3; 2027 Qtr 2 to 2028 Qtr 3
4.8 | bar: 2018 Qtr 2 to 2020 Qtr 2; 2021 Qtr 2 to 2022 Qtr 3; 2023 Qtr 2 to 2024 Qtr 3; 2025 Qtr 2 to 2026 Qtr 3; 2027 Qtr 2 to 2028 Qtr 3
4.9 | bar: 2018 Qtr 2 to 2020 Qtr 2; 2021 Qtr 2 to 2022 Qtr 3; 2023 Qtr 2 to 2024 Qtr 3; 2025 Qtr 2 to 2026 Qtr 3; 2027 Qtr 2 to 2028 Qtr 3
5 | bar: 2018 Qtr 2 to 2020 Qtr 2; 2021 Qtr 2 to 2022 Qtr 3; 2023 Qtr 2 to 2024 Qtr 3; 2025 Qtr 2 to 2026 Qtr 3; 2027 Qtr 2 to 2028 Qtr 3
5.1 | bar: 2018 Qtr 2 to 2020 Qtr 2; 2021 Qtr 2 to 2022 Qtr 3; 2023 Qtr 2 to 2024 Qtr 3; 2025 Qtr 2 to 2026 Qtr 3; 2027 Qtr 2 to 2028 Qtr 3
5.2 | bar: 2018 Qtr 2 to 2020 Qtr 2; 2021 Qtr 2 to 2022 Qtr 3; 2023 Qtr 2 to 2024 Qtr 3; 2025 Qtr 2 to 2026 Qtr 3; 2027 Qtr 2 to 2028 Qtr 3
5.3 | bar: 2018 Qtr 2 to 2020 Qtr 2; 2021 Qtr 2 to 2022 Qtr 3; 2023 Qtr 2 to 2024 Qtr 3; 2025 Qtr 2 to 2026 Qtr 3; 2027 Qtr 2 to 2028 Qtr 3
5.4 | bar: 2018 Qtr 2 to 2020 Qtr 2; 2021 Qtr 2 to 2022 Qtr 3; 2023 Qtr 2 to 2024 Qtr 3; 2025 Qtr 2 to 2026 Qtr 3; 2027 Qtr 2 to 2028 Qtr 3
5.5 | bar: 2018 Qtr 2 to 2020 Qtr 2; 2021 Qtr 2 to 2022 Qtr 3; 2023 Qtr 2 to 2024 Qtr 3; 2025 Qtr 2 to 2026 Qtr 3; 2027 Qtr 2 to 2028 Qtr 3
5.6 | bar: 2018 Qtr 2 to 2020 Qtr 2; 2021 Qtr 2 to 2022 Qtr 3; 2023 Qtr 2 to 2024 Qtr 3; 2025 Qtr 2 to 2026 Qtr 3; 2027 Qtr 2 to 2028 Qtr 3
5.7 | bar: 2018 Qtr 2 to 2020 Qtr 2; 2021 Qtr 2 to 2022 Qtr 3; 2023 Qtr 2 to 2024 Qtr 3; 2025 Qtr 2 to 2026 Qtr 3; 2027 Qtr 2 to 2028 Qtr 3
5.8 | bar: 2018 Qtr 2 to 2020 Qtr 2; 2021 Qtr 2 to 2022 Qtr 3; 2023 Qtr 2 to 2024 Qtr 3; 2025 Qtr 2 to 2026 Qtr 3; 2027 Qtr 2 to 2028 Qtr 3
5.9 | bar: 2018 Qtr 2 to 2020 Qtr 2; 2021 Qtr 2 to 2022 Qtr 3; 2023 Qtr 2 to 2024 Qtr 3; 2025 Qtr 2 to 2026 Qtr 3; 2027 Qtr 2 to 2028 Qtr 3
6 | bar: 2018 Qtr 2 to 2020 Qtr 2; 2021 Qtr 2 to 2022 Qtr 3; 2023 Qtr 2 to 2024 Qtr 3; 2025 Qtr 2 to 2026 Qtr 3; 2027 Qtr 2 to 2028 Qtr 3
6.1 | bar: 2018 Qtr 2 to 2020 Qtr 2; 2021 Qtr 2 to 2022 Qtr 3; 2023 Qtr 2 to 2024 Qtr 3; 2025 Qtr 2 to 2026 Qtr 3; 2027 Qtr 2 to 2028 Qtr 3
6.2 | bar: 2018 Qtr 2 to 2020 Qtr 2; 2021 Qtr 2 to 2022 Qtr 3; 2023 Qtr 2 to 2024 Qtr 3; 2025 Qtr 2 to 2026 Qtr 3; 2027 Qtr 2 to 2028 Qtr 3
6.3 | bar: 2018 Qtr 2 to 2020 Qtr 2; 2021 Qtr 2 to 2022 Qtr 3; 2023 Qtr 2 to 2024 Qtr 3; 2025 Qtr 2 to 2026 Qtr 3; 2027 Qtr 2 to 2028 Qtr 3
6.4 | bar: 2018 Qtr 2 to 2020 Qtr 2; 2021 Qtr 2 to 2022 Qtr 3; 2023 Qtr 2 to 2024 Qtr 3; 2025 Qtr 2 to 2026 Qtr 3; 2027 Qtr 2 to 2028 Qtr 3
6.5 | bar: 2018 Qtr 2 to 2020 Qtr 2; 2021 Qtr 2 to 2022 Qtr 3; 2023 Qtr 2 to 2024 Qtr 3; 2025 Qtr 2 to 2026 Qtr 3; 2027 Qtr 2 to 2028 Qtr 3
6.6 | bar: 2018 Qtr 2 to 2020 Qtr 2; 2021 Qtr 2 to 2022 Qtr 3; 2023 Qtr 2 to 2024 Qtr 3; 2025 Qtr 2 to 2026 Qtr 3; 2027 Qtr 2 to 2028 Qtr 3
6.7 | bar: 2018 Qtr 2 to 2020 Qtr 2; 2021 Qtr 2 to 2022 Qtr 3; 2023 Qtr 2 to 2024 Qtr 3; 2025 Qtr 2 to 2026 Qtr 3; 2027 Qtr 2 to 2028 Qtr 3
6.8 | bar: 2018 Qtr 2 to 2020 Qtr 2; 2021 Qtr 2 to 2022 Qtr 3; 2023 Qtr 2 to 2024 Qtr 3; 2025 Qtr 2 to 2026 Qtr 3; 2027 Qtr 2 to 2028 Qtr 3
6.9 | bar: 2018 Qtr 2 to 2020 Qtr 2; 2021 Qtr 2 to 2022 Qtr 3; 2023 Qtr 2 to 2024 Qtr 3; 2025 Qtr 2 to 2026 Qtr 3; 2027 Qtr 2 to 2028 Qtr 3
7 | bar: 2018 Qtr 2 to 2020 Qtr 2; 2021 Qtr 2 to 2022 Qtr 3; 2023 Qtr 2 to 2024 Qtr 3; 2025 Qtr 2 to 2026 Qtr 3; 2027 Qtr 2 to 2028 Qtr 3
7.1 | bar: 2018 Qtr 2 to 2020 Qtr 2; 2021 Qtr 2 to 2022 Qtr 3; 2023 Qtr 2 to 2024 Qtr 3; 2025 Qtr 2 to 2026 Qtr 3; 2027 Qtr 2 to 2028 Qtr 3
7.2 | bar: 2018 Qtr 2 to 2020 Qtr 2; 2021 Qtr 2 to 2022 Qtr 3; 2023 Qtr 2 to 2024 Qtr 3; 2025 Qtr 2 to 2026 Qtr 3; 2027 Qtr 2 to 2028 Qtr 3
7.3 | bar: 2018 Qtr 2 to 2020 Qtr 2; 2021 Qtr 2 to 2022 Qtr 3; 2023 Qtr 2 to 2024 Qtr 3; 2025 Qtr 2 to 2026 Qtr 3; 2027 Qtr 2 to 2028 Qtr 3
7.4 | bar: 2018 Qtr 2 to 2020 Qtr 2; 2021 Qtr 2 to 2022 Qtr 3; 2023 Qtr 2 to 2024 Qtr 3; 2025 Qtr 2 to 2026 Qtr 3; 2027 Qtr 2 to 2028 Qtr 3
7.5 | bar: 2018 Qtr 2 to 2020 Qtr 2; 2021 Qtr 2 to 2022 Qtr 3; 2023 Qtr 2 to 2024 Qtr 3; 2025 Qtr 2 to 2026 Qtr 3; 2027 Qtr 2 to 2028 Qtr 3
7.6 | bar: 2018 Qtr 2 to 2020 Qtr 2; 2021 Qtr 2 to 2022 Qtr 3; 2023 Qtr 2 to 2024 Qtr 3; 2025 Qtr 2 to 2026 Qtr 3; 2027 Qtr 2 to 2028 Qtr 3
7.7 | bar: 2018 Qtr 2 to 2020 Qtr 2; 2021 Qtr 2 to 2022 Qtr 3; 2023 Qtr 2 to 2024 Qtr 3; 2025 Qtr 2 to 2026 Qtr 3; 2027 Qtr 2 to 2028 Qtr 3
7.8 | bar: 2018 Qtr 2 to 2020 Qtr 2; 2021 Qtr 2 to 2022 Qtr 3; 2023 Qtr 2 to 2024 Qtr 3; 2025 Qtr 2 to 2026 Qtr 3; 2027 Qtr 2 to 2028 Qtr 3
7.9 | bar: 2018 Qtr 2 to 2020 Qtr 2; 2021 Qtr 2 to 2022 Qtr 3; 2023 Qtr 2 to 2024 Qtr 3; 2025 Qtr 2 to 2026 Qtr 3; 2027 Qtr 2 to 2028 Qtr 3
8 | bar: 2018 Qtr 2 to 2020 Qtr 2; 2021 Qtr 2 to 2022 Qtr 3; 2023 Qtr 2 to 2024 Qtr 3; 2025 Qtr 2 to 2026 Qtr 3; 2027 Qtr 2 to 2028 Qtr 3
8.1 | bar: 2018 Qtr 2 to 2020 Qtr 2; 2021 Qtr 2 to 2022 Qtr 3; 2023 Qtr 2 to 2024 Qtr 3; 2025 Qtr 2 to 2026 Qtr 3; 2027 Qtr 2 to 2028 Qtr 3
8.2 | bar: 2018 Qtr 2 to 2020 Qtr 2; 2021 Qtr 2 to 2022 Qtr 3; 2023 Qtr 2 to 2024 Qtr 3; 2025 Qtr 2 to 2026 Qtr 3; 2027 Qtr 2 to 2028 Qtr 3
8.3 | bar: 2018 Qtr 2 to 2020 Qtr 2; 2021 Qtr 2 to 2022 Qtr 3; 2023 Qtr 2 to 2024 Qtr 3; 2025 Qtr 2 to 2026 Qtr 3; 2027 Qtr 2 to 2028 Qtr 3
8.4 | bar: 2018 Qtr 2 to 2020 Qtr 2; 2021 Qtr 2 to 2022 Qtr 3; 2023 Qtr 2 to 2024 Qtr 3; 2025 Qtr 2 to 2026 Qtr 3; 2027 Qtr 2 to 2028 Qtr 3
8.5 | bar: 2018 Qtr 2 to 2020 Qtr 2; 2021 Qtr 2 to 2022 Qtr 3; 2023 Qtr 2 to 2024 Qtr 3; 2025 Qtr 2 to 2026 Qtr 3; 2027 Qtr 2 to 2028 Qtr 3
8.6 | bar: 2018 Qtr 2 to 2020 Qtr 2; 2021 Qtr 2 to 2022 Qtr 3; 2023 Qtr 2 to 2024 Qtr 3; 2025 Qtr 2 to 2026 Qtr 3; 2027 Qtr 2 to 2028 Qtr 3
8.7 | bar: 2018 Qtr 2 to 2020 Qtr 2; 2021 Qtr 2 to 2022 Qtr 3; 2023 Qtr 2 to 2024 Qtr 3; 2025 Qtr 2 to 2026 Qtr 3; 2027 Qtr 2 to 2028 Qtr 3
8.8 | bar: 2018 Qtr 2 to 2020 Qtr 2; 2021 Qtr 2 to 2022 Qtr 3; 2023 Qtr 2 to 2024 Qtr 3; 2025 Qtr 2 to 2026 Qtr 3; 2027 Qtr 2 to 2028 Qtr 3
8.9 | bar: 2018 Qtr 2 to 2020 Qtr 2; 2021 Qtr 2 to 2022 Qtr 3; 2023 Qtr 2 to 2024 Qtr 3; 2025 Qtr 2 to 2026 Qtr 3; 2027 Qtr 2 to 2028 Qtr 3
9 | bar: 2018 Qtr 2 to 2020 Qtr 2; 2021 Qtr 2 to 2022 Qtr 3; 2023 Qtr 2 to 2024 Qtr 3; 2025 Qtr 2 to 2026 Qtr 3; 2027 Qtr 2 to 2028 Qtr 3
9.1 | bar: 2018 Qtr 2 to 2020 Qtr 2; 2021 Qtr 2 to 2022 Qtr 3; 2023 Qtr 2 to 2024 Qtr 3; 2025 Qtr 2 to 2026 Qtr 3; 2027 Qtr 2 to 2028 Qtr 3
9.2 | bar: 2018 Qtr 2 to 2020 Qtr 2; 2021 Qtr 2 to 2022 Qtr 3; 2023 Qtr 2 to 2024 Qtr 3; 2025 Qtr 2 to 2026 Qtr 3; 2027 Qtr 2 to 2028 Qtr 3
9.3 | bar: 2018 Qtr 2 to 2020 Qtr 2; 2021 Qtr 2 to 2022 Qtr 3; 2023 Qtr 2 to 2024 Qtr 3; 2025 Qtr 2 to 2026 Qtr 3; 2027 Qtr 2 to 2028 Qtr 3
9.4 | bar: 2018 Qtr 2 to 2020 Qtr 2; 2021 Qtr 2 to 2022 Qtr 3; 2023 Qtr 2 to 2024 Qtr 3; 2025 Qtr 2 to 2026 Qtr 3; 2027 Qtr 2 to 2028 Qtr 3
9.5 | bar: 2018 Qtr 2 to 2020 Qtr 2; 2021 Qtr 2 to 2022 Qtr 3; 2023 Qtr 2 to 2024 Qtr 3; 2025 Qtr 2 to 2026 Qtr 3; 2027 Qtr 2 to 2028 Qtr 3
9.6 | bar: 2018 Qtr 2 to 2020 Qtr 2; 2021 Qtr 2 to 2022 Qtr 3; 2023 Qtr 2 to 2024 Qtr 3; 2025 Qtr 2 to 2026 Qtr 3; 2027 Qtr 2 to 2028 Qtr 3
9.7 | bar: 2018 Qtr 2 to 2020 Qtr 2; 2021 Qtr 2 to 2022 Qtr 3; 2023 Qtr 2 to 2024 Qtr 3; 2025 Qtr 2 to 2026 Qtr 3; 2027 Qtr 2 to 2028 Qtr 3
9.8 | bar: 2018 Qtr 2 to 2020 Qtr 2; 2021 Qtr 2 to 2022 Qtr 3; 2023 Qtr 2 to 2024 Qtr 3; 2025 Qtr 2 to 2026 Qtr 3; 2027 Qtr 2 to 2028 Qtr 3
9.9 | bar: 2018 Qtr 2 to 2020 Qtr 2; 2021 Qtr 2 to 2022 Qtr 3; 2023 Qtr 2 to 2024 Qtr 3; 2025 Qtr 2 to 2026 Qtr 3; 2027 Qtr 2 to 2028 Qtr 3
10 | bar: 2018 Qtr 2 to 2020 Qtr 2; 2021 Qtr 2 to 2022 Qtr 3; 2023 Qtr 2 to 2024 Qtr 3; 2025 Qtr 2 to 2026 Qtr 3; 2027 Qtr 2 to 2028 Qtr 3
10.1 | bar: 2018 Qtr 2 to 2020 Qtr 2; 2021 Qtr 2 to 2022 Qtr 3; 2023 Qtr 2 to 2024 Qtr 3; 2025 Qtr 2 to 2026 Qtr 3; 2027 Qtr 2 to 2028 Qtr 3
10.2 | bar: 2018 Qtr 2 to 2020 Qtr 2; 2021 Qtr 2 to 2022 Qtr 3; 2023 Qtr 2 to 2024 Qtr 3; 2025 Qtr 2 to 2026 Qtr 3; 2027 Qtr 2 to 2028 Qtr 3
10.3 | bar: 2018 Qtr 2 to 2020 Qtr 2; 2021 Qtr 2 to 2022 Qtr 3; 2023 Qtr 2 to 2024 Qtr 3; 2025 Qtr 2 to 2026 Qtr 3; 2027 Qtr 2 to 2028 Qtr 3
10.4 | bar: 2018 Qtr 2 to 2020 Qtr 2; 2021 Qtr 2 to 2022 Qtr 3; 2023 Qtr 2 to 2024 Qtr 3; 2025 Qtr 2 to 2026 Qtr 3; 2027 Qtr 2 to 2028 Qtr 3
10.5 | bar: 2018 Qtr 2 to 2020 Qtr 2; 2021 Qtr 2 to 2022 Qtr 3; 2023 Qtr 2 to 2024 Qtr 3; 2025 Qtr 2 to 2026 Qtr 3; 2027 Qtr 2 to 2028 Qtr 3
10.6 | bar: 2018 Qtr 2 to 2020 Qtr 2; 2021 Qtr 2 to 2022 Qtr 3; 2023 Qtr 2 to 2024 Qtr 3; 2025 Qtr 2 to 2026 Qtr 3; 2027 Qtr 2 to 2028 Qtr 3
10.7 | bar: 2018 Qtr 2 to 2020 Qtr 2; 2021 Qtr 2 to 2022 Qtr 3; 2023 Qtr 2 to 2024 Qtr 3; 2025 Qtr 2 to 2026 Qtr 3; 2027 Qtr 2 to 2028 Qtr 3
10.8 | bar: 2018 Qtr 2 to 2020 Qtr 2; 2021 Qtr 2 to 2022 Qtr 3; 2023 Qtr 2 to 2024 Qtr 3; 2025 Qtr 2 to 2026 Qtr 3; 2027 Qtr 2 to 2028 Qtr 3
10.9 | bar: 2018 Qtr 2 to 2020 Qtr 2; 2021 Qtr 2 to 2022 Qtr 3; 2023 Qtr 2 to 2024 Qtr 3; 2025 Qtr 2 to 2026 Qtr 3; 2027 Qtr 2 to 2028 Qtr 3
11 | bar: 2018 Qtr 2 to 2020 Qtr 2; 2021 Qtr 2 to 2022 Qtr 3; 2023 Qtr 2 to 2024 Qtr 3; 2025 Qtr 2 to 2026 Qtr 3; 2027 Qtr 2 to 2028 Qtr 3
11.1 | bar: 2018 Qtr 2 to 2020 Qtr 2; 2021 Qtr 2 to 2022 Qtr 3; 2023 Qtr 2 to 2024 Qtr 3; 2025 Qtr 2 to 2026 Qtr 3; 2027 Qtr 2 to 2028 Qtr 3
11.2 | bar: 2018 Qtr 2 to 2020 Qtr 2; 2021 Qtr 2 to 2022 Qtr 3; 2023 Qtr 2 to 2024 Qtr 3; 2025 Qtr 2 to 2026 Qtr 3; 2027 Qtr 2 to 2028 Qtr 3
11.3 | bar: 2018 Qtr 2 to 2020 Qtr 2; 2021 Qtr 2 to 2022 Qtr 3; 2023 Qtr 2 to 2024 Qtr 3; 2025 Qtr 2 to 2026 Qtr 3; 2027 Qtr 2 to 2028 Qtr 3
11.4 | bar: 2018 Qtr 2 to 2020 Qtr 2; 2021 Qtr 2 to 2022 Qtr 3; 2023 Qtr 2 to 2024 Qtr 3; 2025 Qtr 2 to 2026 Qtr 3; 2027 Qtr 2 to 2028 Qtr 3
11.5 | bar: 2018 Qtr 2 to 2020 Qtr 2; 2021 Qtr 2 to 2022 Qtr 3; 2023 Qtr 2 to 2024 Qtr 3; 2025 Qtr 2 to 2026 Qtr 3; 2027 Qtr 2 to 2028 Qtr 3
11.6 | bar: 2018 Qtr 2 to 2020 Qtr 2; 2021 Qtr 2 to 2022 Qtr 3; 2023 Qtr 2 to 2024 Qtr 3; 2025 Qtr 2 to 2026 Qtr 3; 2027 Qtr 2 to 2028 Qtr 3
11.7 | bar: 2018 Qtr 2 to 2020 Qtr 2; 2021 Qtr 2 to 2022 Qtr 3; 2023 Qtr 2 to 2024 Qtr 3; 2025 Qtr 2 to 2026 Qtr 3; 2027 Qtr 2 to 2028 Qtr 3
11.8 | bar: 2018 Qtr 2 to 2020 Qtr 2; 2021 Qtr 2 to 2022 Qtr 3; 2023 Qtr 2 to 2024 Qtr 3; 2025 Qtr 2 to 2026 Qtr 3; 2027 Qtr 2 to 2028 Qtr 3
11.9 | bar: 2018 Qtr 2 to 2020 Qtr 2; 2021 Qtr 2 to 2022 Qtr 3; 2023 Qtr 2 to 2024 Qtr 3; 2025 Qtr 2 to 2026 Qtr 3; 2027 Qtr 2 to 2028 Qtr 3
12 | bar: 2018 Qtr 2 to 2020 Qtr 2; 2021 Qtr 2 to 2022 Qtr 3; 2023 Qtr 2 to 2024 Qtr 3; 2025 Qtr 2 to 2026 Qtr 3; 2027 Qtr 2 to 2028 Qtr 3
12.1 | bar: 2018 Qtr 2 to 2020 Qtr 2; 2021 Qtr 2 to 2022 Qtr 3; 2023 Qtr 2 to 2024 Qtr 3; 2025 Qtr 2 to 2026 Qtr 3; 2027 Qtr 2 to 2028 Qtr 3
12.2 | bar: 2018 Qtr 2 to 2020 Qtr 2; 2021 Qtr 2 to 2022 Qtr 3; 2023 Qtr 2 to 2024 Qtr 3; 2025 Qtr 2 to 2026 Qtr 3; 2027 Qtr 2 to 2028 Qtr 3
12.3 | bar: 2018 Qtr 2 to 2020 Qtr 2; 2021 Qtr 2 to 2022 Qtr 3; 2023 Qtr 2 to 2024 Qtr 3; 2025 Qtr 2 to 2026 Qtr 3; 2027 Qtr 2 to 2028 Qtr 3
12.4 | bar: 2018 Qtr 2 to 2020 Qtr 2; 2021 Qtr 2 to 2022 Qtr 3; 2023 Qtr 2 to 2024 Qtr 3; 2025 Qtr 2 to 2026 Qtr 3; 2027 Qtr 2 to 2028 Qtr 3
12.5 | bar: 2018 Qtr 2 to 2020 Qtr 2; 2021 Qtr 2 to 2022 Qtr 3; 2023 Qtr 2 to 2024 Qtr 3; 2025 Qtr 2 to 2026 Qtr 3; 2027 Qtr 2 to 2028 Qtr 3
12.6 | bar: 2018 Qtr 2 to 2020 Qtr 2; 2021 Qtr 2 to 2022 Qtr 3; 2023 Qtr 2 to 2024 Qtr 3; 2025 Qtr 2 to 2026 Qtr 3; 2027 Qtr 2 to 2028 Qtr 3
12.7 | bar: 2018 Qtr 2 to 2020 Qtr 2; 2021 Qtr 2 to 2022 Qtr 3; 2023 Qtr 2 to 2024 Qtr 3; 2025 Qtr 2 to 2026 Qtr 3; 2027 Qtr 2 to 2028 Qtr 3
12.8 | bar: 2018 Qtr 2 to 2020 Qtr 2; 2021 Qtr 2 to 2022 Qtr 3; 2023 Qtr 2 to 2024 Qtr 3; 2025 Qtr 2 to 2026 Qtr 3; 2027 Qtr 2 to 2028 Qtr 3
12.9 | bar: 2018 Qtr 2 to 2020 Qtr 2; 2021 Qtr 2 to 2022 Qtr 3; 2023 Qtr 2 to 2024 Qtr 3; 2025 Qtr 2 to 2026 Qtr 3; 2027 Qtr 2 to 2028 Qtr 3
13 | bar: 2018 Qtr 2 to 2020 Qtr 2; 2021 Qtr 2 to 2022 Qtr 3; 2023 Qtr 2 to 2024 Qtr 3; 2025 Qtr 2 to 2026 Qtr 3; 2027 Qtr 2 to 2028 Qtr 3
13.1 | bar: 2018 Qtr 2 to 2020 Qtr 2; 2021 Qtr 2 to 2022 Qtr 3; 2023 Qtr 2 to 2024 Qtr 3; 2025 Qtr 2 to 2026 Qtr 3; 2027 Qtr 2 to 2028 Qtr 3
13.2 | bar: 2018 Qtr 2 to 2020 Qtr 2; 2021 Qtr 2 to 2022 Qtr 3; 2023 Qtr 2 to 2024 Qtr 3; 2025 Qtr 2 to 2026 Qtr 3; 2027 Qtr 2 to 2028 Qtr 3
13.3 | bar: 2018 Qtr 2 to 2020 Qtr 2; 2021 Qtr 2 to 2022 Qtr 3; 2023 Qtr 2 to 2024 Qtr 3; 2025 Qtr 2 to 2026 Qtr 3; 2027 Qtr 2 to 2028 Qtr 3
13.4 | bar: 2018 Qtr 2 to 2020 Qtr 2; 2021 Qtr 2 to 2022 Qtr 3; 2023 Qtr 2 to 2024 Qtr 3; 2025 Qtr 2 to 2026 Qtr 3; 2027 Qtr 2 to 2028 Qtr 3
13.5 | bar: 2018 Qtr 2 to 2020 Qtr 2; 2021 Qtr 2 to 2022 Qtr 3; 2023 Qtr 2 to 2024 Qtr 3; 2025 Qtr 2 to 2026 Qtr 3; 2027 Qtr 2 to 2028 Qtr 3
13.6 | bar: 2018 Qtr 2 to 2020 Qtr 2; 2021 Qtr 2 to 2022 Qtr 3; 2023 Qtr 2 to 2024 Qtr 3; 2025 Qtr 2 to 2026 Qtr 3; 2027 Qtr 2 to 2028 Qtr 3
13.7 | bar: 2018 Qtr 2 to 2020 Qtr 2; 2021 Qtr 2 to 2022 Qtr 3; 2023 Qtr 2 to 2024 Qtr 3; 2025 Qtr 2 to 2026 Qtr 3; 2027 Qtr 2 to 2028 Qtr 3
13.8 | bar: 2018 Qtr 2 to 2020 Qtr 2; 2021 Qtr 2 to 2022 Qtr 3; 2023 Qtr 2 to 2024 Qtr 3; 2025 Qtr 2 to 2026 Qtr 3; 2027 Qtr 2 to 2028 Qtr 3
13.9 | bar: 2018 Qtr 2 to 2020 Qtr 2; 2021 Qtr 2 to 2022 Qtr 3; 2023 Qtr 2 to 2024 Qtr 3; 2025 Qtr 2 to 2026 Qtr 3; 2027 Qtr 2 to 2028 Qtr 3
14 | bar: 2018 Qtr 2 to 2020 Qtr 2; 2021 Qtr 2 to 2022 Qtr 3; 2023 Qtr 2 to 2024 Qtr 3; 2025 Qtr 2 to 2026 Qtr 3; 2027 Qtr 2 to 2028 Qtr 3
14.1 | bar: 2018 Qtr 2 to 2020 Qtr 2; 2021 Qtr 2 to 2022 Qtr 3; 2023 Qtr 2 to 2024 Qtr 3; 2025 Qtr 2 to 2026 Qtr 3; 2027 Qtr 2 to 2028 Qtr 3
14.2 | bar: 2018 Qtr 2 to 2020 Qtr 2; 2021 Qtr 2 to 2022 Qtr 3; 2023 Qtr 2 to 2024 Qtr 3; 2025 Qtr 2 to 2026 Qtr 3; 2027 Qtr 2 to 2028 Qtr 3
14.3 | bar: 2018 Qtr 2 to 2020 Qtr 2; 2021 Qtr 2 to 2022 Qtr 3; 2023 Qtr 2 to 2024 Qtr 3; 2025 Qtr 2 to 2026 Qtr 3; 2027 Qtr 2 to 2028 Qtr 3
14.4 | bar: 2018 Qtr 2 to 2020 Qtr 2; 2021 Qtr 2 to 2022 Qtr 3; 2023 Qtr 2 to 2024 Qtr 3; 2025 Qtr 2 to 2026 Qtr 3; 2027 Qtr 2 to 2028 Qtr 3
14.5 | bar: 2018 Qtr 2 to 2020 Qtr 2; 2021 Qtr 2 to 2022 Qtr 3; 2023 Qtr 2 to 2024 Qtr 3; 2025 Qtr 2 to 2026 Qtr 3; 2027 Qtr 2 to 2028 Qtr 3
14.6 | bar: 2018 Qtr 2 to 2020 Qtr 2; 2021 Qtr 2 to 2022 Qtr 3; 2023 Qtr 2 to 2024 Qtr 3; 2025 Qtr 2 to 2026 Qtr 3; 2027 Qtr 2 to 2028 Qtr 3
14.7 | bar: 2018 Qtr 2 to 2020 Qtr 2; 2021 Qtr 2 to 2022 Qtr 3; 2023 Qtr 2 to 2024 Qtr 3; 2025 Qtr 2 to 2026 Qtr 3; 2027 Qtr 2 to 2028 Qtr 3
14.8 | bar: 2018 Qtr 2 to 2020 Qtr 2; 2021 Qtr 2 to 2022 Qtr 3; 2023 Qtr 2 to 2024 Qtr 3; 2025 Qtr 2 to 2026 Qtr 3; 2027 Qtr 2 to 2028 Qtr 3
14.9 | bar: 2018 Qtr 2 to 2020 Qtr 2; 2021 Qtr 2 to 2022 Qtr 3; 2023 Qtr 2 to 2024 Qtr 3; 2025 Qtr 2 to 2026 Qtr 3; 2027 Qtr 2 to 2028 Qtr 3
15 | bar: 2018 Qtr 2 to 2020 Qtr 2; 2021 Qtr 2 to 2022 Qtr 3; 2023 Qtr 2 to 2024 Qtr 3; 2025 Qtr 2 to 2026 Qtr 3; 2027 Qtr 2 to 2028 Qtr 3
15.1 | bar: 2018 Qtr 2 to 2020 Qtr 2; 2021 Qtr 2 to 2022 Qtr 3; 2023 Qtr 2 to 2024 Qtr 3; 2025 Qtr 2 to 2026 Qtr 3; 2027 Qtr 2 to 2028 Qtr 3
15.2 | bar: 2018 Qtr 2 to 2020 Qtr 2; 2021 Qtr 2 to 2022 Qtr 3; 2023 Qtr 2 to 2024 Qtr 3; 2025 Qtr 2 to 2026 Qtr 3; 2027 Qtr 2 to 2028 Qtr 3
15.3 | bar: 2018 Qtr 2 to 2020 Qtr 2; 2021 Qtr 2 to 2022 Qtr 3; 2023 Qtr 2 to 2024 Qtr 3; 2025 Qtr 2 to 2026 Qtr 3; 2027 Qtr 2 to 2028 Qtr 3
15.4 | bar: 2018 Qtr 2 to 2020 Qtr 2; 2021 Qtr 2 to 2022 Qtr 3; 2023 Qtr 2 to 2024 Qtr 3; 2025 Qtr 2 to 2026 Qtr 3; 2027 Qtr 2 to 2028 Qtr 3
15.5 | bar: 2018 Qtr 2 to 2020 Qtr 2; 2021 Qtr 2 to 2022 Qtr 3; 2023 Qtr 2 to 2024 Qtr 3; 2025 Qtr 2 to 2026 Qtr 3; 2027 Qtr 2 to 2028 Qtr 3
15.6 | bar: 2018 Qtr 2 to 2020 Qtr 2; 2021 Qtr 2 to 2022 Qtr 3; 2023 Qtr 2 to 2024 Qtr 3; 2025 Qtr 2 to 2026 Qtr 3; 2027 Qtr 2 to 2028 Qtr 3
15.7 | bar: 2018 Qtr 2 to 2020 Qtr 2; 2021 Qtr 2 to 2022 Qtr 3; 2023 Qtr 2 to 2024 Qtr 3; 2025 Qtr 2 to 2026 Qtr 3; 2027 Qtr 2 to 2028 Qtr 3
15.8 | bar: 2018 Qtr 2 to 2020 Qtr 2; 2021 Qtr 2 to 2022 Qtr 3; 2023 Qtr 2 to 2024 Qtr 3; 2025 Qtr 2 to 2026 Qtr 3; 2027 Qtr 2 to 2028 Qtr 3
15.9 | bar: 2018 Qtr 2 to 2020 Qtr 2; 2021 Qtr 2 to 2022 Qtr 3; 2023 Qtr 2 to 2024 Qtr 3; 2025 Qtr 2 to 2026 Qtr 3; 2027 Qtr 2 to 2028 Qtr 3
16 | bar: 2018 Qtr 2 to 2020 Qtr 2; 2021 Qtr 2 to 2022 Qtr 3; 2023 Qtr 2 to 2024 Qtr 3; 2025 Qtr 2 to 2026 Qtr 3; 2027 Qtr 2 to 2028 Qtr 3
16.1 | bar: 2018 Qtr 2 to 2020 Qtr 2; 2021 Qtr 2 to 2022 Qtr 3; 2023 Qtr 2 to 2024 Qtr 3; 2025 Qtr 2 to 2026 Qtr 3; 2027 Qtr 2 to 2028 Qtr 3
16.2 | bar: 2018 Qtr 2 to 2020 Qtr 2; 2021 Qtr 2 to 2022 Qtr 3; 2023 Qtr 2 to 2024 Qtr 3; 2025 Qtr 2 to 2026 Qtr 3; 2027 Qtr 2 to 2028 Qtr 3
16.3 | bar: 2018 Qtr 2 to 2020 Qtr 2; 2021 Qtr 2 to 2022 Qtr 3; 2023 Qtr 2 to 2024 Qtr 3; 2025 Qtr 2 to 2026 Qtr 3; 2027 Qtr 2 to 2028 Qtr 3
16.4 | bar: 2018 Qtr 2 to 2020 Qtr 2; 2021 Qtr 2 to 2022 Qtr 3; 2023 Qtr 2 to 2024 Qtr 3; 2025 Qtr 2 to 2026 Qtr 3; 2027 Qtr 2 to 2028 Qtr 3
16.5 | bar: 2018 Qtr 2 to 2020 Qtr 2; 2021 Qtr 2 to 2022 Qtr 3; 2023 Qtr 2 to 2024 Qtr 3; 2025 Qtr 2 to 2026 Qtr 3; 2027 Qtr 2 to 2028 Qtr 3
16.6 | bar: 2018 Qtr 2 to 2020 Qtr 2; 2021 Qtr 2 to 2022 Qtr 3; 2023 Qtr 2 to 2024 Qtr 3; 2025 Qtr 2 to 2026 Qtr 3; 2027 Qtr 2 to 2028 Qtr 3
16.7 | bar: 2018 Qtr 2 to 2020 Qtr 2; 2021 Qtr 2 to 2022 Qtr 3; 2023 Qtr 2 to 2024 Qtr 3; 2025 Qtr 2 to 2026 Qtr 3; 2027 Qtr 2 to 2028 Qtr 3
16.8 | bar: 2018 Qtr 2 to 2020 Qtr 2; 2021 Qtr 2 to 2022 Qtr 3; 2023 Qtr 2 to 2024 Qtr 3; 2025 Qtr 2 to 2026 Qtr 3; 2027 Qtr 2 to 2028 Qtr 3
16.9 | bar: 2018 Qtr 2 to 2020 Qtr 2; 2021 Qtr 2 to 2022 Qtr 3; 2023 Qtr 2 to 2024 Qtr 3; 2025 Qtr 2 to 2026 Qtr 3; 2027 Qtr 2 to 2028 Qtr 3
17 | bar: 2018 Qtr 2 to 2020 Qtr 2; 2021 Qtr 2 to 2022 Qtr 3; 2023 Qtr 2 to 2024 Qtr 3; 2025 Qtr 2 to 2026 Qtr 3; 2027 Qtr 2 to 2028 Qtr 3
17.1 | bar: 2018 Qtr 2 to 2020 Qtr 2; 2021 Qtr 2 to 2022 Qtr 3; 2023 Qtr 2 to 2024 Qtr 3; 2025 Qtr 2 to 2026 Qtr 3; 2027 Qtr 2 to 2028 Qtr 3
17.2 | bar: 2018 Qtr 2 to 2020 Qtr 2; 2021 Qtr 2 to 2022 Qtr 3; 2023 Qtr 2 to 2024 Qtr 3; 2025 Qtr 2 to 2026 Qtr 3; 2027 Qtr 2 to 2028 Qtr 3
17.3 | bar: 2018 Qtr 2 to 2020 Qtr 2; 2021 Qtr 2 to 2022 Qtr 3; 2023 Qtr 2 to 2024 Qtr 3; 2025 Qtr 2 to 2026 Qtr 3; 2027 Qtr 2 to 2028 Qtr 3
17.4 | bar: 2018 Qtr 2 to 2020 Qtr 2; 2021 Qtr 2 to 2022 Qtr 3; 2023 Qtr 2 to 2024 Qtr 3; 2025 Qtr 2 to 2026 Qtr 3; 2027 Qtr 2 to 2028 Qtr 3
17.5 | bar: 2018 Qtr 2 to 2020 Qtr 2; 2021 Qtr 2 to 2022 Qtr 3; 2023 Qtr 2 to 2024 Qtr 3; 2025 Qtr 2 to 2026 Qtr 3; 2027 Qtr 2 to 2028 Qtr 3
17.6 | bar: 2018 Qtr 2 to 2020 Qtr 2; 2021 Qtr 2 to 2022 Qtr 3; 2023 Qtr 2 to 2024 Qtr 3; 2025 Qtr 2 to 2026 Qtr 3; 2027 Qtr 2 to 2028 Qtr 3
17.7 | bar: 2018 Qtr 2 to 2020 Qtr 2; 2021 Qtr 2 to 2022 Qtr 3; 2023 Qtr 2 to 2024 Qtr 3; 2025 Qtr 2 to 2026 Qtr 3; 2027 Qtr 2 to 2028 Qtr 3
17.8 | bar: 2018 Qtr 2 to 2020 Qtr 2; 2021 Qtr 2 to 2022 Qtr 3; 2023 Qtr 2 to 2024 Qtr 3; 2025 Qtr 2 to 2026 Qtr 3; 2027 Qtr 2 to 2028 Qtr 3
17.9 | bar: 2018 Qtr 2 to 2020 Qtr 2; 2021 Qtr 2 to 2022 Qtr 3; 2023 Qtr 2 to 2024 Qtr 3; 2025 Qtr 2 to 2026 Qtr 3; 2027 Qtr 2 to 2028 Qtr 3
18 | bar: 2018 Qtr 2 to 2020 Qtr 2; 2021 Qtr 2 to 2022 Qtr 3; 2023 Qtr 2 to 2024 Qtr 3; 2025 Qtr 2 to 2026 Qtr 3; 2027 Qtr 2 to 2028 Qtr 3
18.1 | bar: 2018 Qtr 2 to 2020 Qtr 2; 2021 Qtr 2 to 2022 Qtr 3; 2023 Qtr 2 to 2024 Qtr 3; 2025 Qtr 2 to 2026 Qtr 3; 2027 Qtr 2 to 2028 Qtr 3
18.2 | bar: 2018 Qtr 2 to 2020 Qtr 2; 2021 Qtr 2 to 2022 Qtr 3; 2023 Qtr 2 to 2024 Qtr 3; 2025 Qtr 2 to 2026 Qtr 3; 2027 Qtr 2 to 2028 Qtr 3
18.3 | bar: 2018 Qtr 2 to 2020 Qtr 2; 2021 Qtr 2 to 2022 Qtr 3; 2023 Qtr 2 to 2024 Qtr 3; 2025 Qtr 2 to 2026 Qtr 3; 2027 Qtr 2 to 2028 Qtr 3
18.4 | bar: 2018 Qtr 2 to 2020 Qtr 2; 2021 Qtr 2 to 2022 Qtr 3; 2023 Qtr 2 to 2024 Qtr 3; 2025 Qtr 2 to 2026 Qtr 3; 2027 Qtr 2 to 2028 Qtr 3
18.5 | bar: 2018 Qtr 2 to 2020 Qtr 2; 2021 Qtr 2 to 2022 Qtr 3; 2023 Qtr 2 to 2024 Qtr 3; 2025 Qtr 2 to 2026 Qtr 3; 2027 Qtr 2 to 2028 Qtr 3
18.6 | bar: 2018 Qtr 2 to 2020 Qtr 2; 2021 Qtr 2 to 2022 Qtr 3; 2023 Qtr 2 to 2024 Qtr 3; 2025 Qtr 2 to 2026 Qtr 3; 2027 Qtr 2 to 2028 Qtr 3
18.7 | bar: 2018 Qtr 2 to 2020 Qtr 2; 2021 Qtr 2 to 2022 Qtr 3; 2023 Qtr 2 to 2024 Qtr 3; 2025 Qtr 2 to 2026 Qtr 3; 2027 Qtr 2 to 2028 Qtr 3
18.8 | bar: 2018 Qtr 2 to 2020 Qtr 2; 2021 Qtr 2 to 2022 Qtr 3; 2023 Qtr 2 to 2024 Qtr 3; 2025 Qtr 2 to 2026 Qtr 3; 2027 Qtr 2 to 2028 Qtr 3
18.9 | bar: 2018 Qtr 2 to 2020 Qtr 2; 2021 Qtr 2 to 2022 Qtr 3; 2023 Qtr 2 to 2024 Qtr 3; 2025 Qtr 2 to 2026 Qtr 3; 2027 Qtr 2 to 2028 Qtr 3
19 | bar: 2018 Qtr 2 to 2020 Qtr 2; 2021 Qtr 2 to 2022 Qtr 3; 2023 Qtr 2 to 2024 Qtr 3; 2025 Qtr 2 to 2026 Qtr 3; 2027 Qtr 2 to 2028 Qtr 3
19.1 | bar: 2018 Qtr 2 to 2020 Qtr 2; 2021 Qtr 2 to 2022 Qtr 3; 2023 Qtr 2 to 2024 Qtr 3; 2025 Qtr 2 to 2026 Qtr 3; 2027 Qtr 2 to 2028 Qtr 3
19.2 | bar: 2018 Qtr 2 to 2020 Qtr 2; 2021 Qtr 2 to 2022 Qtr 3; 2023 Qtr 2 to 2024 Qtr 3; 2025 Qtr 2 to 2026 Qtr 3; 2027 Qtr 2 to 2028 Qtr 3
19.3 | bar: 2018 Qtr 2 to 2020 Qtr 2; 2021 Qtr 2 to 2022 Qtr 3; 2023 Qtr 2 to 2024 Qtr 3; 2025 Qtr 2 to 2026 Qtr 3; 2027 Qtr 2 to 2028 Qtr 3
19.4 | bar: 2018 Qtr 2 to 2020 Qtr 2; 2021 Qtr 2 to 2022 Qtr 3; 2023 Qtr 2 to 2024 Qtr 3; 2025 Qtr 2 to 2026 Qtr 3; 2027 Qtr 2 to 2028 Qtr 3
19.5 | bar: 2018 Qtr 2 to 2020 Qtr 2; 2021 Qtr 2 to 2022 Qtr 3; 2023 Qtr 2 to 2024 Qtr 3; 2025 Qtr 2 to 2026 Qtr 3; 2027 Qtr 2 to 2028 Qtr 3
19.6 | bar: 2018 Qtr 2 to 2020 Qtr 2; 2021 Qtr 2 to 2022 Qtr 3; 2023 Qtr 2 to 2024 Qtr 3; 2025 Qtr 2 to 2026 Qtr 3; 2027 Qtr 2 to 2028 Qtr 3
19.7 | bar: 2018 Qtr 2 to 2020 Qtr 2; 2021 Qtr 2 to 2022 Qtr 3; 2023 Qtr 2 to 2024 Qtr 3; 2025 Qtr 2 to 2026 Qtr 3; 2027 Qtr 2 to 2028 Qtr 3
19.8 | bar: 2018 Qtr 2 to 2020 Qtr 2; 2021 Qtr 2 to 2022 Qtr 3; 2023 Qtr 2 to 2024 Qtr 3; 2025 Qtr 2 to 2026 Qtr 3; 2027 Qtr 2 to 2028 Qtr 3
19.9 | bar: 2018 Qtr 2 to 2020 Qtr 2; 2021 Qtr 2 to 2022 Qtr 3; 2023 Qtr 2 to 2024 Qtr 3; 2025 Qtr 2 to 2026 Qtr 3; 2027 Qtr 2 to 2028 Qtr 3
20 | bar: 2018 Qtr 2 to 2020 Qtr 2; 2021 Qtr 2 to 2022 Qtr 3; 2023 Qtr 2 to 2024 Qtr 3; 2025 Qtr 2 to 2026 Qtr 3; 2027 Qtr 2 to 2028 Qtr 3
21 | bar: 2018 Qtr 2 to 2020 Qtr 2; 2021 Qtr 2 to 2022 Qtr 3; 2023 Qtr 2 to 2024 Qtr 3; 2025 Qtr 2 to 2026 Qtr 3; 2027 Qtr 2 to 2028 Qtr 3
22 | bar: 2018 Qtr 2 to 2020 Qtr 2; 2021 Qtr 2 to 2022 Qtr 3; 2023 Qtr 2 to 2024 Qtr 3; 2025 Qtr 2 to 2026 Qtr 3; 2027 Qtr 2 to 2028 Qtr 3
23 | bar: 2018 Qtr 2 to 2020 Qtr 2; 2021 Qtr 2 to 2022 Qtr 3; 2023 Qtr 2 to 2024 Qtr 3; 2025 Qtr 2 to 2026 Qtr 3; 2027 Qtr 2 to 2028 Qtr 3
24 | bar: 2018 Qtr 2 to 2020 Qtr 2; 2021 Qtr 2 to 2022 Qtr 3; 2023 Qtr 2 to 2024 Qtr 3; 2025 Qtr 2 to 2026 Qtr 3; 2027 Qtr 2 to 2028 Qtr 3
25 | bar: 2018 Qtr 2 to 2020 Qtr 2; 2021 Qtr 2 to 2022 Qtr 3; 2023 Qtr 2 to 2024 Qtr 3; 2025 Qtr 2 to 2026 Qtr 3; 2027 Qtr 2 to 2028 Qtr 3
26 | bar: 2018 Qtr 2 to 2020 Qtr 2; 2021 Qtr 2 to 2022 Qtr 3; 2023 Qtr 2 to 2024 Qtr 3; 2025 Qtr 2 to 2026 Qtr 3; 2027 Qtr 2 to 2028 Qtr 3
27 | bar: 2018 Qtr 2 to 2020 Qtr 2; 2021 Qtr 2 to 2022 Qtr 3; 2023 Qtr 2 to 2024 Qtr 3; 2025 Qtr 2 to 2026 Qtr 3; 2027 Qtr 2 to 2028 Qtr 3
28 | bar: 2018 Qtr 2 to 2020 Qtr 2; 2021 Qtr 2 to 2022 Qtr 3; 2023 Qtr 2 to 2024 Qtr 3; 2025 Qtr 2 to 2026 Qtr 3; 2027 Qtr 2 to 2028 Qtr 3
29 | bar: 2018 Qtr 2 to 2020 Qtr 2; 2021 Qtr 2 to 2022 Qtr 3; 2023 Qtr 2 to 2024 Qtr 3; 2025 Qtr 2 to 2026 Qtr 3; 2027 Qtr 2 to 2028 Qtr 3
30 | bar: 2018 Qtr 2 to 2020 Qtr 2; 2021 Qtr 2 to 2022 Qtr 3; 2023 Qtr 2 to 2024 Qtr 3; 2025 Qtr 2 to 2026 Qtr 3; 2027 Qtr 2 to 2028 Qtr 3

## COMM 3-4yr Output
Program Summary |  | Nominal |  |  | Present Value |  |  |  | Avoided Cost Version
Proposer Name |  | Marin Clean Energy | [6 empty] | 2011-08-04
Program Name |  | MCE Commercial | [6 empty] | 2012-02-17
Total Program Budget ($) |  | 4063284.7207 |  |  | 3844458.1952 |  |  |  | Base Year
2013
Net Participant Cost ($) |  |  |  |  | 151997.2309 |  |  |  | PG&E 2013 v1c6-Draft.xls
Program Impacts | [9 empty] | Program Impacts (Gross)
| Wtd Annual Net kWh | Lifecycle Net kWh | Wtd Annual Net Therms | Lifecycle Net Therms | Wtd Net Jul-Sept Pk (kW) | Wtd Net Dec-Feb Pk (kW) |  | Wtd User Entered kW |  |  | Wtd Annual Gross kWh | Lifecycle Gross kWh | Wtd Annual Gross Therms | Lifecycle Gross Therms | Wtd User Entered kW
2013 | 1640551.6388 | 23278677.8912 | 28770.3012 | 393285.4414 | 62.1137 | 46.0927 |  | 0 |  | 2013 | 2607820.6693 | 37255433.7426 | 60528.8489 | 280266.9994 | 0
2014 | 1984026.6114 | 28276646.3424 | 40088.597 | 558622.8839 | 71.2311 | 52.4234 |  | 0 |  | 2014 | 3165620.1672 | 45406556.4953 | 83511.9038 | 392587.811 | 0
2013-2014 | 3624578.2502 | 51555324.2336 | 68858.8982 | 951908.3253 | 133.3448 | 98.5161 |  | 0 |  | 2013-2014 | 5773440.8364 | 82661990.2379 | 144040.7526 | 672854.8104 | 0
Cost Effectiveness (Lifecycle Present Value Dollars)
|  | Benefits |  |  | Benefit - Cost
| Cost | Electric | Gas | Incentives | NPV | B/C Ratio | Notes
Program TRC ($) | 3996455.4262 | 4589640.6408 | 669711.8436 | NA | 1262897.0582 | 1.316 | *1
Program PAC ($) | 3844458.1952 | 4589640.6408 | 669711.8436 | NA | 1414894.2892 | 1.368 | *1,2
Program RIM ($) | 11689003.1539 | 4589640.6408 | 669711.8436 | NA | -6429650.6695 | 0.44994 | *1
*1 B/C Ratio is an approximation because any supply cost increases are treated as negative benefits rather than as a cost as in the Standard Practice Manual
*2 PAC benefits include environmental costs. This is to be consistent with the TRC benefits, but is not strictly consistent with the Standard Practice Manual.
Levelized Cost and Benefit (All Measures Installed through 2023)
| Discounted Savings |  |  |  | Benefit - Cost
| kWh | Therms | Cost | Benefits | NPV
TRC ($/kWh ) | 30625798.7492 |  | 0.10263 | 0.14986 | 0.047235
PAC ($/kWh) | 30625798.7492 |  | 0.097603 | 0.14986 | 0.052259
RIM ($/kWh) | 30625798.7492 |  | 0.33307 | 0.14986 | -0.18321
TRC ($/therm) |  | 578401.9815 | 1.4694 | 1.1579 | -0.31152
PAC ($/therm) |  | 578401.9815 | 1.4746 | 1.1579 | -0.31674
RIM ($/therm) |  | 578401.9815 | 2.5734 | 1.1579 | -1.4155
Wtd Avg Emissions Reductions | [9 empty] | Wtd Avg Emissions Reductions (Gross)
| Electric Reductions |  |  | Gas Reductions | [6 empty] | Electric Reductions |  |  | Gas Reductions
Annual Reductions | CO2 (tons) | NOX (lbs) | PM-10 (lbs) | CO2 (tons) | NOX (lbs) |  |  |  |  | Annual Reductions | CO2 (tons) | NOX (lbs) | PM-10 (lbs) | CO2 (tons) | NOX (lbs)
2013 | 0 | 0 | 0 | 0 | 0 | * annual reductions are the units |  |  |  | 2013 | 0 | 0 | 0 | 0 | 0 | * annual reductions are the units
2014 | 0 | 0 | 0 | 0 | 0 | implemented in the year, times |  |  |  | 2014 | 0 | 0 | 0 | 0 | 0 | implemented in the year, times
2015 | 0 | 0 | 0 | 0 | 0 | the annual emission reduction |  |  |  | 2015 | 0 | 0 | 0 | 0 | 0 | the annual emission reduction
2016 | 0 | 0 | 0 | 0 | 0 | for the measure, weighted |  |  |  | 2016 | 0 | 0 | 0 | 0 | 0 | for the measure, weighted for
2017 | 0 | 0 | 0 | 0 | 0 | for dual baseline. |  |  |  | 2017 | 0 | 0 | 0 | 0 | 0 | split baseline performance
2018 | 829.1823 | 200.6855 | 109.4715 | 168.3063 | 140.9745 |  |  |  |  | 2018 | 1316.2013 | 318.1029 | 173.8268 | 354.0938 | 296.5914
2019 | 1003.1152 | 242.8628 | 132.4246 | 234.5183 | 196.4341 |  |  |  |  | 2019 | 1598.4641 | 386.5 | 211.0818 | 488.5446 | 409.2083
2020 | 0 | 0 | 0 | 0 | 0 |  |  |  |  | 2020 | 0 | 0 | 0 | 0 | 0
2021 | 0 | 0 | 0 | 0 | 0 |  |  |  |  | 2021 | 0 | 0 | 0 | 0 | 0
2022 | 0 | 0 | 0 | 0 | 0 |  |  |  |  | 2022 | 0 | 0 | 0 | 0 | 0
2023 | 0 | 0 | 0 | 0 | 0 |  |  |  |  | 2023 | 0 | 0 | 0 | 0 | 0
Total Annual | 1832.2976 | 443.5483 | 241.8961 | 402.8246 | 337.4086 |  |  |  |  | Total Annual | 2914.6654 | 704.603 | 384.9086 | 842.6384 | 705.7997
Lifecycle Reductions | [9 empty] | Lifecycle Reductions
2013 | 0 | 0 | 0 | 0 | 0 |  |  |  |  | 2013 | 0 | 0 | 0 | 0 | 0
2014 | 0 | 0 | 0 | 0 | 0 |  |  |  |  | 2014 | 0 | 0 | 0 | 0 | 0
2015 | 0 | 0 | 0 | 0 | 0 |  |  |  |  | 2015 | 0 | 0 | 0 | 0 | 0
2016 | 0 | 0 | 0 | 0 | 0 |  |  |  |  | 2016 | 0 | 0 | 0 | 0 | 0
2017 | 0 | 0 | 0 | 0 | 0 |  |  |  |  | 2017 | 0 | 0 | 0 | 0 | 0
2018 | 11766.7812 | 2848.1519 | 1553.4586 | 2300.7198 | 1927.0987 |  |  |  |  | 2018 | 18802.9476 | 4544.2572 | 2483.2602 | 4916.718 | 4118.2766
2019 | 14297.9827 | 3462.0128 | 1887.4806 | 3267.9439 | 2737.2521 |  |  |  |  | 2019 | 22927.8945 | 5543.8616 | 3027.6924 | 6887.7201 | 5769.2014
2020 | 0 | 0 | 0 | 0 | 0 |  |  |  |  | 2020 | 0 | 0 | 0 | 0 | 0
2021 | 0 | 0 | 0 | 0 | 0 |  |  |  |  | 2021 | 0 | 0 | 0 | 0 | 0
2022 | 0 | 0 | 0 | 0 | 0 |  |  |  |  | 2022 | 0 | 0 | 0 | 0 | 0
2023 | 0 | 0 | 0 | 0 | 0 |  |  |  |  | 2023 | 0 | 0 | 0 | 0 | 0
Total Lifecycle | 26064.7638 | 6310.1646 | 3440.9392 | 5568.6637 | 4664.3508 |  |  |  |  | Total Lifecycle | 41730.8421 | 10088.1188 | 5510.9525 | 11804.438 | 9887.478
Reductions based on total annual installations | [9 empty] | Wtd Avg Reductions based on total annual installations (Gross)
| Annual Wtd Avg Net kWh | Lifecycle Net kWh | Annual Wtd Avg Net Therms | Lifecycle Net Therms | Net July-Sept Wtd Avg Peak ** (kW) | Net Wtd Avg Dec-Feb ** (kW) |  | Wtd Avg Net User Entered kW | Net Annual NCP (kW) |  | Wtd Avg Annual Gross kWh | Wtd Avg Lifecycle Gross kWh | Wtd Avg Annual Gross Therms | Wtd Avg Lifecycle Gross Therms | Wtd Avg User Entered kW
2013 | 1640551.6388 | 23278677.8912 | 28770.3012 | 393285.4414 | 62.1137 | 46.0927 |  | 0 | #REF! | 2013 | 2607820.6693 | 37255433.7426 | 60528.8489 | 280266.9994 | 0
2014 | 1984026.6114 | 28276646.3424 | 40088.597 | 558622.8839 | 71.2311 | 52.4234 |  | 0 | #REF! | 2014 | 3165620.1672 | 45406556.4953 | 83511.9038 | 392587.811 | 0
2015 | 0 | 0 | 0 | 0 | 0 | 0 |  | 0 | #REF! | 2015 | 0 | 0 | 0 | 0 | 0
2016 | 0 | 0 | 0 | 0 | 0 | 0 |  | 0 | #REF! | 2016 | 0 | 0 | 0 | 0 | 0
2017 | 0 | 0 | 0 | 0 | 0 | 0 |  | 0 | #VALUE! | 2017 | 0 | 0 | 0 | 0 | 0
2018 | 0 | 0 | 0 | 0 | 0 | 0 |  | 63.4209 | #REF! | 2018 | 0 | 0 | 0 | 0 | 100.391
2019 | 0 | 0 | 0 | 0 | 0 | 0 |  | 73.073 | #REF! | 2019 | 0 | 0 | 0 | 0 | 115.8622
2020 | 0 | 0 | 0 | 0 | 0 | 0 |  | 0 | #REF! | 2020 | 0 | 0 | 0 | 0 | 0
2021 | 0 | 0 | 0 | 0 | 0 | 0 |  | 0 | #REF! | 2021 | 0 | 0 | 0 | 0 | 0
2022 | 0 | 0 | 0 | 0 | 0 | 0 |  | 0 | #REF! | 2022 | 0 | 0 | 0 | 0 | 0
2023 | 0 | 0 | 0 | 0 | 0 | 0 |  | 0 | #REF! | 2023 | 0 | 0 | 0 | 0 | 0
Total | 3624578.2502 | 51555324.2336 | 68858.8982 | 951908.3253 | 133.3448 | 98.5161 |  | 136.4939 | #REF! | Total | 5773440.8364 | 82661990.2379 | 144040.7526 | 672854.8104 | 216.2531
Wtd Average Net Impacts by Sector (All Measures Installed through 2023) | [9 empty] | Gross Savings for Goal Attainment - kWh
| Annual Wtd Avg Net kWh | Lifecycle Net kWh | Annual Wtd Avg Net Therms | Lifecycle Net Therms | Net July-Sept Wtd Avg Peak ** (kW) | Net Wtd Avg Dec-Feb ** (kW) |  | Wtd Avg Net User Entered kW | TRC Lifecycle Net Benefits* ($) |  | 1st Year Annual Savings | Decay of single or first baseline | 2nd Baseline Savings | 2nd Baseline Decay | Total Cumulative | Net Annual Savings
Total | 3624578.2502 | 51555324.2336 | 68858.8982 | 951908.3253 | 133.3448 | 98.5161 |  | 136.4939 | 1262897.0582 |  | kWh | kWh | kWh | kWh | kWh | kWh
RES | 0 | 0 | 0 | 0 | 0 | 0 |  | 0 | 0 | 2013 | 2782327.8995 |  | #REF! | #REF! | #REF! | #REF!
NON_RES | 0 | 0 | 0 | 0 | 0 | 0 |  | 0 | 0 | 2014 | 2782327.8995 | #REF! | #REF! | #REF! | #REF! | #REF!
Residential | 0 | 0 | 0 | 0 | 0 | 0 |  | 0 | 0 | 2015 | 2782327.8995 | #REF! | #REF! | #REF! | #REF! | #REF!
Res_New_Construction | 0 | 0 | 0 | 0 | 0 | 0 |  | 0 | 0 | 2016 | 2782327.8995 | #REF! | #REF! | #REF! | #REF! | #REF!
COMMERCIAL | 3624578.2502 | 51555324.2336 | 68858.8982 | 951908.3253 | 133.1639 | 98.4229 |  | 136.4939 | 1262897.0582 | 2017 | #REF! | 6301544.7903 | 5190167.6853 | 5190167.6853 | #REF! | #REF!
INDUSTRIAL | 0 | 0 | 0 | 0 | 0 | 0 |  | 0 | 0 | 2018 | 2782327.8995 | 0 | 0 | 0 | 2782327.8995 | #REF!
AGRICULTURAL | 0 | 0 | 0 | 0 | 0 | 0 |  | 0 | 0 | 2019 | 6193776.7149 | -5.204 | 5.204 | 0 | 6193776.7149 | 3411448.8154
0 | 0 | 0 | 0 | 0 | 0 | 0 |  | 0 | 0 | 2020 | 6193776.7149 | -76.0099 | 76.0099 | 0 | 6193776.7149 | 0
0 | 0 | 0 | 0 | 0 | 0 | 0 |  | 0 | 0 | 2021 | 6193776.7149 | -30293.3626 | 30293.3626 | 0 | 6193776.7149 | 0
0 | 0 | 0 | 0 | 0 | 0 | 0 |  | 0 | 0 | 2022 | 6193776.7149 | -183682.5394 | 183682.5394 | 0 | 6193776.7149 | 0
0 | 0 | 0 | 0 | 0 | 0 | 0 |  | 0 | 0
0 | 0 | 0 | 0 | 0 | 0 | 0 |  | 0 | 0 | Gross Savings for Goal Attainment - kW
0 | 0 | 0 | 0 | 0 | 0 | 0 |  | 0 | 0 |  | 1st Year Annual | Decay or single or | 2nd Baseline | 2nd Baseline | Total | Net Annual
0 | 0 | 0 | 0 | 0 | 0 | 0 |  | 0 | 0 |  | Savings | first baseline | Savings | Decay | Cummulative | Savings
0 | 0 | 0 | 0 | 0 | 0 | 0 |  | 0 | 0 |  | kW | kW | kW | kW | kW | kW
0 | 0 | 0 | 0 | 0 | 0 | 0 |  | 0 | 0 | 2013 | 100.5515 |  | #REF! | #REF! | #REF! | #REF!
0 | 0 | 0 | 0 | 0 | 0 | 0 | 0 | 0 | 0 | 2014 | 100.5515 | #REF! | #REF! | #REF! | #REF! | #REF!
0 | 0 | 0 | 0 | 0 | 0 | 0 | 0 | 0 | 0 | 2015 | 100.5515 | #REF! | #REF! | #REF! | #REF! | #REF!
0 | 0 | 0 | 0 | 0 | 0 | 0 | 0 | 0 | 0 | 2016 | 100.5515 | #REF! | #REF! | #REF! | #REF! | #REF!
0 | 0 | 0 | 0 | 0 | 0 | 0 | 0 | 0 | 0 | 2017 | #REF! | 904.0568 | 809.7619 | 809.7619 | #REF! | #REF!
0 | 0 | 0 | 0 | 0 | 0 | 0 | 0 | 0 | 0 | 2018 | 100.5515 | 0 | 0 | 0 | 100.5515 | #REF!
0 | 0 | 0 | 0 | 0 | 0 | 0 | 0 | 0 | 0 | 2019 | 216.5928 | 0.0011511 | -0.0011511 | 0 | 216.5928 | 116.0413
0 | 0 | 0 | 0 | 0 | 0 | 0 | 0 | 0 | 0 | 2020 | 216.5928 | 0.016812 | -0.016812 | 0 | 216.5928 | 0
Other and upspecified | 0 | 0 | 0 | 0 | 0.18093 | 0.093181 | 0 | 0 | 0 | 2021 | 216.5928 | -6.2731 | 6.2731 | 0 | 216.5928 | 0
* Include program-level and admin costs allocated based to total gas and electric programs at the measure level. | [9 empty] | 2022 | 216.5928 | -26.8437 | 26.8437 | 0 | 216.5928 | 0
Net Impacts by CPUC End Use Categories (All Measures Installed through 2023) | [9 empty] | Gross Savings for Goal Attainment - Therms
| Annual Wtd Avg Net kWh | Lifecycle Net kWh | Annual Wtd Avg Net Therms | Lifecycle Net Therms | Net July-Sept Wtd Avg Peak ** (kW) | Net Wtd Avg Dec-Feb ** (kW) |  | Wtd Avg Net User Entered kW | TRC Lifecycle Net Benefits* ($) |  | 1st Year Annual Savings | Decay of single or first baseline | 2nd Baseline Savings | 2nd Baseline Decay | Total Cumulative | Net Annual Savings
Total | 3624578.2502 | 51555324.2336 | 68858.8982 | 951908.3253 | 133.3448 | 98.5161 |  | 136.4939 | 1262897.0582 |  | Therms | Therms | Therms | Therms | Therms | Therms
Clothes Dryer | 0 | 0 | 0 | 0 | 0 | 0 |  | 0 | 0 | 2013 | 71413.2239 |  | #REF! | #REF! | #REF! | #REF!
Clothes Washer | 0 | 0 | 0 | 0 | 0 | 0 |  | 0 | 0 | 2014 | 71413.2239 | #REF! | #REF! | #REF! | #REF! | #REF!
Consumer Electronics | 0 | 0 | 0 | 0 | 0 | 0 |  | 0 | 0 | 2015 | 71413.2239 | #REF! | #REF! | #REF! | #REF! | #REF!
Cooking | 0 | 0 | 0 | 0 | 0 | 0 |  | 0 | 0 | 2016 | 71413.2239 | #REF! | #REF! | #REF! | #REF! | #REF!
Dishwasher | 0 | 0 | 0 | 0 | 0 | 0 |  | 0 | 0 | 2017 | #REF! | 123808.836 | 103506.834 | 103506.834 | #REF! | #REF!
Other Appliance | 0 | 0 | 0 | 0 | 0 | 0 |  | 0 | 0 | 2018 | 71413.2239 | 0 | 0 | 0 | 71413.2239 | #REF!
Office Equipment | 0 | 0 | 0 | 0 | 0 | 0 |  | 0 | 0 | 2019 | 170264.5026 | -0.48198 | 0.48198 | 0 | 170264.5026 | 98851.2788
Building shell | 0 | 0 | 0 | 0 | 0 | 0 |  | 0 | 0 | 2020 | 170264.5026 | -7.0398 | 7.0398 | 0 | 170264.5026 | 0
Space Cooling | 2982910.6029 | 43048824.7265 | 41473.0883 | 646182.6116 | 77.4559 | 39.8898 |  | 80.786 | 1151897.6242 | 2021 | 170264.5026 | -6845.8168 | 6845.8168 | 0 | 170264.5026 | 0
Space Heating | 0 | 0 | 0 | 0 | 0 | 0 |  | 0 | 0 | 2022 | 170264.5026 | -25580.6978 | 25580.6978 | 0 | 170264.5026 | 0
Ventilation | 0 | 0 | 0 | 0 | 0 | 0 |  | 0 | 0
Interior Lighting | 0 | 0 | 0 | 0 | 0 | 0 |  | 0 | 0
Exterior Lighting | 0 | 0 | 0 | 0 | 0 | 0 |  | 0 | 0
Daylighting | 0 | 0 | 0 | 0 | 0 | 0 |  | 0 | 0
Motors | 0 | 0 | 0 | 0 | 0 | 0 |  | 0 | 0
Process | 103530.3364 | 1023442.7909 | 27042.8948 | 301363.3808 | 21.9359 | 32.0265 |  | 21.9359 | -36478.8859
Compressed Air | 0 | 0 | 0 | 0 | 0 | 0 |  | 0 | 0
Food Processor | 0 | 0 | 0 | 0 | 0 | 0 |  | 0 | 0
Refrigeration | 471808.9725 | 6819773.3325 | 342.915 | 4362.3329 | 26.1953 | 19.3845 |  | 26.1953 | 134901.6615
Freezers | 0 | 0 | 0 | 0 | 0 | 0 |  | 0 | 0
Pumps | 0 | 0 | 0 | 0 | 0 | 0 |  | 0 | 0
Pool Pump | 0 | 0 | 0 | 0 | 0 | 0 |  | 0 | 0
Domestic Hot Water | 0 | 0 | 0 | 0 | 0 | 0 |  | 0 | 0
Water Heating | 0 | 0 | 0 | 0 | 0 | 0 |  | 0 | 0
Other or unspecified | 66328.3384 | 663283.3837 | 0 | 0 | 7.7577 | 7.2153 | 0 | 7.5768 | 12576.6584
* Include program-level and admin costs allocated based to total gas and electric programs at the measure level.
**These values are only approximations if there are dual baseline measures in the program
Net Impacts by Climate Zone (All Measures Installed through 2023)
| Annual Wtd Avg Net kWh | Lifecycle Net kWh | Annual Wtd Avg Net Therms | Lifecycle Net Therms | Net July-Sept Wtd Avg Peak ** (kW) | Net Wtd Avg Dec-Feb ** (kW) |  | Wtd Avg Net User Entered kW | TRC Lifecycle Net Benefits* ($)
Total | 3624578.2502 | 51555324.2336 | 68858.8982 | 951908.3253 | 133.1639 | 98.4229 |  | 136.4939 | 1262897.0582
1 | 0 | 0 | 0 | 0 | 0 | 0 |  | 0 | 0
2 | 510845.9907 | 7204476.6066 | 1573.759 | 2406.2694 | 22.3851 | 17.497 |  | 22.4336 | 172653.514
3A | 574378.6102 | 8083755.2807 | 230.4389 | -16792.7202 | 23.2108 | 17.5056 |  | 23.2399 | 196658.8456
3B | 574378.6102 | 8083755.2807 | 230.4389 | -16792.7202 | 23.2108 | 17.5056 |  | 23.2399 | 196831.3772
4 | 0 | 0 | 0 | 0 | 0 | 0 |  | 0 | 0
5 | 0 | 0 | 0 | 0 | 0 | 0 |  | 0 | 0
11 | 0 | 0 | 0 | 0 | 0 | 0 |  | 0 | 0
12 | 459079.7694 | 6469030.5069 | 1250.6509 | -516.6618 | 22.4601 | 16.9358 |  | 22.5367 | 139747.0323
13 | 0 | 0 | 0 | 0 | 0 | 0 |  | 0 | 0
16 | 0 | 0 | 0 | 0 | 0 | 0 |  | 0 | 0
System | 1505895.2696 | 21714306.5587 | 65573.6105 | 983604.1582 | 41.8971 | 28.979 |  | 45.0439 | 557006.2892
* Include program-level and admin costs allocated based to total gas and electric programs at the measure level.
Persistent reductions in the summer (3rd Qtr) or winter (4th Qtr) of each year
| Net July-Sept Peak (kW) | Net Annual Dec-Feb (kW)
2013 | #REF! | #REF!
2014 | #REF! | #REF!
2015 | #REF! | #REF!
2016 | #REF! | #VALUE!
2017 | 6674.6947 | 0
2018 | 30.5491 | 46.8138
2019 | 98.8946 | 100.2394
2020 | 136.691 | 100.2394
2021 | 136.691 | 100.2394
2022 | 136.691 | 100.2394
2023 | 136.6947 | 100.2451
2024 | 136.7028 | 100.2342
These values are only approximations if there are dual baseline measures in the program
Monthly Impacts
First Year for Impact Table: | 2013 | These values are only approximations if there are dual baseline measures in the program
| Quarter | Monthly Five Hour Avg or TOU Peak | Net Monthly NCP (kW) |  | Monthly Net kWh | Monthly Net Therms
2013-01-01 | -19 | #REF! | #REF! |  | #REF! | #REF!
2013-02-01 | -19 | #REF! | #REF! |  | #REF! | #REF!
2013-03-01 | -19 | #REF! | #REF! |  | #REF! | #REF!
2013-04-01 | -18 | #REF! | #REF! |  | #REF! | #REF!
2013-05-01 | -18 | #REF! | #REF! |  | #REF! | #REF!
2013-06-01 | -18 | #REF! | #REF! |  | #REF! | #REF!
2013-07-01 | -17 | #REF! | #REF! |  | #REF! | #REF!
2013-08-01 | -17 | #REF! | #REF! |  | #REF! | #REF!
2013-09-01 | -17 | #REF! | #REF! |  | #REF! | #REF!
2013-10-01 | -16 | #REF! | #REF! |  | #REF! | #REF!
2013-11-01 | -16 | #REF! | #REF! |  | #REF! | #REF!
2013-12-01 | -16 | #REF! | #REF! |  | #REF! | #REF!
2014-01-01 | -15 | #REF! | #REF! |  | #REF! | #REF!
2014-02-01 | -15 | #REF! | #REF! |  | #REF! | #REF!
2014-03-01 | -15 | #REF! | #REF! |  | #REF! | #REF!
2014-04-01 | -14 | #REF! | #REF! |  | #REF! | #REF!
2014-05-01 | -14 | #REF! | #REF! |  | #REF! | #REF!
2014-06-01 | -14 | #REF! | #REF! |  | #REF! | #REF!
2014-07-01 | -13 | #REF! | #REF! |  | #REF! | #REF!
2014-08-01 | -13 | #REF! | #REF! |  | #REF! | #REF!
2014-09-01 | -13 | #REF! | #REF! |  | #REF! | #REF!
2014-10-01 | -12 | #REF! | #REF! |  | #REF! | #REF!
2014-11-01 | -12 | #REF! | #REF! |  | #REF! | #REF!
2014-12-01 | -12 | #REF! | #REF! |  | #REF! | #REF!
2015-01-01 | -11 | #REF! | #REF! |  | #REF! | #REF!
2015-02-01 | -11 | #REF! | #REF! |  | #REF! | #REF!
2015-03-01 | -11 | #REF! | #REF! |  | #REF! | #REF!
2015-04-01 | -10 | #REF! | #REF! |  | #REF! | #REF!
2015-05-01 | -10 | #REF! | #REF! |  | #REF! | #REF!
2015-06-01 | -10 | #REF! | #REF! |  | #REF! | #REF!
2015-07-01 | -9 | #REF! | #REF! |  | #REF! | #REF!
2015-08-01 | -9 | #REF! | #REF! |  | #REF! | #REF!
2015-09-01 | -9 | #REF! | #REF! |  | #REF! | #REF!
2015-10-01 | -8 | #REF! | #REF! |  | #REF! | #REF!
2015-11-01 | -8 | #REF! | #REF! |  | #REF! | #REF!
2015-12-01 | -8 | #REF! | #REF! |  | #REF! | #REF!
2016-01-01 | -7 | #REF! | #REF! |  | #REF! | #REF!
2016-02-01 | -7 | #REF! | #REF! |  | #REF! | #REF!
2016-03-01 | -7 | #REF! | #REF! |  | #REF! | #REF!
2016-04-01 | -6 | #REF! | #REF! |  | #REF! | #REF!
2016-05-01 | -6 | #REF! | #REF! |  | #REF! | #REF!
2016-06-01 | -6 | #REF! | #REF! |  | #REF! | #REF!
2016-07-01 | -5 | #REF! | #REF! |  | #REF! | #REF!
2016-08-01 | -5 | #REF! | #REF! |  | #REF! | #REF!
2016-09-01 | -5 | #REF! | #REF! |  | #REF! | #REF!
2016-10-01 | -4 | #REF! | #REF! |  | #REF! | #REF!
2016-11-01 | -4 | #REF! | #REF! |  | #REF! | #REF!
2016-12-01 | -4 | #REF! | #REF! |  | #REF! | #REF!
2017-01-01 | -3 | #VALUE! | #VALUE! |  | #VALUE! | #VALUE!
2017-02-01 | -3 | #VALUE! | #VALUE! |  | #VALUE! | #VALUE!
2017-03-01 | -3 | #VALUE! | #VALUE! |  | #VALUE! | #VALUE!
2017-04-01 | -2 | 2342.3016 | 2407.1223 |  | 1220755.5364 | 35368.5598
2017-05-01 | -2 | 2342.3016 | 2407.1223 |  | 1220755.5364 | 35368.5598
2017-06-01 | -2 | 2342.3016 | 2407.1223 |  | 1220755.5364 | 35368.5598
2017-07-01 | -1 | 6674.6947 | 6758.3965 |  | 3384371.9279 | 107093.7906
2017-08-01 | -1 | 6674.6947 | 6758.3965 |  | 3384371.9279 | 107093.7906
2017-09-01 | -1 | 6674.6947 | 6758.3965 |  | 3384371.9279 | 107093.7906
2017-10-01 | 0 | 0 | 0 |  | 0 | 0
2017-11-01 | 0 | 0 | 0 |  | 0 | 0
2017-12-01 | 0 | 0 | 0 |  | 0 | 0
2018-01-01 | 1 | 0 | 0 |  | 0 | 0
2018-02-01 | 1 | 0 | 0 |  | 0 | 0
2018-03-01 | 1 | 0 | 0 |  | 0 | 0
2018-04-01 | 2 | 14.9726 | 16.0976 |  | 31776.7256 | 1409.499
2018-05-01 | 2 | 14.9726 | 16.0976 |  | 31776.7256 | 1409.499
2018-06-01 | 2 | 14.9726 | 16.0976 |  | 31776.7256 | 1409.499
2018-07-01 | 3 | 30.5491 | 32.8332 |  | 65482.929 | 2966.0282
2018-08-01 | 3 | 30.5491 | 32.8332 |  | 65482.929 | 2966.0282
2018-09-01 | 3 | 30.5491 | 32.8332 |  | 65482.929 | 2966.0282
2018-10-01 | 4 | 46.7296 | 50.2068 |  | 101118.6101 | -604.6798
2018-11-01 | 4 | 34.4905 | 34.4905 |  | 112978.7646 | -604.6798
2018-12-01 | 4 | 34.4905 | 34.4905 |  | 112978.7646 | -604.6798
2019-01-01 | 5 | 46.8138 | 46.8138 |  | 154892.4898 | -818.0961
2019-02-01 | 5 | 46.8138 | 46.8138 |  | 154892.4898 | -818.0961
2019-03-01 | 5 | 46.8138 | 46.8138 |  | 154892.4898 | -818.0961
2019-04-01 | 6 | 80.9024 | 86.8681 |  | 178178.4057 | 8517.7977
2019-05-01 | 6 | 80.9024 | 86.8681 |  | 178178.4057 | 8517.7977
2019-06-01 | 6 | 80.9024 | 86.8681 |  | 178178.4057 | 8517.7977
2019-07-01 | 7 | 98.8946 | 106.1557 |  | 219602.5202 | 10662.448
2019-08-01 | 7 | 98.8946 | 106.1557 |  | 219602.5202 | 10662.448
2019-09-01 | 7 | 98.8946 | 106.1557 |  | 219602.5202 | 10662.448
2019-10-01 | 8 | 117.4908 | 126.0814 |  | 262956.1125 | -1493.9147
2019-11-01 | 8 | 86.2631 | 86.2631 |  | 293396.077 | -1493.9147
2019-12-01 | 8 | 86.2631 | 86.2631 |  | 293396.077 | -1493.9147
2020-01-01 | 9 | 100.2394 | 100.2394 |  | 343818.0764 | -1731.044
2020-02-01 | 9 | 100.2394 | 100.2394 |  | 343818.0764 | -1731.044
2020-03-01 | 9 | 100.2394 | 100.2394 |  | 343818.0764 | -1731.044
2020-04-01 | 10 | 136.691 | 146.6452 |  | 308239.1825 | 15392.8395
2020-05-01 | 10 | 136.691 | 146.6452 |  | 308239.1825 | 15392.8395
2020-06-01 | 10 | 136.691 | 146.6452 |  | 308239.1825 | 15392.8395
2020-07-01 | 11 | 136.691 | 146.6452 |  | 308239.1825 | 15392.8395
2020-08-01 | 11 | 136.691 | 146.6452 |  | 308239.1825 | 15392.8395
2020-09-01 | 11 | 136.691 | 146.6452 |  | 308239.1825 | 15392.8395
2020-10-01 | 12 | 136.691 | 146.6452 |  | 308239.1825 | -1731.044
2020-11-01 | 12 | 100.2394 | 100.2394 |  | 343818.0764 | -1731.044
2020-12-01 | 12 | 100.2394 | 100.2394 |  | 343818.0764 | -1731.044
2021-01-01 | 13 | 100.2394 | 100.2394 |  | 343818.0764 | -1731.044
2021-02-01 | 13 | 100.2394 | 100.2394 |  | 343818.0764 | -1731.044
2021-03-01 | 13 | 100.2394 | 100.2394 |  | 343818.0764 | -1731.044
2021-04-01 | 14 | 136.691 | 146.6452 |  | 308239.1825 | 15392.8395
2021-05-01 | 14 | 136.691 | 146.6452 |  | 308239.1825 | 15392.8395
2021-06-01 | 14 | 136.691 | 146.6452 |  | 308239.1825 | 15392.8395
2021-07-01 | 15 | 136.691 | 146.6452 |  | 308239.1825 | 15392.8395
2021-08-01 | 15 | 136.691 | 146.6452 |  | 308239.1825 | 15392.8395
2021-09-01 | 15 | 136.691 | 146.6452 |  | 308239.1825 | 15392.8395
2021-10-01 | 16 | 136.691 | 146.6452 |  | 308239.1825 | -1731.044
2021-11-01 | 16 | 100.2394 | 100.2394 |  | 343818.0764 | -1731.044
2021-12-01 | 16 | 100.2394 | 100.2394 |  | 343818.0764 | -1731.044
2022-01-01 | 17 | 100.2394 | 100.2394 |  | 343818.0764 | -1731.044
2022-02-01 | 17 | 100.2394 | 100.2394 |  | 343818.0764 | -1731.044
2022-03-01 | 17 | 100.2394 | 100.2394 |  | 343818.0764 | -1731.044
2022-04-01 | 18 | 136.691 | 146.6452 |  | 308239.1825 | 15392.8395
2022-05-01 | 18 | 136.691 | 146.6452 |  | 308239.1825 | 15392.8395
2022-06-01 | 18 | 136.691 | 146.6452 |  | 308239.1825 | 15392.8395
2022-07-01 | 19 | 136.691 | 146.6452 |  | 308239.1825 | 15392.8395
2022-08-01 | 19 | 136.691 | 146.6452 |  | 308239.1825 | 15392.8395
2022-09-01 | 19 | 136.691 | 146.6452 |  | 308239.1825 | 15392.8395
2022-10-01 | 20 | 136.691 | 146.6452 |  | 308239.1825 | -1731.044
2022-11-01 | 20 | 100.2394 | 100.2394 |  | 343818.0764 | -1731.044
2022-12-01 | 20 | 100.2394 | 100.2394 |  | 343818.0764 | -1731.044
2023-01-01 | 21 | 100.2394 | 100.2394 |  | 343818.0764 | -1731.044
2023-02-01 | 21 | 100.2394 | 100.2394 |  | 343818.0764 | -1731.044
2023-03-01 | 21 | 100.2394 | 100.2394 |  | 343818.0764 | -1731.044
2023-04-01 | 22 | 136.6928 | 146.6477 |  | 305570.7766 | 15104.8456
2023-05-01 | 22 | 136.6928 | 146.6477 |  | 305570.7766 | 15104.8456
2023-06-01 | 22 | 136.6928 | 146.6477 |  | 305570.7766 | 15104.8456
2023-07-01 | 23 | 136.6947 | 146.6503 |  | 302579.8732 | 14782.045
2023-08-01 | 23 | 136.6947 | 146.6503 |  | 302579.8732 | 14782.045
2023-09-01 | 23 | 136.6947 | 146.6503 |  | 302579.8732 | 14782.045
2023-10-01 | 24 | 136.6967 | 146.653 |  | 299266.4723 | -1731.2426
2023-11-01 | 24 | 100.2436 | 100.2436 |  | 334067.3234 | -1731.2426
2023-12-01 | 24 | 100.2436 | 100.2436 |  | 334067.3234 | -1731.2426

## COMM 3-4yr Output by Measure
Marin Clean Energy
MCE Commercial
PG&E | [7 empty] | Levelized Benefits less Costs (TRC) |  |  |  | Levelized Benefits less Costs (PAC) |  |  |  | Benefit Cost Ratios
Net Impacts by Measure | [7 empty] | No Allocated Admin |  | w/ Allocated Admin |  | No Allocated Admin |  | w/ Allocated Admin |  | No Allocated Admin |  | w/ Allocated Admin
| Wtd Avg Net Avg Jul-Sep (kW) | Wtd Avg Net Dec-Feb Pk (kW) | Wtd Avg Net User Entered kW | Wtd Avg Annual kWh adj for Net to gross | Wtd Avg Lifecycle kWh (Annual * Measure Life) | Wtd Avg Annual Therms | Wtd Avg Lifecycle Therms | Electric ($/kWh) | Gas ($/Th) | Electric ($/kWh) | Gas ($/Th) | Electric ($/kWh) | Gas ($/Th) | Electric ($/kWh) | Gas ($/Th) | TRC | PAC | TRC | PAC
Total or Average | 136.4939 | 100.1379 | 136.4939 | 3624578.2502 | 51555324.2336 | 68858.8982 | 951908.3253 | 0.11474 | 0.45241 | 0.047235 | -0.31152 | 0.11976 | 0.44719 | 0.052259 | -0.31674
MCE Commercialprogram, Tier 1 rebates | 0 | 0 | 0 | 0 | 0 | 0 | 0 | 0 | 0 | 0 | 0 | 0 | 0 | 0 | 0 | 0 | 0 | 0 | 0
Night cover reduces infiltration by 50% for 4 hours/night | -0.004553 | -0.0033692 | -0.004553 | 18.3303 | 91.6515 | 1.5847 | 7.9234 | -0.6664 | -8.1433 | -0.71005 | -8.6767 | -0.50566 | -6.1791 | -0.54931 | -6.7125 | 0.12718 | 0.1611 | 0.1203 | 0.15022
Night cover reduces infiltration by 50% for 4 hours/night | -0.0042101 | -0.0031154 | -0.0042101 | 18.8033 | 94.0167 | 1.9158 | 9.5791 | -0.60811 | -6.8305 | -0.6556 | -7.3639 | -0.45785 | -5.1427 | -0.50533 | -5.6761 | 0.14801 | 0.18748 | 0.13878 | 0.17291
Night cover reduces infiltration by 50% for 4 hours/night | -0.0042101 | -0.0031154 | -0.0042101 | 18.8033 | 94.0167 | 1.9158 | 9.5791 | -0.60718 | -6.8432 | -0.6545 | -7.3766 | -0.45719 | -5.1527 | -0.50451 | -5.6861 | 0.14778 | 0.18718 | 0.13857 | 0.17265
Night cover reduces infiltration by 50% for 4 hours/night | -0.0033231 | -0.0024591 | -0.0033231 | 17.739 | 88.695 | 1.4073 | 7.0365 | -0.74542 | -8.5666 | -0.79183 | -9.1 | -0.56675 | -6.5133 | -0.61317 | -7.0467 | 0.12166 | 0.15411 | 0.11535 | 0.14412
Open fixture is retrofitted with doors and additional lighting | 0.056055 | 0.041481 | 0.056055 | 147.825 | 1773.9 | 30.3928 | 364.7138 | -0.10546 | -0.83071 | -0.18316 | -1.4428 | -0.046865 | -0.36917 | -0.12456 | -0.98122 | 0.62108 | 0.78671 | 0.48553 | 0.58118
Open fixture is retrofitted with doors and additional lighting | 0.026135 | 0.01934 | 0.026135 | 147.825 | 1773.9 | 35.7145 | 428.5742 | -0.07815 | -0.72512 | -0.14412 | -1.3372 | -0.030803 | -0.2858 | -0.096768 | -0.89786 | 0.65251 | 0.82651 | 0.50453 | 0.60262
Open fixture is retrofitted with doors and additional lighting | 0.026135 | 0.01934 | 0.026135 | 147.825 | 1773.9 | 35.7145 | 428.5742 | -0.078168 | -0.72381 | -0.14427 | -1.3359 | -0.030754 | -0.28478 | -0.096853 | -0.89683 | 0.65292 | 0.82703 | 0.50477 | 0.6029
Open fixture is retrofitted with doors and additional lighting | 0.074977 | 0.055483 | 0.074977 | 144.2772 | 1731.3264 | 27.5546 | 330.655 | -0.12546 | -0.91307 | -0.20956 | -1.5251 | -0.05966 | -0.43419 | -0.14376 | -1.0462 | 0.5986 | 0.75822 | 0.47168 | 0.56549
Replace open fixtures with fixtures having doors | 0.058775 | 0.043494 | 0.058775 | 170.2944 | 2043.5328 | 30.3928 | 364.7138 | -0.38657 | -3.1087 | -0.46268 | -3.7208 | -0.26954 | -2.1676 | -0.34565 | -2.7796 | 0.30459 | 0.38581 | 0.26791 | 0.32879
Replace open fixtures with fixtures having doors | 0.028146 | 0.020828 | 0.028146 | 169.1118 | 2029.3416 | 35.7145 | 428.5742 | -0.31302 | -2.9198 | -0.37863 | -3.5319 | -0.21639 | -2.0185 | -0.282 | -2.6305 | 0.31803 | 0.40284 | 0.27825 | 0.34107
Replace open fixtures with fixtures having doors | 0.028146 | 0.020828 | 0.028146 | 169.1118 | 2029.3416 | 35.7145 | 428.5742 | -0.31332 | -2.9171 | -0.37906 | -3.5291 | -0.21657 | -2.0163 | -0.28231 | -2.6283 | 0.31823 | 0.4031 | 0.27841 | 0.34126
Replace open fixtures with fixtures having doors | 0.077815 | 0.057583 | 0.077815 | 166.7466 | 2000.9592 | 27.5546 | 330.655 | -0.43589 | -3.2678 | -0.51753 | -3.8799 | -0.30589 | -2.2932 | -0.38753 | -2.9052 | 0.29412 | 0.37256 | 0.25978 | 0.31911
0 | 0 | 0 | 0 | 0 | 0 | 0 | 0 | 0 | 0 | 0 | 0 | 0 | 0 | 0 | 0 | 0 | 0 | 0 | 0
SCT controlled to 70degF | 0.23948 | 0.17721 | 0.23948 | 24391.125 | 390258 | 5.7652 | 92.2428 | 0.1326 | 1.3661 | 0.069559 | 0.71663 | 0.1342 | 1.3826 | 0.071167 | 0.7332 | 18.3591 | 23.2549 | 1.9842 | 2.0304
SCT controlled to 70degF | -0.071399 | -0.052836 | -0.071399 | 21582.45 | 345319.2 | 6.46 | 103.3592 | 0.1306 | 1.3581 | 0.06815 | 0.70868 | 0.13236 | 1.3764 | 0.069904 | 0.72692 | 16.6744 | 21.121 | 1.9628 | 2.0127
SCT controlled to 70degF | -0.071399 | -0.052836 | -0.071399 | 21582.45 | 345319.2 | 6.46 | 103.3592 | 0.1306 | 1.3581 | 0.068146 | 0.70868 | 0.13235 | 1.3763 | 0.069901 | 0.72692 | 16.6738 | 21.1201 | 1.9628 | 2.0127
SCT controlled to 70degF | -0.16261 | -0.12033 | -0.16261 | 20399.85 | 326397.6 | 5.1443 | 82.309 | 0.12933 | 1.3506 | 0.067145 | 0.7012 | 0.13123 | 1.3704 | 0.069042 | 0.72102 | 15.3494 | 19.4425 | 1.943 | 1.9962
Control SCT to wetbulb + 17degF TD, 70degF min, backflood setpoint of 68degF | 1.0865 | 0.80402 | 1.0865 | 26165.025 | 418640.4 | 4.8043 | 76.869 | 0.13524 | 1.3605 | 0.070685 | 0.71111 | 0.137 | 1.3783 | 0.072447 | 0.72884 | 17.1551 | 21.7298 | 1.9693 | 2.0181
Control SCT to wetbulb + 17degF TD, 70degF min, backflood setpoint of 68degF | 0.41834 | 0.30958 | 0.41834 | 23652 | 378432 | 5.2182 | 83.4916 | 0.13161 | 1.3528 | 0.068431 | 0.70342 | 0.13349 | 1.3722 | 0.070313 | 0.72277 | 15.72 | 19.912 | 1.9489 | 2.0011
Control SCT to wetbulb + 17degF TD, 70degF min, backflood setpoint of 68degF | 0.41834 | 0.30958 | 0.41834 | 23652 | 378432 | 5.2182 | 83.4916 | 0.13164 | 1.3529 | 0.068448 | 0.70344 | 0.13352 | 1.3722 | 0.07033 | 0.72279 | 15.7234 | 19.9163 | 1.9489 | 2.0011
Control SCT to wetbulb + 17degF TD, 70degF min, backflood setpoint of 68degF | 0.79234 | 0.58633 | 0.79234 | 22469.4 | 359510.4 | 4.0948 | 65.516 | 0.1333 | 1.3475 | 0.069053 | 0.69806 | 0.13532 | 1.368 | 0.071079 | 0.71853 | 14.853 | 18.8138 | 1.9349 | 1.9894
Control SCT to wetbulb + 17degF TD, 70degF min, backflood setpt of 68degF, var-spd cond | 1.3511 | 0.99983 | 1.3511 | 27495.45 | 439927.2 | 4.8043 | 76.869 | 0.13192 | 1.3197 | 0.067 | 0.67026 | 0.13455 | 1.346 | 0.069633 | 0.69659 | 11.5517 | 14.6321 | 1.8654 | 1.9311
Control SCT to wetbulb + 17degF TD, 70degF min, backflood setpt of 68degF, var-spd cond | 0.80712 | 0.59727 | 0.80712 | 25130.25 | 402084 | 5.2478 | 83.9646 | 0.12845 | 1.3101 | 0.064777 | 0.66063 | 0.13123 | 1.3384 | 0.067557 | 0.68899 | 10.7263 | 13.5866 | 1.8425 | 1.9116
Control SCT to wetbulb + 17degF TD, 70degF min, backflood setpt of 68degF, var-spd cond | 0.80712 | 0.59727 | 0.80712 | 25130.25 | 402084 | 5.2478 | 83.9646 | 0.12851 | 1.3101 | 0.064807 | 0.66069 | 0.13129 | 1.3385 | 0.067587 | 0.68903 | 10.7305 | 13.5919 | 1.8426 | 1.9118
Control SCT to wetbulb + 17degF TD, 70degF min, backflood setpt of 68degF, var-spd cond | 1.0111 | 0.74823 | 1.0111 | 23947.65 | 383162.4 | 4.1095 | 65.7526 | 0.12949 | 1.3023 | 0.064912 | 0.65283 | 0.13247 | 1.3323 | 0.067895 | 0.68283 | 10.1385 | 12.8421 | 1.8243 | 1.8962
0 | 0 | 0 | 0 | 0 | 0 | 0 | 0 | 0 | 0 | 0 | 0 | 0 | 0 | 0 | 0 | 0 | 0 | 0 | 0
SST setpoint reset based on worst-case demand | 0.22351 | 0.1654 | 0.22351 | 1085.0355 | 17360.568 | 0.12772 | 2.0435 | 0.10791 | 0.96762 | 0.035486 | 0.31819 | 0.11911 | 1.0681 | 0.046688 | 0.41864 | 3.028 | 3.8354 | 1.2824 | 1.408
SST setpoint reset based on worst-case demand | 0.094904 | 0.070229 | 0.094904 | 960.8625 | 15373.8 | 0.14339 | 2.2942 | 0.088851 | 0.87447 | 0.022866 | 0.22505 | 0.10105 | 0.99453 | 0.035064 | 0.3451 | 2.5334 | 3.209 | 1.1845 | 1.3138
SST setpoint reset based on worst-case demand | 0.094904 | 0.070229 | 0.094904 | 960.8625 | 15373.8 | 0.14339 | 2.2942 | 0.089021 | 0.87513 | 0.022959 | 0.2257 | 0.10122 | 0.99505 | 0.035158 | 0.34562 | 2.5363 | 3.2127 | 1.1851 | 1.3145
SST setpoint reset based on worst-case demand | 0.20991 | 0.15533 | 0.20991 | 1040.688 | 16651.008 | 0.11412 | 1.8259 | 0.10604 | 0.95438 | 0.033883 | 0.30495 | 0.11751 | 1.0576 | 0.045354 | 0.40819 | 2.9462 | 3.7319 | 1.2675 | 1.3938
0 | 0 | 0 | 0 | 0 | 0 | 0 | 0 | 0 | 0 | 0 | 0 | 0 | 0 | 0 | 0 | 0 | 0 | 0 | 0
Hot water boiler (< 300 kBtuh, 84.5% AFUE, atmospheric) | 0 | 0 | 0 | 0 | 0 | 0 | 0 | 0 | 0 | 0 | 0 | 0 | 0 | 0 | 0 | 0 | 0 | 0 | 0
Hot water boiler (< 300 kBtuh, 84.5% AFUE, atmospheric) | 0 | 0 | 0 | 0 | 0 | 0 | 0 | 0 | 0 | 0 | 0 | 0 | 0 | 0 | 0 | 0 | 0 | 0 | 0
Hot water boiler (< 300 kBtuh, 84.5% AFUE, atmospheric) | 0 | 0 | 0 | 0 | 0 | 0 | 0 | 0 | 0 | 0 | 0 | 0 | 0 | 0 | 0 | 0 | 0 | 0 | 0
Hot water boiler (< 300 kBtuh, 84.5% AFUE, atmospheric) | 0 | 0 | 0 | 0 | 0 | 0 | 0 | 0 | 0 | 0 | 0 | 0 | 0 | 0 | 0 | 0 | 0 | 0 | 0
Hot water boiler (< 300 kBtuh, 84.5% AFUE, forced draft) | 0 | 0 | 0 | 0 | 0 | 0 | 0 | 0 | 0 | 0 | 0 | 0 | 0 | 0 | 0 | 0 | 0 | 0 | 0
Hot water boiler (< 300 kBtuh, 84.5% AFUE, forced draft) | 0 | 0 | 0 | 0 | 0 | 0 | 0 | 0 | 0 | 0 | 0 | 0 | 0 | 0 | 0 | 0 | 0 | 0 | 0
Hot water boiler (< 300 kBtuh, 84.5% AFUE, forced draft) | 0 | 0 | 0 | 0 | 0 | 0 | 0 | 0 | 0 | 0 | 0 | 0 | 0 | 0 | 0 | 0 | 0 | 0 | 0
Hot water boiler (< 300 kBtuh, 84.5% AFUE, forced draft) | 0 | 0 | 0 | 0 | 0 | 0 | 0 | 0 | 0 | 0 | 0 | 0 | 0 | 0 | 0 | 0 | 0 | 0 | 0
Hot water boiler (< 300 kBtuh, 94.0 AFUE, condensing) | 0 | 0 | 0 | 0 | 0 | 0 | 0 | 0 | 0 | 0 | 0 | 0 | 0 | 0 | 0 | 0 | 0 | 0 | 0
Hot water boiler (< 300 kBtuh, 94.0 AFUE, condensing) | 0 | 0 | 0 | 0 | 0 | 0 | 0 | 0 | 0 | 0 | 0 | 0 | 0 | 0 | 0 | 0 | 0 | 0 | 0
Hot water boiler (< 300 kBtuh, 94.0 AFUE, condensing) | 0 | 0 | 0 | 0 | 0 | 0 | 0 | 0 | 0 | 0 | 0 | 0 | 0 | 0 | 0 | 0 | 0 | 0 | 0
Hot water boiler (< 300 kBtuh, 94.0 AFUE, condensing) | 0 | 0 | 0 | 0 | 0 | 0 | 0 | 0 | 0 | 0 | 0 | 0 | 0 | 0 | 0 | 0 | 0 | 0 | 0
Hot water boiler (> 2500 kBtuh, 85.0% combustion efficiency, atmospheric) | 0 | 0 | 0 | 0 | 0 | 0 | 0 | 0 | 0 | 0 | 0 | 0 | 0 | 0 | 0 | 0 | 0 | 0 | 0
Hot water boiler (> 2500 kBtuh, 85.0% combustion efficiency, atmospheric) | 0 | 0 | 0 | 0 | 0 | 0 | 0 | 0 | 0 | 0 | 0 | 0 | 0 | 0 | 0 | 0 | 0 | 0 | 0
Hot water boiler (> 2500 kBtuh, 85.0% combustion efficiency, atmospheric) | 0 | 0 | 0 | 0 | 0 | 0 | 0 | 0 | 0 | 0 | 0 | 0 | 0 | 0 | 0 | 0 | 0 | 0 | 0
Hot water boiler (> 2500 kBtuh, 85.0% combustion efficiency, atmospheric) | 0 | 0 | 0 | 0 | 0 | 0 | 0 | 0 | 0 | 0 | 0 | 0 | 0 | 0 | 0 | 0 | 0 | 0 | 0
Hot water boiler (> 2500 kBtuh, 85.0% combustion efficiency, forced draft) | 0 | 0 | 0 | 0 | 0 | 0 | 0 | 0 | 0 | 0 | 0 | 0 | 0 | 0 | 0 | 0 | 0 | 0 | 0
Hot water boiler (> 2500 kBtuh, 85.0% combustion efficiency, forced draft) | 0 | 0 | 0 | 0 | 0 | 0 | 0 | 0 | 0 | 0 | 0 | 0 | 0 | 0 | 0 | 0 | 0 | 0 | 0
Hot water boiler (> 2500 kBtuh, 85.0% combustion efficiency, forced draft) | 0 | 0 | 0 | 0 | 0 | 0 | 0 | 0 | 0 | 0 | 0 | 0 | 0 | 0 | 0 | 0 | 0 | 0 | 0
Hot water boiler (> 2500 kBtuh, 85.0% combustion efficiency, forced draft) | 0 | 0 | 0 | 0 | 0 | 0 | 0 | 0 | 0 | 0 | 0 | 0 | 0 | 0 | 0 | 0 | 0 | 0 | 0
Hot water boiler (300-2500 kBtuh, 85.0% thermal efficiency, atmospheric) | 0 | 0 | 0 | 0 | 0 | 0 | 0 | 0 | 0 | 0 | 0 | 0 | 0 | 0 | 0 | 0 | 0 | 0 | 0
Hot water boiler (300-2500 kBtuh, 85.0% thermal efficiency, atmospheric) | 0 | 0 | 0 | 0 | 0 | 0 | 0 | 0 | 0 | 0 | 0 | 0 | 0 | 0 | 0 | 0 | 0 | 0 | 0
Hot water boiler (300-2500 kBtuh, 85.0% thermal efficiency, atmospheric) | 0 | 0 | 0 | 0 | 0 | 0 | 0 | 0 | 0 | 0 | 0 | 0 | 0 | 0 | 0 | 0 | 0 | 0 | 0
Hot water boiler (300-2500 kBtuh, 85.0% thermal efficiency, atmospheric) | 0 | 0 | 0 | 0 | 0 | 0 | 0 | 0 | 0 | 0 | 0 | 0 | 0 | 0 | 0 | 0 | 0 | 0 | 0
Hot water boiler (300-2500 kBtuh, 85.0% thermal efficiency, forced draft) | 0 | 0 | 0 | 0 | 0 | 0 | 0 | 0 | 0 | 0 | 0 | 0 | 0 | 0 | 0 | 0 | 0 | 0 | 0
Hot water boiler (300-2500 kBtuh, 85.0% thermal efficiency, forced draft) | 0 | 0 | 0 | 0 | 0 | 0 | 0 | 0 | 0 | 0 | 0 | 0 | 0 | 0 | 0 | 0 | 0 | 0 | 0
Hot water boiler (300-2500 kBtuh, 85.0% thermal efficiency, forced draft) | 0 | 0 | 0 | 0 | 0 | 0 | 0 | 0 | 0 | 0 | 0 | 0 | 0 | 0 | 0 | 0 | 0 | 0 | 0
Hot water boiler (300-2500 kBtuh, 85.0% thermal efficiency, forced draft) | 0 | 0 | 0 | 0 | 0 | 0 | 0 | 0 | 0 | 0 | 0 | 0 | 0 | 0 | 0 | 0 | 0 | 0 | 0
Hot water boiler (300-2500 kBtuh, 94.0% thermal efficiency, condensing) | -0.009281 | -0.01355 | -0.009281 | -374.6477 | -7492.9536 | 786.1925 | 15723.8496 | 0.14485 | 0.58655 | 0.14485 | -0.086097 | 0.14485 | 0.76765 | 0.14485 | 0.094996 | 1.5688 | 1.9586 | 0.90198 | 1.0185
Hot water boiler (300-2500 kBtuh, 94.0% thermal efficiency, condensing) | -0.0075497 | -0.011023 | -0.0075497 | -349.1035 | -6982.0704 | 709.56 | 14191.2 | 0.14385 | 0.48829 | 0.14385 | -0.18436 | 0.14385 | 0.68894 | 0.14385 | 0.016289 | 1.4141 | 1.7655 | 0.8482 | 0.96319
Hot water boiler (300-2500 kBtuh, 94.0% thermal efficiency, condensing) | -0.0075497 | -0.011023 | -0.0075497 | -349.1035 | -6982.0704 | 709.56 | 14191.2 | 0.14389 | 0.48829 | 0.14389 | -0.18436 | 0.14389 | 0.68894 | 0.14389 | 0.016289 | 1.4141 | 1.7655 | 0.84819 | 0.96318
Hot water boiler (300-2500 kBtuh, 94.0% thermal efficiency, condensing) | -0.008316 | -0.012141 | -0.008316 | -306.5299 | -6130.5984 | 635.7658 | 12715.3152 | 0.14505 | 0.37127 | 0.14505 | -0.30138 | 0.14505 | 0.59521 | 0.14505 | -0.077436 | 1.2678 | 1.5829 | 0.79346 | 0.90636
0 | 0 | 0 | 0 | 0 | 0 | 0 | 0 | 0 | 0 | 0 | 0 | 0 | 0 | 0 | 0 | 0 | 0 | 0 | 0
Small storage HP water heater: 40 gallon, EF = 2.00, RE = 0.98, Cap = 4.5 kW, UA = 4.20 BTU/hr-F | 0 | 0 | 0 | 0 | 0 | 0 | 0 | 0 | 0 | 0 | 0 | 0 | 0 | 0 | 0 | 0 | 0 | 0 | 0
Small storage HP water heater: 40 gallon, EF = 2.00, RE = 0.98, Cap = 4.5 kW, UA = 4.20 BTU/hr-F | 0 | 0 | 0 | 0 | 0 | 0 | 0 | 0 | 0 | 0 | 0 | 0 | 0 | 0 | 0 | 0 | 0 | 0 | 0
Small storage HP water heater: 40 gallon, EF = 2.00, RE = 0.98, Cap = 4.5 kW, UA = 4.20 BTU/hr-F | 0 | 0 | 0 | 0 | 0 | 0 | 0 | 0 | 0 | 0 | 0 | 0 | 0 | 0 | 0 | 0 | 0 | 0 | 0
Small storage HP water heater: 40 gallon, EF = 2.00, RE = 0.98, Cap = 4.5 kW, UA = 4.20 BTU/hr-F | 0 | 0 | 0 | 0 | 0 | 0 | 0 | 0 | 0 | 0 | 0 | 0 | 0 | 0 | 0 | 0 | 0 | 0 | 0
Small storage HP water heater: 40 gallon, EF = 2.20, RE = 0.98, Cap = 4.5 kW, UA = 4.20 BTU/hr-F | 1.3504 | 1.9716 | 1.3504 | 6485.8219 | 64858.2188 | 0 | 0 | 0.064022 | 0 | -0.0055778 | 0 | 0.078839 | 0 | 0.0092393 | 0 | 1.705 | 2.0374 | 0.96523 | 1.0635
Small storage HP water heater: 40 gallon, EF = 2.20, RE = 0.98, Cap = 4.5 kW, UA = 4.20 BTU/hr-F | 1.3387 | 1.9546 | 1.3387 | 6119.955 | 61199.55 | 0 | 0 | 0.053254 | 0 | -0.013946 | 0 | 0.068957 | 0 | 0.0017569 | 0 | 1.5533 | 1.8562 | 0.91467 | 1.0119
Small storage HP water heater: 40 gallon, EF = 2.20, RE = 0.98, Cap = 4.5 kW, UA = 4.20 BTU/hr-F | 1.3387 | 1.9546 | 1.3387 | 6119.955 | 61199.55 | 0 | 0 | 0.053618 | 0 | -0.013745 | 0 | 0.069321 | 0 | 0.0019574 | 0 | 1.5571 | 1.8607 | 0.91599 | 1.0132
Small storage HP water heater: 40 gallon, EF = 2.20, RE = 0.98, Cap = 4.5 kW, UA = 4.20 BTU/hr-F | 1.2539 | 1.8307 | 1.2539 | 5887.1306 | 58871.3063 | 0 | 0 | 0.054925 | 0 | -0.014737 | 0 | 0.071249 | 0 | 0.0015866 | 0 | 1.549 | 1.851 | 0.91316 | 1.0103
Small storage HP water heater: 40 gallon, EF = 2.40, RE = 0.98, Cap = 4.5 kW, UA = 4.20 BTU/hr-F | 1.4668 | 2.1415 | 1.4668 | 7134.4041 | 71344.0406 | 0 | 0 | 0.072007 | 0 | 0.0025287 | 0 | 0.085477 | 0 | 0.015999 | 0 | 1.8722 | 2.2372 | 1.0166 | 1.1155
Small storage HP water heater: 40 gallon, EF = 2.40, RE = 0.98, Cap = 4.5 kW, UA = 4.20 BTU/hr-F | 1.4568 | 2.127 | 1.4568 | 6735.2766 | 67352.7656 | 0 | 0 | 0.061864 | 0 | -0.005254 | 0 | 0.076132 | 0 | 0.0090143 | 0 | 1.7074 | 2.0403 | 0.96601 | 1.0642
Small storage HP water heater: 40 gallon, EF = 2.40, RE = 0.98, Cap = 4.5 kW, UA = 4.20 BTU/hr-F | 1.4568 | 2.127 | 1.4568 | 6735.2766 | 67352.7656 | 0 | 0 | 0.062224 | 0 | -0.0050557 | 0 | 0.076492 | 0 | 0.0092126 | 0 | 1.7115 | 2.0452 | 0.96733 | 1.0656
Small storage HP water heater: 40 gallon, EF = 2.40, RE = 0.98, Cap = 4.5 kW, UA = 4.20 BTU/hr-F | 1.362 | 1.9886 | 1.362 | 6485.8219 | 64858.2188 | 0 | 0 | 0.063854 | 0 | -0.0056704 | 0 | 0.078671 | 0 | 0.0091466 | 0 | 1.7031 | 2.0352 | 0.96463 | 1.0629
Small storage HP water heater: 50 gallon, EF = 2.00, RE = 0.98, Cap = 5 kW, UA = 4.20 BTU/hr-F | 0 | 0 | 0 | 0 | 0 | 0 | 0 | 0 | 0 | 0 | 0 | 0 | 0 | 0 | 0 | 0 | 0 | 0 | 0
Small storage HP water heater: 50 gallon, EF = 2.00, RE = 0.98, Cap = 5 kW, UA = 4.20 BTU/hr-F | 0 | 0 | 0 | 0 | 0 | 0 | 0 | 0 | 0 | 0 | 0 | 0 | 0 | 0 | 0 | 0 | 0 | 0 | 0
Small storage HP water heater: 50 gallon, EF = 2.00, RE = 0.98, Cap = 5 kW, UA = 4.20 BTU/hr-F | 0 | 0 | 0 | 0 | 0 | 0 | 0 | 0 | 0 | 0 | 0 | 0 | 0 | 0 | 0 | 0 | 0 | 0 | 0
Small storage HP water heater: 50 gallon, EF = 2.00, RE = 0.98, Cap = 5 kW, UA = 4.20 BTU/hr-F | 0 | 0 | 0 | 0 | 0 | 0 | 0 | 0 | 0 | 0 | 0 | 0 | 0 | 0 | 0 | 0 | 0 | 0 | 0
Small storage HP water heater: 50 gallon, EF = 2.20, RE = 0.98, Cap = 5 kW, UA = 4.20 BTU/hr-F | 1.4901 | 2.1755 | 1.4901 | 7467.0103 | 74670.1031 | 0 | 0 | 0.098092 | 0 | 0.028896 | 0 | 0.10537 | 0 | 0.036174 | 0 | 2.7565 | 3.1696 | 1.2311 | 1.3072
Small storage HP water heater: 50 gallon, EF = 2.20, RE = 0.98, Cap = 5 kW, UA = 4.20 BTU/hr-F | 1.4917 | 2.1779 | 1.4917 | 7067.8828 | 70678.8281 | 0 | 0 | 0.089925 | 0 | 0.022983 | 0 | 0.097615 | 0 | 0.030672 | 0 | 2.5242 | 2.9025 | 1.1825 | 1.2594
Small storage HP water heater: 50 gallon, EF = 2.20, RE = 0.98, Cap = 5 kW, UA = 4.20 BTU/hr-F | 1.4917 | 2.1779 | 1.4917 | 7067.8828 | 70678.8281 | 0 | 0 | 0.090277 | 0 | 0.023176 | 0 | 0.097966 | 0 | 0.030865 | 0 | 2.5301 | 2.9093 | 1.1838 | 1.2607
Small storage HP water heater: 50 gallon, EF = 2.20, RE = 0.98, Cap = 5 kW, UA = 4.20 BTU/hr-F | 1.3986 | 2.042 | 1.3986 | 6835.0584 | 68350.5844 | 0 | 0 | 0.093109 | 0 | 0.023832 | 0 | 0.10106 | 0 | 0.031783 | 0 | 2.5262 | 2.9047 | 1.1829 | 1.2598
Small storage HP water heater: 50 gallon, EF = 2.40, RE = 0.98, Cap = 5 kW, UA = 4.20 BTU/hr-F | 1.6181 | 2.3625 | 1.6181 | 8198.7441 | 81987.4406 | 0 | 0 | 0.10285 | 0 | 0.033755 | 0 | 0.10948 | 0 | 0.040384 | 0 | 3.0221 | 3.475 | 1.2814 | 1.3563
Small storage HP water heater: 50 gallon, EF = 2.40, RE = 0.98, Cap = 5 kW, UA = 4.20 BTU/hr-F | 1.6215 | 2.3673 | 1.6215 | 7766.3559 | 77663.5594 | 0 | 0 | 0.095062 | 0 | 0.028195 | 0 | 0.10206 | 0 | 0.035193 | 0 | 2.7705 | 3.1856 | 1.2339 | 1.3099
Small storage HP water heater: 50 gallon, EF = 2.40, RE = 0.98, Cap = 5 kW, UA = 4.20 BTU/hr-F | 1.6215 | 2.3673 | 1.6215 | 7766.3559 | 77663.5594 | 0 | 0 | 0.095409 | 0 | 0.028387 | 0 | 0.10241 | 0 | 0.035385 | 0 | 2.7769 | 3.1931 | 1.2352 | 1.3112
Small storage HP water heater: 50 gallon, EF = 2.40, RE = 0.98, Cap = 5 kW, UA = 4.20 BTU/hr-F | 1.5167 | 2.2144 | 1.5167 | 7516.9013 | 75169.0125 | 0 | 0 | 0.098352 | 0 | 0.029206 | 0 | 0.10558 | 0 | 0.036436 | 0 | 2.7729 | 3.1885 | 1.2344 | 1.3104
Small storage HP water heater: 60 gallon, EF = 2.20, RE = 0.98, Cap = 5.5 kW, UA = 4.20 BTU/hr-F | 0 | 0 | 0 | 0 | 0 | 0 | 0 | 0 | 0 | 0 | 0 | 0 | 0 | 0 | 0 | 0 | 0 | 0 | 0
Small storage HP water heater: 60 gallon, EF = 2.20, RE = 0.98, Cap = 5.5 kW, UA = 4.20 BTU/hr-F | 0 | 0 | 0 | 0 | 0 | 0 | 0 | 0 | 0 | 0 | 0 | 0 | 0 | 0 | 0 | 0 | 0 | 0 | 0
Small storage HP water heater: 60 gallon, EF = 2.20, RE = 0.98, Cap = 5.5 kW, UA = 4.20 BTU/hr-F | 0 | 0 | 0 | 0 | 0 | 0 | 0 | 0 | 0 | 0 | 0 | 0 | 0 | 0 | 0 | 0 | 0 | 0 | 0
Small storage HP water heater: 60 gallon, EF = 2.20, RE = 0.98, Cap = 5.5 kW, UA = 4.20 BTU/hr-F | 0 | 0 | 0 | 0 | 0 | 0 | 0 | 0 | 0 | 0 | 0 | 0 | 0 | 0 | 0 | 0 | 0 | 0 | 0
Small storage HP water heater: 60 gallon, EF = 2.40, RE = 0.98, Cap = 5.5 kW, UA = 4.20 BTU/hr-F | 0 | 0 | 0 | 0 | 0 | 0 | 0 | 0 | 0 | 0 | 0 | 0 | 0 | 0 | 0 | 0 | 0 | 0 | 0
Small storage HP water heater: 60 gallon, EF = 2.40, RE = 0.98, Cap = 5.5 kW, UA = 4.20 BTU/hr-F | 0 | 0 | 0 | 0 | 0 | 0 | 0 | 0 | 0 | 0 | 0 | 0 | 0 | 0 | 0 | 0 | 0 | 0 | 0
Small storage HP water heater: 60 gallon, EF = 2.40, RE = 0.98, Cap = 5.5 kW, UA = 4.20 BTU/hr-F | 0 | 0 | 0 | 0 | 0 | 0 | 0 | 0 | 0 | 0 | 0 | 0 | 0 | 0 | 0 | 0 | 0 | 0 | 0
Small storage HP water heater: 60 gallon, EF = 2.40, RE = 0.98, Cap = 5.5 kW, UA = 4.20 BTU/hr-F | 0 | 0 | 0 | 0 | 0 | 0 | 0 | 0 | 0 | 0 | 0 | 0 | 0 | 0 | 0 | 0 | 0 | 0 | 0
Small storage HP water heater: 75 gallon, EF = 2.20, RE = 0.98, Cap = 5.5 kW, UA = 4.20 BTU/hr-F | 0 | 0 | 0 | 0 | 0 | 0 | 0 | 0 | 0 | 0 | 0 | 0 | 0 | 0 | 0 | 0 | 0 | 0 | 0
Small storage HP water heater: 75 gallon, EF = 2.20, RE = 0.98, Cap = 5.5 kW, UA = 4.20 BTU/hr-F | 0 | 0 | 0 | 0 | 0 | 0 | 0 | 0 | 0 | 0 | 0 | 0 | 0 | 0 | 0 | 0 | 0 | 0 | 0
Small storage HP water heater: 75 gallon, EF = 2.20, RE = 0.98, Cap = 5.5 kW, UA = 4.20 BTU/hr-F | 0 | 0 | 0 | 0 | 0 | 0 | 0 | 0 | 0 | 0 | 0 | 0 | 0 | 0 | 0 | 0 | 0 | 0 | 0
Small storage HP water heater: 75 gallon, EF = 2.20, RE = 0.98, Cap = 5.5 kW, UA = 4.20 BTU/hr-F | 0 | 0 | 0 | 0 | 0 | 0 | 0 | 0 | 0 | 0 | 0 | 0 | 0 | 0 | 0 | 0 | 0 | 0 | 0
Small storage HP water heater: 75 gallon, EF = 2.40, RE = 0.98, Cap = 5.5 kW, UA = 4.20 BTU/hr-F | 0 | 0 | 0 | 0 | 0 | 0 | 0 | 0 | 0 | 0 | 0 | 0 | 0 | 0 | 0 | 0 | 0 | 0 | 0
Small storage HP water heater: 75 gallon, EF = 2.40, RE = 0.98, Cap = 5.5 kW, UA = 4.20 BTU/hr-F | 0 | 0 | 0 | 0 | 0 | 0 | 0 | 0 | 0 | 0 | 0 | 0 | 0 | 0 | 0 | 0 | 0 | 0 | 0
Small storage HP water heater: 75 gallon, EF = 2.40, RE = 0.98, Cap = 5.5 kW, UA = 4.20 BTU/hr-F | 0 | 0 | 0 | 0 | 0 | 0 | 0 | 0 | 0 | 0 | 0 | 0 | 0 | 0 | 0 | 0 | 0 | 0 | 0
Small storage HP water heater: 75 gallon, EF = 2.40, RE = 0.98, Cap = 5.5 kW, UA = 4.20 BTU/hr-F | 0 | 0 | 0 | 0 | 0 | 0 | 0 | 0 | 0 | 0 | 0 | 0 | 0 | 0 | 0 | 0 | 0 | 0 | 0
Small storage Gas water heater: 40 gallon, EF = 0.70, RE = 0.82, Cap = 40kBTUh, UA = 4.63 BTU/hr-F, AuxBTUh: 350 | 0 | 0 | 0 | 0 | 0 | 509.9963 | 5099.9625 | 0 | -0.090573 | 0 | -0.68084 | 0 | -0.19619 | 0 | -0.78646 | 0.93548 | 0.87002 | 0.65855 | 0.62543
Small storage Gas water heater: 40 gallon, EF = 0.70, RE = 0.82, Cap = 40kBTUh, UA = 4.63 BTU/hr-F, AuxBTUh: 350 | 0 | 0 | 0 | 0 | 0 | 501.1268 | 5011.2675 | 0 | -0.11542 | 0 | -0.70569 | 0 | -0.2229 | 0 | -0.81317 | 0.91921 | 0.85489 | 0.65045 | 0.61757
Small storage Gas water heater: 40 gallon, EF = 0.70, RE = 0.82, Cap = 40kBTUh, UA = 4.63 BTU/hr-F, AuxBTUh: 350 | 0 | 0 | 0 | 0 | 0 | 501.1268 | 5011.2675 | 0 | -0.11542 | 0 | -0.70569 | 0 | -0.2229 | 0 | -0.81317 | 0.91921 | 0.85489 | 0.65045 | 0.61757
Small storage Gas water heater: 40 gallon, EF = 0.70, RE = 0.82, Cap = 40kBTUh, UA = 4.63 BTU/hr-F, AuxBTUh: 350 | 0 | 0 | 0 | 0 | 0 | 470.0835 | 4700.835 | 0 | -0.20976 | 0 | -0.80003 | 0 | -0.32434 | 0 | -0.91461 | 0.86227 | 0.80193 | 0.62141 | 0.58945
Small storage Gas water heater: 40 gallon, EF = 0.82, RE = 0.9, Cap = 40kBTUh, UA = 2.61 BTU/hr-F, VentW: 50, AuxBTUh: 350 | -0.17828 | -0.26028 | -0.17828 | -917.9933 | -9179.9325 | 1649.727 | 16497.27 | 0.15338 | 0.66223 | 0.15338 | 0.07196 | 0.15338 | 0.61326 | 0.15338 | 0.022986 | 1.8863 | 1.7543 | 0.98921 | 0.95166
Small storage Gas water heater: 40 gallon, EF = 0.82, RE = 0.9, Cap = 40kBTUh, UA = 2.61 BTU/hr-F, VentW: 50, AuxBTUh: 350 | -0.19025 | -0.27777 | -0.19025 | -891.3847 | -8913.8475 | 1603.1621 | 16031.6213 | 0.1491 | 0.64333 | 0.1491 | 0.053053 | 0.1491 | 0.59293 | 0.1491 | 0.0026571 | 1.8367 | 1.7081 | 0.97631 | 0.93877
Small storage Gas water heater: 40 gallon, EF = 0.82, RE = 0.9, Cap = 40kBTUh, UA = 2.61 BTU/hr-F, VentW: 50, AuxBTUh: 350 | -0.19025 | -0.27777 | -0.19025 | -891.3847 | -8913.8475 | 1603.1621 | 16031.6213 | 0.14946 | 0.64333 | 0.14946 | 0.053053 | 0.14946 | 0.59293 | 0.14946 | 0.0026571 | 1.8364 | 1.7079 | 0.97616 | 0.93862
Small storage Gas water heater: 40 gallon, EF = 0.82, RE = 0.9, Cap = 40kBTUh, UA = 2.61 BTU/hr-F, VentW: 50, AuxBTUh: 350 | -0.17229 | -0.25154 | -0.17229 | -851.472 | -8514.72 | 1510.0324 | 15100.3238 | 0.15389 | 0.60201 | 0.15389 | 0.011742 | 0.15389 | 0.54851 | 0.15389 | -0.041762 | 1.7245 | 1.6039 | 0.94235 | 0.90513
Small storage Gas water heater: 50 gallon, EF = 0.67, RE = 0.79, Cap = 40kBTUh, UA = 4.85 BTU/hr-F, AuxBTUh: 350 | 0 | 0 | 0 | 0 | 0 | 0 | 0 | 0 | 0 | 0 | 0 | 0 | 0 | 0 | 0 | 0 | 0 | 0 | 0
Small storage Gas water heater: 50 gallon, EF = 0.67, RE = 0.79, Cap = 40kBTUh, UA = 4.85 BTU/hr-F, AuxBTUh: 350 | 0 | 0 | 0 | 0 | 0 | 0 | 0 | 0 | 0 | 0 | 0 | 0 | 0 | 0 | 0 | 0 | 0 | 0 | 0
Small storage Gas water heater: 50 gallon, EF = 0.67, RE = 0.79, Cap = 40kBTUh, UA = 4.85 BTU/hr-F, AuxBTUh: 350 | 0 | 0 | 0 | 0 | 0 | 0 | 0 | 0 | 0 | 0 | 0 | 0 | 0 | 0 | 0 | 0 | 0 | 0 | 0
Small storage Gas water heater: 50 gallon, EF = 0.67, RE = 0.79, Cap = 40kBTUh, UA = 4.85 BTU/hr-F, AuxBTUh: 350 | 0 | 0 | 0 | 0 | 0 | 0 | 0 | 0 | 0 | 0 | 0 | 0 | 0 | 0 | 0 | 0 | 0 | 0 | 0
Small storage Gas water heater: 50 gallon, EF = 0.70, RE = 0.82, Cap = 40kBTUh, UA = 4.63 BTU/hr-F, AuxBTUh: 350 | 0 | 0 | 0 | 0 | 0 | 647.4735 | 6474.735 | 0 | 0.089267 | 0 | -0.501 | 0 | 0.0040931 | 0 | -0.58618 | 1.0729 | 1.0031 | 0.72384 | 0.69138
Small storage Gas water heater: 50 gallon, EF = 0.70, RE = 0.82, Cap = 40kBTUh, UA = 4.63 BTU/hr-F, AuxBTUh: 350 | 0 | 0 | 0 | 0 | 0 | 656.343 | 6563.43 | 0 | 0.10581 | 0 | -0.48447 | 0 | 0.021783 | 0 | -0.56849 | 1.0876 | 1.0169 | 0.7305 | 0.69788
Small storage Gas water heater: 50 gallon, EF = 0.70, RE = 0.82, Cap = 40kBTUh, UA = 4.63 BTU/hr-F, AuxBTUh: 350 | 0 | 0 | 0 | 0 | 0 | 656.343 | 6563.43 | 0 | 0.10581 | 0 | -0.48447 | 0 | 0.021783 | 0 | -0.56849 | 1.0876 | 1.0169 | 0.7305 | 0.69788
Small storage Gas water heater: 50 gallon, EF = 0.70, RE = 0.82, Cap = 40kBTUh, UA = 4.63 BTU/hr-F, AuxBTUh: 350 | 0 | 0 | 0 | 0 | 0 | 572.0828 | 5720.8275 | 0 | -0.07202 | 0 | -0.66229 | 0 | -0.16842 | 0 | -0.75869 | 0.94801 | 0.88632 | 0.66474 | 0.63381
Small storage Gas water heater: 50 gallon, EF = 0.82, RE = 0.9, Cap = 40kBTUh, UA = 2.61 BTU/hr-F, VentW: 50, AuxBTUh: 350 | -0.19225 | -0.28068 | -0.19225 | -1011.123 | -10111.23 | 2035.5503 | 20355.5025 | 0.15296 | 0.72921 | 0.15296 | 0.13894 | 0.15296 | 0.68857 | 0.15296 | 0.098297 | 2.1186 | 1.9808 | 1.0536 | 1.0184
Small storage Gas water heater: 50 gallon, EF = 0.82, RE = 0.9, Cap = 40kBTUh, UA = 2.61 BTU/hr-F, VentW: 50, AuxBTUh: 350 | -0.20489 | -0.29913 | -0.20489 | -984.5145 | -9845.145 | 2062.1588 | 20621.5875 | 0.1487 | 0.73674 | 0.1487 | 0.14647 | 0.1487 | 0.69663 | 0.1487 | 0.10636 | 2.155 | 2.0148 | 1.0647 | 1.0293
Small storage Gas water heater: 50 gallon, EF = 0.82, RE = 0.9, Cap = 40kBTUh, UA = 2.61 BTU/hr-F, VentW: 50, AuxBTUh: 350 | -0.20489 | -0.29913 | -0.20489 | -984.5145 | -9845.145 | 2062.1588 | 20621.5875 | 0.14905 | 0.73674 | 0.14905 | 0.14647 | 0.14905 | 0.69663 | 0.14905 | 0.10636 | 2.1547 | 2.0145 | 1.0646 | 1.0292
Small storage Gas water heater: 50 gallon, EF = 0.82, RE = 0.9, Cap = 40kBTUh, UA = 2.61 BTU/hr-F, VentW: 50, AuxBTUh: 350 | -0.18559 | -0.27097 | -0.18559 | -937.9496 | -9379.4963 | 1822.6823 | 18226.8225 | 0.15343 | 0.66101 | 0.15343 | 0.070737 | 0.15343 | 0.61562 | 0.15343 | 0.025353 | 1.8925 | 1.7694 | 0.99339 | 0.95838
Small storage Gas water heater: 60 gallon, EF = 0.78, RE = 0.9, Cap = 40kBTUh, UA = 4.13 BTU/hr-F, VentW: 50, AuxBTUh: 350 | 0 | 0 | 0 | 0 | 0 | 0 | 0 | 0 | 0 | 0 | 0 | 0 | 0 | 0 | 0 | 0 | 0 | 0 | 0
Small storage Gas water heater: 60 gallon, EF = 0.78, RE = 0.9, Cap = 40kBTUh, UA = 4.13 BTU/hr-F, VentW: 50, AuxBTUh: 350 | 0 | 0 | 0 | 0 | 0 | 0 | 0 | 0 | 0 | 0 | 0 | 0 | 0 | 0 | 0 | 0 | 0 | 0 | 0
Small storage Gas water heater: 60 gallon, EF = 0.78, RE = 0.9, Cap = 40kBTUh, UA = 4.13 BTU/hr-F, VentW: 50, AuxBTUh: 350 | 0 | 0 | 0 | 0 | 0 | 0 | 0 | 0 | 0 | 0 | 0 | 0 | 0 | 0 | 0 | 0 | 0 | 0 | 0
Small storage Gas water heater: 60 gallon, EF = 0.78, RE = 0.9, Cap = 40kBTUh, UA = 4.13 BTU/hr-F, VentW: 50, AuxBTUh: 350 | 0 | 0 | 0 | 0 | 0 | 0 | 0 | 0 | 0 | 0 | 0 | 0 | 0 | 0 | 0 | 0 | 0 | 0 | 0
Small storage Gas water heater: 60 gallon, EF = 0.80, RE = 0.92, Cap = 40kBTUh, UA = 4.02 BTU/hr-F, VentW: 50, AuxBTUh: 350 | 0.017029 | 0.024863 | 0.017029 | 76.7212 | 767.2118 | 616.4303 | 6164.3025 | -0.0057706 | -0.048492 | -0.076013 | -0.63876 | -0.019773 | -0.16616 | -0.090016 | -0.75643 | 0.96439 | 0.88768 | 0.67275 | 0.6345
Small storage Gas water heater: 60 gallon, EF = 0.80, RE = 0.92, Cap = 40kBTUh, UA = 4.02 BTU/hr-F, VentW: 50, AuxBTUh: 350 | 0.019469 | 0.028424 | 0.019469 | 76.7212 | 767.2118 | 611.9955 | 6119.955 | -0.0068053 | -0.058751 | -0.075177 | -0.64902 | -0.020537 | -0.1773 | -0.088909 | -0.76758 | 0.95718 | 0.88104 | 0.66923 | 0.6311
Small storage Gas water heater: 60 gallon, EF = 0.80, RE = 0.92, Cap = 40kBTUh, UA = 4.02 BTU/hr-F, VentW: 50, AuxBTUh: 350 | 0.019469 | 0.028424 | 0.019469 | 76.7212 | 767.2118 | 611.9955 | 6119.955 | -0.0068178 | -0.058697 | -0.07538 | -0.64897 | -0.020588 | -0.17724 | -0.08915 | -0.76752 | 0.95721 | 0.88108 | 0.66925 | 0.63112
Small storage Gas water heater: 60 gallon, EF = 0.80, RE = 0.92, Cap = 40kBTUh, UA = 4.02 BTU/hr-F, VentW: 50, AuxBTUh: 350 | 0.010643 | 0.015539 | 0.010643 | 66.9647 | 669.6472 | 536.6047 | 5366.0475 | -0.028679 | -0.25199 | -0.095858 | -0.84226 | -0.044072 | -0.38724 | -0.11125 | -0.97751 | 0.839 | 0.77226 | 0.60923 | 0.57326
Small storage Gas water heater: 60 gallon, EF = 0.82, RE = 0.92, Cap = 40kBTUh, UA = 3.26 BTU/hr-F, VentW: 50, AuxBTUh: 350 | 0.017429 | 0.025446 | 0.017429 | 79.382 | 793.8202 | 634.1693 | 6341.6925 | -0.0012267 | -0.010325 | -0.071357 | -0.6006 | -0.014815 | -0.12469 | -0.084945 | -0.71496 | 0.9922 | 0.91328 | 0.68617 | 0.64747
Small storage Gas water heater: 60 gallon, EF = 0.82, RE = 0.92, Cap = 40kBTUh, UA = 3.26 BTU/hr-F, VentW: 50, AuxBTUh: 350 | 0.019956 | 0.029136 | 0.019956 | 78.9386 | 789.3855 | 634.1693 | 6341.6925 | -0.0012649 | -0.010926 | -0.069605 | -0.6012 | -0.014512 | -0.12535 | -0.082853 | -0.71562 | 0.99175 | 0.91286 | 0.68595 | 0.64727
Small storage Gas water heater: 60 gallon, EF = 0.82, RE = 0.92, Cap = 40kBTUh, UA = 3.26 BTU/hr-F, VentW: 50, AuxBTUh: 350 | 0.019956 | 0.029136 | 0.019956 | 78.9386 | 789.3855 | 634.1693 | 6341.6925 | -0.0012624 | -0.010873 | -0.069792 | -0.60115 | -0.014546 | -0.12529 | -0.083075 | -0.71556 | 0.99179 | 0.9129 | 0.68597 | 0.64728
Small storage Gas water heater: 60 gallon, EF = 0.82, RE = 0.92, Cap = 40kBTUh, UA = 3.26 BTU/hr-F, VentW: 50, AuxBTUh: 350 | 0.010909 | 0.015928 | 0.010909 | 69.1821 | 691.821 | 554.3438 | 5543.4375 | -0.022961 | -0.20192 | -0.090082 | -0.79219 | -0.037849 | -0.33285 | -0.10497 | -0.92312 | 0.86672 | 0.79778 | 0.62372 | 0.58721
Small storage Gas water heater: 75 gallon, EF = 0.78, RE = 0.9, Cap = 70kBTUh, UA = 4.03 BTU/hr-F, VentW: 50, AuxBTUh: 350 | 0 | 0 | 0 | 0 | 0 | 0 | 0 | 0 | 0 | 0 | 0 | 0 | 0 | 0 | 0 | 0 | 0 | 0 | 0
Small storage Gas water heater: 75 gallon, EF = 0.78, RE = 0.9, Cap = 70kBTUh, UA = 4.03 BTU/hr-F, VentW: 50, AuxBTUh: 350 | 0 | 0 | 0 | 0 | 0 | 0 | 0 | 0 | 0 | 0 | 0 | 0 | 0 | 0 | 0 | 0 | 0 | 0 | 0
Small storage Gas water heater: 75 gallon, EF = 0.78, RE = 0.9, Cap = 70kBTUh, UA = 4.03 BTU/hr-F, VentW: 50, AuxBTUh: 350 | 0 | 0 | 0 | 0 | 0 | 0 | 0 | 0 | 0 | 0 | 0 | 0 | 0 | 0 | 0 | 0 | 0 | 0 | 0
Small storage Gas water heater: 75 gallon, EF = 0.78, RE = 0.9, Cap = 70kBTUh, UA = 4.03 BTU/hr-F, VentW: 50, AuxBTUh: 350 | 0 | 0 | 0 | 0 | 0 | 0 | 0 | 0 | 0 | 0 | 0 | 0 | 0 | 0 | 0 | 0 | 0 | 0 | 0
Small storage Gas water heater: 75 gallon, EF = 0.80, RE = 0.92, Cap = 70kBTUh, UA = 3.92 BTU/hr-F, VentW: 50, AuxBTUh: 350 | 0 | 0 | 0 | 0 | 0 | 0 | 0 | 0 | 0 | 0 | 0 | 0 | 0 | 0 | 0 | 0 | 0 | 0 | 0
Small storage Gas water heater: 75 gallon, EF = 0.80, RE = 0.92, Cap = 70kBTUh, UA = 3.92 BTU/hr-F, VentW: 50, AuxBTUh: 350 | 0 | 0 | 0 | 0 | 0 | 0 | 0 | 0 | 0 | 0 | 0 | 0 | 0 | 0 | 0 | 0 | 0 | 0 | 0
Small storage Gas water heater: 75 gallon, EF = 0.80, RE = 0.92, Cap = 70kBTUh, UA = 3.92 BTU/hr-F, VentW: 50, AuxBTUh: 350 | 0 | 0 | 0 | 0 | 0 | 0 | 0 | 0 | 0 | 0 | 0 | 0 | 0 | 0 | 0 | 0 | 0 | 0 | 0
Small storage Gas water heater: 75 gallon, EF = 0.80, RE = 0.92, Cap = 70kBTUh, UA = 3.92 BTU/hr-F, VentW: 50, AuxBTUh: 350 | 0 | 0 | 0 | 0 | 0 | 0 | 0 | 0 | 0 | 0 | 0 | 0 | 0 | 0 | 0 | 0 | 0 | 0 | 0
Small storage Gas water heater: 75 gallon, EF = 0.82, RE = 0.94, Cap = 70kBTUh, UA = 3.83 BTU/hr-F, VentW: 50, AuxBTUh: 350 | 0 | 0 | 0 | 0 | 0 | 0 | 0 | 0 | 0 | 0 | 0 | 0 | 0 | 0 | 0 | 0 | 0 | 0 | 0
Small storage Gas water heater: 75 gallon, EF = 0.82, RE = 0.94, Cap = 70kBTUh, UA = 3.83 BTU/hr-F, VentW: 50, AuxBTUh: 350 | 0 | 0 | 0 | 0 | 0 | 0 | 0 | 0 | 0 | 0 | 0 | 0 | 0 | 0 | 0 | 0 | 0 | 0 | 0
Small storage Gas water heater: 75 gallon, EF = 0.82, RE = 0.94, Cap = 70kBTUh, UA = 3.83 BTU/hr-F, VentW: 50, AuxBTUh: 350 | 0 | 0 | 0 | 0 | 0 | 0 | 0 | 0 | 0 | 0 | 0 | 0 | 0 | 0 | 0 | 0 | 0 | 0 | 0
Small storage Gas water heater: 75 gallon, EF = 0.82, RE = 0.94, Cap = 70kBTUh, UA = 3.83 BTU/hr-F, VentW: 50, AuxBTUh: 350 | 0 | 0 | 0 | 0 | 0 | 0 | 0 | 0 | 0 | 0 | 0 | 0 | 0 | 0 | 0 | 0 | 0 | 0 | 0
0 | 0 | 0 | 0 | 0 | 0 | 0 | 0 | 0 | 0 | 0 | 0 | 0 | 0 | 0 | 0 | 0 | 0 | 0 | 0
Instantaneous Gas water heater: EF = 0.82, RE = 0.82, Cap = 150kBTUh, AuxBTUh: 350 | 0 | 0 | 0 | 0 | 0 | 0 | 0 | 0 | 0 | 0 | 0 | 0 | 0 | 0 | 0 | 0 | 0 | 0 | 0
Instantaneous Gas water heater: EF = 0.82, RE = 0.82, Cap = 150kBTUh, AuxBTUh: 350 | 0 | 0 | 0 | 0 | 0 | 0 | 0 | 0 | 0 | 0 | 0 | 0 | 0 | 0 | 0 | 0 | 0 | 0 | 0
Instantaneous Gas water heater: EF = 0.82, RE = 0.82, Cap = 150kBTUh, AuxBTUh: 350 | 0 | 0 | 0 | 0 | 0 | 0 | 0 | 0 | 0 | 0 | 0 | 0 | 0 | 0 | 0 | 0 | 0 | 0 | 0
Instantaneous Gas water heater: EF = 0.82, RE = 0.82, Cap = 150kBTUh, AuxBTUh: 350 | 0 | 0 | 0 | 0 | 0 | 0 | 0 | 0 | 0 | 0 | 0 | 0 | 0 | 0 | 0 | 0 | 0 | 0 | 0
Instantaneous Gas water heater: EF = 0.92, RE = 0.92, Cap = 150kBTUh, VentW: 50, AuxBTUh: 350 | 0.019125 | 0.027922 | 0.019125 | 99.7819 | 1496.7281 | 134.7055 | 2020.583 | 0.11229 | 0.99023 | 0.039622 | 0.3494 | 0.12777 | 1.1268 | 0.055104 | 0.48593 | 3.2744 | 4.7702 | 1.3247 | 1.5171
Instantaneous Gas water heater: EF = 0.92, RE = 0.92, Cap = 150kBTUh, VentW: 50, AuxBTUh: 350 | 0.020372 | 0.029743 | 0.020372 | 97.2873 | 1459.3099 | 125.5589 | 1883.3829 | 0.10576 | 0.95913 | 0.0351 | 0.31831 | 0.12189 | 1.1054 | 0.05123 | 0.46459 | 3.0561 | 4.4522 | 1.2875 | 1.4834
Instantaneous Gas water heater: EF = 0.92, RE = 0.92, Cap = 150kBTUh, VentW: 50, AuxBTUh: 350 | 0.020372 | 0.029743 | 0.020372 | 97.2873 | 1459.3099 | 125.5589 | 1883.3829 | 0.10601 | 0.95921 | 0.035189 | 0.31839 | 0.12218 | 1.1055 | 0.051353 | 0.46464 | 3.0567 | 4.453 | 1.2876 | 1.4835
Instantaneous Gas water heater: EF = 0.92, RE = 0.92, Cap = 150kBTUh, VentW: 50, AuxBTUh: 350 | 0.01846 | 0.026951 | 0.01846 | 92.2982 | 1384.4735 | 118.9067 | 1783.601 | 0.10631 | 0.93434 | 0.033396 | 0.29351 | 0.12384 | 1.0884 | 0.050924 | 0.44757 | 2.9019 | 4.2275 | 1.2593 | 1.4576
0 | 0 | 0 | 0 | 0 | 0 | 0 | 0 | 0 | 0 | 0 | 0 | 0 | 0 | 0 | 0 | 0 | 0 | 0 | 0
Air cooled package reciprocating chiller (1.008 kW/ton) | 0.044155 | 0.02274 | 0.044155 | 113.0319 | 2260.6384 | 0 | 0 | -0.12997 | 0 | -0.21664 | 0 | -0.1591 | 0 | -0.24577 | 0 | 0.59735 | 0.5479 | 0.47091 | 0.43963
Air cooled package reciprocating chiller (1.008 kW/ton) | 0.035053 | 0.018052 | 0.035053 | 110.6027 | 2212.0533 | 0 | 0 | -0.15472 | 0 | -0.23328 | 0 | -0.18446 | 0 | -0.26302 | 0 | 0.53042 | 0.48651 | 0.4283 | 0.39921
Air cooled package reciprocating chiller (1.008 kW/ton) | 0.035053 | 0.018052 | 0.035053 | 110.6027 | 2212.0533 | 0 | 0 | -0.15418 | 0 | -0.23298 | 0 | -0.18391 | 0 | -0.26272 | 0 | 0.53207 | 0.48803 | 0.42938 | 0.40023
Air cooled package reciprocating chiller (1.008 kW/ton) | 0.069877 | 0.035987 | 0.069877 | 153.329 | 3066.5803 | 0 | 0 | -0.039497 | 0 | -0.12873 | 0 | -0.060975 | 0 | -0.1502 | 0 | 0.83405 | 0.76501 | 0.60662 | 0.56925
Air cooled package reciprocating chiller (1.008 kW/ton) | 0.043041 | 0.022166 | 0.043041 | 128.322 | 2566.4391 | 0 | 0 | -0.097481 | 0 | -0.18145 | 0 | -0.12314 | 0 | -0.2071 | 0 | 0.65709 | 0.6027 | 0.50726 | 0.47422
Air cooled package reciprocating chiller (1.008 kW/ton) | 0.033638 | 0.017324 | 0.033638 | 119.4623 | 2389.2462 | 0 | 0 | -0.13314 | 0 | -0.21049 | 0 | -0.16069 | 0 | -0.23804 | 0 | 0.56379 | 0.51712 | 0.4498 | 0.41959
Air cooled package reciprocating chiller (1.008 kW/ton) | 0.033638 | 0.017324 | 0.033638 | 119.4623 | 2389.2462 | 0 | 0 | -0.13266 | 0 | -0.21022 | 0 | -0.1602 | 0 | -0.23777 | 0 | 0.56538 | 0.51858 | 0.45081 | 0.42055
Air cooled package reciprocating chiller (1.008 kW/ton) | 0.06659 | 0.034294 | 0.06659 | 138.3248 | 2766.4956 | 0 | 0 | -0.062774 | 0 | -0.15323 | 0 | -0.0866 | 0 | -0.17706 | 0 | 0.76223 | 0.69913 | 0.56771 | 0.53196
Air cooled package reciprocating chiller (1.008 kW/ton) | 0.046727 | 0.024065 | 0.046727 | 59.7312 | 1194.6231 | 0 | 0 | -0.37513 | 0 | -0.48091 | 0 | -0.43022 | 0 | -0.536 | 0 | 0.38547 | 0.35356 | 0.32854 | 0.30507
Air cooled package reciprocating chiller (1.008 kW/ton) | 0.0069591 | 0.0035839 | 0.0069591 | 45.8701 | 917.4019 | 0 | 0 | -0.63235 | 0 | -0.70519 | 0 | -0.70404 | 0 | -0.77688 | 0 | 0.20399 | 0.1871 | 0.18685 | 0.17259
Air cooled package reciprocating chiller (1.008 kW/ton) | 0.0069591 | 0.0035839 | 0.0069591 | 45.8701 | 917.4019 | 0 | 0 | -0.63209 | 0 | -0.70505 | 0 | -0.70378 | 0 | -0.77674 | 0 | 0.20431 | 0.1874 | 0.18713 | 0.17284
Air cooled package reciprocating chiller (1.008 kW/ton) | 0.069448 | 0.035766 | 0.069448 | 75.307 | 1506.1397 | 0 | 0 | -0.2369 | 0 | -0.34825 | 0 | -0.28063 | 0 | -0.39199 | 0 | 0.51117 | 0.46886 | 0.41566 | 0.38724
Air cooled package reciprocating chiller (1.008 kW/ton) | 0.029565 | 0.015226 | 0.029565 | 76.3073 | 1526.1453 | 0 | 0 | -0.28551 | 0 | -0.37201 | 0 | -0.32864 | 0 | -0.41515 | 0 | 0.40265 | 0.36932 | 0.34094 | 0.31674
Air cooled package reciprocating chiller (1.008 kW/ton) | 0.02425 | 0.012489 | 0.02425 | 70.7343 | 1414.6852 | 0 | 0 | -0.338 | 0 | -0.41743 | 0 | -0.38445 | 0 | -0.46388 | 0 | 0.34332 | 0.3149 | 0.29742 | 0.27585
Air cooled package reciprocating chiller (1.008 kW/ton) | 0.02425 | 0.012489 | 0.02425 | 70.7343 | 1414.6852 | 0 | 0 | -0.33741 | 0 | -0.4171 | 0 | -0.38386 | 0 | -0.46355 | 0 | 0.34446 | 0.31595 | 0.29828 | 0.27666
Air cooled package reciprocating chiller (1.008 kW/ton) | 0.057731 | 0.029731 | 0.057731 | 94.1695 | 1883.389 | 0 | 0 | -0.17242 | 0 | -0.26909 | 0 | -0.20739 | 0 | -0.30406 | 0 | 0.55503 | 0.50908 | 0.4442 | 0.41428
Air cooled package reciprocating chiller (1.008 kW/ton) | 0.043098 | 0.022195 | 0.043098 | 68.1621 | 1363.2422 | 0 | 0 | -0.31632 | 0 | -0.41476 | 0 | -0.36463 | 0 | -0.46307 | 0 | 0.40909 | 0.37523 | 0.34555 | 0.32108
Air cooled package reciprocating chiller (1.008 kW/ton) | 0.021878 | 0.011267 | 0.021878 | 53.015 | 1060.2994 | 0 | 0 | -0.50549 | 0 | -0.58737 | 0 | -0.56754 | 0 | -0.64943 | 0 | 0.2649 | 0.24298 | 0.23672 | 0.21905
Air cooled package reciprocating chiller (1.008 kW/ton) | 0.021878 | 0.011267 | 0.021878 | 53.015 | 1060.2994 | 0 | 0 | -0.50478 | 0 | -0.58698 | 0 | -0.56683 | 0 | -0.64904 | 0 | 0.26594 | 0.24392 | 0.23754 | 0.21982
Air cooled package reciprocating chiller (1.008 kW/ton) | 0.07002 | 0.03606 | 0.07002 | 84.8811 | 1697.6223 | 0 | 0 | -0.19314 | 0 | -0.29991 | 0 | -0.23201 | 0 | -0.33877 | 0 | 0.55151 | 0.50586 | 0.44195 | 0.41214
Air cooled package reciprocating chiller (1.008 kW/ton) | 0.046156 | 0.02377 | 0.046156 | 60.5885 | 1211.7708 | 0 | 0 | -0.36896 | 0 | -0.47371 | 0 | -0.42329 | 0 | -0.52804 | 0 | 0.3871 | 0.35506 | 0.32973 | 0.30619
Air cooled package reciprocating chiller (1.008 kW/ton) | 0.013447 | 0.006925 | 0.013447 | 45.2985 | 905.9701 | 0 | 0 | -0.63214 | 0 | -0.71005 | 0 | -0.70483 | 0 | -0.78274 | 0 | 0.21517 | 0.19736 | 0.1962 | 0.18128
Air cooled package reciprocating chiller (1.008 kW/ton) | 0.013447 | 0.006925 | 0.013447 | 45.2985 | 905.9701 | 0 | 0 | -0.63163 | 0 | -0.70976 | 0 | -0.70432 | 0 | -0.78245 | 0 | 0.21581 | 0.19794 | 0.19672 | 0.18177
Air cooled package reciprocating chiller (1.008 kW/ton) | 0.069448 | 0.035766 | 0.069448 | 74.8783 | 1497.5658 | 0 | 0 | -0.23907 | 0 | -0.35067 | 0 | -0.28305 | 0 | -0.39465 | 0 | 0.50943 | 0.46726 | 0.41451 | 0.38615
Air cooled package reciprocating chiller (1.008 kW/ton) | 0.031709 | 0.01633 | 0.031709 | 71.8774 | 1437.5488 | 0 | 0 | -0.30895 | 0 | -0.39807 | 0 | -0.35473 | 0 | -0.44385 | 0 | 0.39088 | 0.35853 | 0.33247 | 0.30877
Air cooled package reciprocating chiller (1.008 kW/ton) | 0.027551 | 0.014189 | 0.027551 | 60.5885 | 1211.7708 | 0 | 0 | -0.41655 | 0 | -0.49991 | 0 | -0.47088 | 0 | -0.55424 | 0 | 0.30805 | 0.28255 | 0.27058 | 0.25071
Air cooled package reciprocating chiller (1.008 kW/ton) | 0.027551 | 0.014189 | 0.027551 | 60.5885 | 1211.7708 | 0 | 0 | -0.41577 | 0 | -0.49948 | 0 | -0.4701 | 0 | -0.55381 | 0 | 0.30935 | 0.28374 | 0.27158 | 0.25165
Air cooled package reciprocating chiller (1.008 kW/ton) | 0.056873 | 0.02929 | 0.056873 | 89.168 | 1783.3608 | 0 | 0 | -0.19163 | 0 | -0.2895 | 0 | -0.22858 | 0 | -0.32645 | 0 | 0.53188 | 0.48785 | 0.42925 | 0.40011
Air cooled screw chiller (1.008 kW/ton) | 0.047871 | 0.024653 | 0.047871 | 125.6069 | 2512.1381 | 0 | 0 | -0.098706 | 0 | -0.18489 | 0 | -0.12492 | 0 | -0.21111 | 0 | 0.66016 | 0.60551 | 0.50909 | 0.47596
Air cooled screw chiller (1.008 kW/ton) | 0.037382 | 0.019252 | 0.037382 | 123.7492 | 2474.9847 | 0 | 0 | -0.12077 | 0 | -0.1988 | 0 | -0.14734 | 0 | -0.22537 | 0 | 0.58973 | 0.54091 | 0.46616 | 0.43512
Air cooled screw chiller (1.008 kW/ton) | 0.037382 | 0.019252 | 0.037382 | 123.7492 | 2474.9847 | 0 | 0 | -0.12025 | 0 | -0.19852 | 0 | -0.14682 | 0 | -0.22508 | 0 | 0.5915 | 0.54253 | 0.46726 | 0.43616
Air cooled screw chiller (1.008 kW/ton) | 0.073449 | 0.037826 | 0.073449 | 168.4762 | 3369.5231 | 0 | 0 | -0.020221 | 0 | -0.10852 | 0 | -0.039774 | 0 | -0.12808 | 0 | 0.90667 | 0.83162 | 0.64415 | 0.60533
Air cooled screw chiller (1.008 kW/ton) | 0.045727 | 0.02355 | 0.045727 | 146.1841 | 2923.6828 | 0 | 0 | -0.065232 | 0 | -0.14811 | 0 | -0.087758 | 0 | -0.17064 | 0 | 0.73867 | 0.67752 | 0.55454 | 0.51935
Air cooled screw chiller (1.008 kW/ton) | 0.03701 | 0.01906 | 0.03701 | 137.4674 | 2749.3479 | 0 | 0 | -0.094085 | 0 | -0.171 | 0 | -0.11802 | 0 | -0.19494 | 0 | 0.64524 | 0.59183 | 0.50017 | 0.46747
Air cooled screw chiller (1.008 kW/ton) | 0.03701 | 0.01906 | 0.03701 | 137.4674 | 2749.3479 | 0 | 0 | -0.093622 | 0 | -0.17075 | 0 | -0.11756 | 0 | -0.19468 | 0 | 0.64698 | 0.59343 | 0.50122 | 0.46847
Air cooled screw chiller (1.008 kW/ton) | 0.074735 | 0.038489 | 0.074735 | 157.0444 | 3140.8871 | 0 | 0 | -0.031893 | 0 | -0.12211 | 0 | -0.052885 | 0 | -0.1431 | 0 | 0.86288 | 0.79145 | 0.62173 | 0.58377
Air cooled screw chiller (1.008 kW/ton) | 0.0503 | 0.025904 | 0.0503 | 66.4473 | 1328.9468 | 0 | 0 | -0.31626 | 0 | -0.4208 | 0 | -0.36579 | 0 | -0.47032 | 0 | 0.42375 | 0.38867 | 0.35595 | 0.33087
Air cooled screw chiller (1.008 kW/ton) | 0.008088 | 0.0041653 | 0.008088 | 51.7289 | 1034.5779 | 0 | 0 | -0.54194 | 0 | -0.61494 | 0 | -0.60551 | 0 | -0.67851 | 0 | 0.23057 | 0.21148 | 0.20892 | 0.19312
Air cooled screw chiller (1.008 kW/ton) | 0.008088 | 0.0041653 | 0.008088 | 51.7289 | 1034.5779 | 0 | 0 | -0.54167 | 0 | -0.61479 | 0 | -0.60524 | 0 | -0.67836 | 0 | 0.23095 | 0.21183 | 0.20923 | 0.19342
Air cooled screw chiller (1.008 kW/ton) | 0.077593 | 0.039961 | 0.077593 | 83.3092 | 1666.1848 | 0 | 0 | -0.18945 | 0 | -0.30128 | 0 | -0.229 | 0 | -0.34083 | 0 | 0.5677 | 0.52071 | 0.45228 | 0.42195
Air cooled screw chiller (1.008 kW/ton) | 0.032523 | 0.01675 | 0.032523 | 87.0246 | 1740.4915 | 0 | 0 | -0.22824 | 0 | -0.31409 | 0 | -0.26607 | 0 | -0.35192 | 0 | 0.45557 | 0.41786 | 0.37813 | 0.35178
Air cooled screw chiller (1.008 kW/ton) | 0.027022 | 0.013916 | 0.027022 | 82.309 | 1646.1792 | 0 | 0 | -0.26704 | 0 | -0.34599 | 0 | -0.30699 | 0 | -0.38594 | 0 | 0.39676 | 0.36392 | 0.33671 | 0.31276
Air cooled screw chiller (1.008 kW/ton) | 0.027022 | 0.013916 | 0.027022 | 82.309 | 1646.1792 | 0 | 0 | -0.26648 | 0 | -0.34568 | 0 | -0.30643 | 0 | -0.38563 | 0 | 0.39804 | 0.36509 | 0.33763 | 0.31362
Air cooled screw chiller (1.008 kW/ton) | 0.06459 | 0.033264 | 0.06459 | 107.1731 | 2143.4625 | 0 | 0 | -0.12644 | 0 | -0.22265 | 0 | -0.15717 | 0 | -0.25337 | 0 | 0.62862 | 0.57659 | 0.49013 | 0.45791
Air cooled screw chiller (1.008 kW/ton) | 0.045727 | 0.02355 | 0.045727 | 75.8786 | 1517.5714 | 0 | 0 | -0.26483 | 0 | -0.36182 | 0 | -0.30821 | 0 | -0.40519 | 0 | 0.44895 | 0.41178 | 0.37356 | 0.34747
Air cooled screw chiller (1.008 kW/ton) | 0.02425 | 0.012489 | 0.02425 | 59.7312 | 1194.6231 | 0 | 0 | -0.42878 | 0 | -0.51044 | 0 | -0.48387 | 0 | -0.56553 | 0 | 0.29758 | 0.27295 | 0.26247 | 0.24312
Air cooled screw chiller (1.008 kW/ton) | 0.02425 | 0.012489 | 0.02425 | 59.7312 | 1194.6231 | 0 | 0 | -0.42809 | 0 | -0.51005 | 0 | -0.48318 | 0 | -0.56514 | 0 | 0.29872 | 0.274 | 0.26336 | 0.24395
Air cooled screw chiller (1.008 kW/ton) | 0.078165 | 0.040255 | 0.078165 | 94.3123 | 1886.247 | 0 | 0 | -0.14955 | 0 | -0.25651 | 0 | -0.18452 | 0 | -0.29148 | 0 | 0.61405 | 0.56322 | 0.48122 | 0.44944
Air cooled screw chiller (1.008 kW/ton) | 0.049728 | 0.02561 | 0.049728 | 67.3047 | 1346.0945 | 0 | 0 | -0.31143 | 0 | -0.41507 | 0 | -0.36035 | 0 | -0.46398 | 0 | 0.42538 | 0.39017 | 0.3571 | 0.33195
Air cooled screw chiller (1.008 kW/ton) | 0.015562 | 0.0080142 | 0.015562 | 50.7286 | 1014.5722 | 0 | 0 | -0.54486 | 0 | -0.6231 | 0 | -0.60974 | 0 | -0.68798 | 0 | 0.2421 | 0.22206 | 0.21834 | 0.2019
Air cooled screw chiller (1.008 kW/ton) | 0.015562 | 0.0080142 | 0.015562 | 50.7286 | 1014.5722 | 0 | 0 | -0.54434 | 0 | -0.62281 | 0 | -0.60921 | 0 | -0.68769 | 0 | 0.24283 | 0.22273 | 0.21893 | 0.20246
Air cooled screw chiller (1.008 kW/ton) | 0.07745 | 0.039887 | 0.07745 | 83.0234 | 1660.4689 | 0 | 0 | -0.1906 | 0 | -0.30241 | 0 | -0.23025 | 0 | -0.34205 | 0 | 0.56617 | 0.5193 | 0.45131 | 0.42102
Air cooled screw chiller (1.008 kW/ton) | 0.034481 | 0.017758 | 0.034481 | 80.3084 | 1606.1679 | 0 | 0 | -0.25722 | 0 | -0.34578 | 0 | -0.29821 | 0 | -0.38678 | 0 | 0.43375 | 0.39785 | 0.36298 | 0.33749
Air cooled screw chiller (1.008 kW/ton) | 0.03088 | 0.015903 | 0.03088 | 68.8766 | 1377.5319 | 0 | 0 | -0.34395 | 0 | -0.42703 | 0 | -0.39167 | 0 | -0.47476 | 0 | 0.34955 | 0.32062 | 0.30209 | 0.28023
Air cooled screw chiller (1.008 kW/ton) | 0.03088 | 0.015903 | 0.03088 | 68.8766 | 1377.5319 | 0 | 0 | -0.34318 | 0 | -0.42661 | 0 | -0.3909 | 0 | -0.47433 | 0 | 0.35101 | 0.32196 | 0.30318 | 0.28125
Air cooled screw chiller (1.008 kW/ton) | 0.063589 | 0.032749 | 0.063589 | 98.8851 | 1977.7014 | 0 | 0 | -0.15103 | 0 | -0.24918 | 0 | -0.18436 | 0 | -0.28252 | 0 | 0.59114 | 0.54221 | 0.46704 | 0.43595
0 | 0 | 0 | 0 | 0 | 0 | 0 | 0 | 0 | 0 | 0 | 0 | 0 | 0 | 0 | 0 | 0 | 0 | 0 | 0
Hsp--Efficient HVAC Motors - Supply Fans, NumUnit: 282hp | 0.39261 | 0.2022 | 0.39261 | 2474.6437 | 34645.012 | -5.0445 | -70.6225 | 0.078005 | 1.5673 | 0.0033319 | 1.5673 | 0.10685 | 1.5673 | 0.032177 | 1.5673 | 1.849 | 2.7488 | 1.0008 | 1.2164
Hsp--Efficient HVAC Motors - Supply Fans, NumUnit: 282hp | 0.40689 | 0.20955 | 0.40689 | 2522.233 | 35311.2623 | -4.2592 | -59.6294 | 0.074872 | 1.5673 | 0.0023549 | 1.5673 | 0.10317 | 1.5673 | 0.030656 | 1.5673 | 1.8354 | 2.7287 | 0.99816 | 1.2144
Hsp--Efficient HVAC Motors - Supply Fans, NumUnit: 282hp | 0.40689 | 0.20955 | 0.40689 | 2522.233 | 35311.2623 | -4.2592 | -59.6294 | 0.07515 | 1.5673 | 0.0025077 | 1.5673 | 0.10345 | 1.5673 | 0.030809 | 1.5673 | 1.8386 | 2.7334 | 0.99913 | 1.2153
Hsp--Efficient HVAC Motors - Supply Fans, NumUnit: 283hp | 0.39261 | 0.2022 | 0.39261 | 2427.0544 | 33978.7618 | -6.5911 | -92.2757 | 0.076126 | 1.5673 | 0.0015213 | 1.5673 | 0.10554 | 1.5673 | 0.030932 | 1.5673 | 1.7999 | 2.6759 | 0.98337 | 1.1975
Htl--Efficient HVAC Motors - Supply Fans, NumUnit: 27.5hp | 2.3827 | 1.2271 | 2.3827 | 18258.7527 | 255622.5378 | -73.4882 | -1028.8354 | 0.13796 | 1.5673 | 0.064656 | 1.5673 | 0.14618 | 1.5673 | 0.072876 | 1.5673 | 6.2426 | 9.2806 | 1.5929 | 1.7381
Htl--Efficient HVAC Motors - Supply Fans, NumUnit: 27.2hp | 2.1399 | 1.102 | 2.1399 | 16963.8057 | 237493.2798 | -84.1716 | -1178.4018 | 0.13159 | 1.5673 | 0.060291 | 1.5673 | 0.14044 | 1.5673 | 0.069139 | 1.5673 | 5.581 | 8.297 | 1.5341 | 1.6858
Htl--Efficient HVAC Motors - Supply Fans, NumUnit: 27.2hp | 2.1399 | 1.102 | 2.1399 | 16963.8057 | 237493.2798 | -84.1716 | -1178.4018 | 0.13181 | 1.5673 | 0.06041 | 1.5673 | 0.14066 | 1.5673 | 0.069258 | 1.5673 | 5.589 | 8.309 | 1.5348 | 1.6863
Htl--Efficient HVAC Motors - Supply Fans, NumUnit: 27.8hp | 3.3345 | 1.7173 | 3.3345 | 17158.0477 | 240212.6685 | -51.4741 | -720.638 | 0.14268 | 1.5673 | 0.066535 | 1.5673 | 0.15143 | 1.5673 | 0.075282 | 1.5673 | 6.1636 | 9.1632 | 1.6011 | 1.7499
Nrs--Efficient HVAC Motors - Supply Fans, NumUnit: 2.61hp | 9.8416 | 5.0684 | 9.8416 | 58272.615 | 815816.61 | -1042.4323 | -14594.0527 | 0.15705 | 1.5673 | 0.081877 | 1.5673 | 0.16038 | 1.5673 | 0.085211 | 1.5673 | 13.6701 | 20.3229 | 1.6308 | 1.6971
Nrs--Efficient HVAC Motors - Supply Fans, NumUnit: 2.61hp | 8.1582 | 4.2015 | 8.1582 | 57301.4047 | 802219.6665 | -990.6345 | -13868.8824 | 0.14951 | 1.5673 | 0.077651 | 1.5673 | 0.1529 | 1.5673 | 0.081041 | 1.5673 | 12.8221 | 19.0622 | 1.6149 | 1.6843
Nrs--Efficient HVAC Motors - Supply Fans, NumUnit: 2.61hp | 8.1582 | 4.2015 | 8.1582 | 57301.4047 | 802219.6665 | -990.6345 | -13868.8824 | 0.14976 | 1.5673 | 0.077786 | 1.5673 | 0.15315 | 1.5673 | 0.081176 | 1.5673 | 12.8458 | 19.0974 | 1.6157 | 1.6851
Nrs--Efficient HVAC Motors - Supply Fans, NumUnit: 2.61hp | 8.6761 | 4.4682 | 8.6761 | 58272.615 | 815816.61 | -1162.2149 | -16271.0091 | 0.15443 | 1.5673 | 0.080436 | 1.5673 | 0.15776 | 1.5673 | 0.083769 | 1.5673 | 13.0966 | 19.4702 | 1.5842 | 1.6495
OfL--Efficient HVAC Motors - Supply Fans, NumUnit: 233hp | 0 | 0 | 0 | 0 | 0 | 0 | 0 | 0 | 0 | 0 | 0 | 0 | 0 | 0 | 0 | 0 | 0 | 0 | 0
OfL--Efficient HVAC Motors - Supply Fans, NumUnit: 232hp | 0 | 0 | 0 | 0 | 0 | 0 | 0 | 0 | 0 | 0 | 0 | 0 | 0 | 0 | 0 | 0 | 0 | 0 | 0
OfL--Efficient HVAC Motors - Supply Fans, NumUnit: 232hp | 0 | 0 | 0 | 0 | 0 | 0 | 0 | 0 | 0 | 0 | 0 | 0 | 0 | 0 | 0 | 0 | 0 | 0 | 0
OfL--Efficient HVAC Motors - Supply Fans, NumUnit: 227hp | 0 | 0 | 0 | 0 | 0 | 0 | 0 | 0 | 0 | 0 | 0 | 0 | 0 | 0 | 0 | 0 | 0 | 0 | 0
Rt3--Efficient HVAC Motors - Supply Fans, NumUnit: 88.2hp | 0 | 0 | 0 | 0 | 0 | 0 | 0 | 0 | 0 | 0 | 0 | 0 | 0 | 0 | 0 | 0 | 0 | 0 | 0
Rt3--Efficient HVAC Motors - Supply Fans, NumUnit: 87.4hp | 0 | 0 | 0 | 0 | 0 | 0 | 0 | 0 | 0 | 0 | 0 | 0 | 0 | 0 | 0 | 0 | 0 | 0 | 0
Rt3--Efficient HVAC Motors - Supply Fans, NumUnit: 87.4hp | 0 | 0 | 0 | 0 | 0 | 0 | 0 | 0 | 0 | 0 | 0 | 0 | 0 | 0 | 0 | 0 | 0 | 0 | 0
Rt3--Efficient HVAC Motors - Supply Fans, NumUnit: 89.3hp | 0 | 0 | 0 | 0 | 0 | 0 | 0 | 0 | 0 | 0 | 0 | 0 | 0 | 0 | 0 | 0 | 0 | 0 | 0
Hsp--Efficient HVAC Motors - Return Fans, NumUnit: 96.2hp | 0 | 0 | 0 | 0 | 0 | 0 | 0 | 0 | 0 | 0 | 0 | 0 | 0 | 0 | 0 | 0 | 0 | 0 | 0
Hsp--Efficient HVAC Motors - Return Fans, NumUnit: 96.1hp | 0 | 0 | 0 | 0 | 0 | 0 | 0 | 0 | 0 | 0 | 0 | 0 | 0 | 0 | 0 | 0 | 0 | 0 | 0
Hsp--Efficient HVAC Motors - Return Fans, NumUnit: 96.1hp | 0 | 0 | 0 | 0 | 0 | 0 | 0 | 0 | 0 | 0 | 0 | 0 | 0 | 0 | 0 | 0 | 0 | 0 | 0
Hsp--Efficient HVAC Motors - Return Fans, NumUnit: 96.4hp | 0 | 0 | 0 | 0 | 0 | 0 | 0 | 0 | 0 | 0 | 0 | 0 | 0 | 0 | 0 | 0 | 0 | 0 | 0
Htl--Efficient HVAC Motors - Return Fans, NumUnit: 6.9hp | 0 | 0 | 0 | 0 | 0 | 0 | 0 | 0 | 0 | 0 | 0 | 0 | 0 | 0 | 0 | 0 | 0 | 0 | 0
Htl--Efficient HVAC Motors - Return Fans, NumUnit: 6.78hp | 0 | 0 | 0 | 0 | 0 | 0 | 0 | 0 | 0 | 0 | 0 | 0 | 0 | 0 | 0 | 0 | 0 | 0 | 0
Htl--Efficient HVAC Motors - Return Fans, NumUnit: 6.78hp | 0 | 0 | 0 | 0 | 0 | 0 | 0 | 0 | 0 | 0 | 0 | 0 | 0 | 0 | 0 | 0 | 0 | 0 | 0
Htl--Efficient HVAC Motors - Return Fans, NumUnit: 6.99hp | 0 | 0 | 0 | 0 | 0 | 0 | 0 | 0 | 0 | 0 | 0 | 0 | 0 | 0 | 0 | 0 | 0 | 0 | 0
Nrs--Efficient HVAC Motors - Return Fans, NumUnit: 28.8hp | 0 | 0 | 0 | 0 | 0 | 0 | 0 | 0 | 0 | 0 | 0 | 0 | 0 | 0 | 0 | 0 | 0 | 0 | 0
Nrs--Efficient HVAC Motors - Return Fans, NumUnit: 28.7hp | 0 | 0 | 0 | 0 | 0 | 0 | 0 | 0 | 0 | 0 | 0 | 0 | 0 | 0 | 0 | 0 | 0 | 0 | 0
Nrs--Efficient HVAC Motors - Return Fans, NumUnit: 28.7hp | 0 | 0 | 0 | 0 | 0 | 0 | 0 | 0 | 0 | 0 | 0 | 0 | 0 | 0 | 0 | 0 | 0 | 0 | 0
Nrs--Efficient HVAC Motors - Return Fans, NumUnit: 28.9hp | 0 | 0 | 0 | 0 | 0 | 0 | 0 | 0 | 0 | 0 | 0 | 0 | 0 | 0 | 0 | 0 | 0 | 0 | 0
OfL--Efficient HVAC Motors - Return Fans, NumUnit: 79.2hp | 0 | 0 | 0 | 0 | 0 | 0 | 0 | 0 | 0 | 0 | 0 | 0 | 0 | 0 | 0 | 0 | 0 | 0 | 0
OfL--Efficient HVAC Motors - Return Fans, NumUnit: 78.8hp | 0 | 0 | 0 | 0 | 0 | 0 | 0 | 0 | 0 | 0 | 0 | 0 | 0 | 0 | 0 | 0 | 0 | 0 | 0
OfL--Efficient HVAC Motors - Return Fans, NumUnit: 78.8hp | 0 | 0 | 0 | 0 | 0 | 0 | 0 | 0 | 0 | 0 | 0 | 0 | 0 | 0 | 0 | 0 | 0 | 0 | 0
OfL--Efficient HVAC Motors - Return Fans, NumUnit: 77.1hp | 0 | 0 | 0 | 0 | 0 | 0 | 0 | 0 | 0 | 0 | 0 | 0 | 0 | 0 | 0 | 0 | 0 | 0 | 0
Rt3--Efficient HVAC Motors - Return Fans, NumUnit: 30.2hp | 0 | 0 | 0 | 0 | 0 | 0 | 0 | 0 | 0 | 0 | 0 | 0 | 0 | 0 | 0 | 0 | 0 | 0 | 0
Rt3--Efficient HVAC Motors - Return Fans, NumUnit: 29.9hp | 0 | 0 | 0 | 0 | 0 | 0 | 0 | 0 | 0 | 0 | 0 | 0 | 0 | 0 | 0 | 0 | 0 | 0 | 0
Rt3--Efficient HVAC Motors - Return Fans, NumUnit: 29.9hp | 0 | 0 | 0 | 0 | 0 | 0 | 0 | 0 | 0 | 0 | 0 | 0 | 0 | 0 | 0 | 0 | 0 | 0 | 0
Rt3--Efficient HVAC Motors - Return Fans, NumUnit: 30.6hp | 0 | 0 | 0 | 0 | 0 | 0 | 0 | 0 | 0 | 0 | 0 | 0 | 0 | 0 | 0 | 0 | 0 | 0 | 0
0 | 0 | 0 | 0 | 0 | 0 | 0 | 0 | 0 | 0 | 0 | 0 | 0 | 0 | 0 | 0 | 0 | 0 | 0 | 0
Add econo with Econo-Lockout=NO, DB limit = 68, Max OSA = 100% | 0 | 0 | 0 | 0 | 0 | 0 | 0 | 0 | 0 | 0 | 0 | 0 | 0 | 0 | 0 | 0 | 0 | 0 | 0
Add econo with Econo-Lockout=NO, DB limit = 68, Max OSA = 100% | 0 | 0 | 0 | 0 | 0 | 0 | 0 | 0 | 0 | 0 | 0 | 0 | 0 | 0 | 0 | 0 | 0 | 0 | 0
Add econo with Econo-Lockout=NO, DB limit = 68, Max OSA = 100% | 0 | 0 | 0 | 0 | 0 | 0 | 0 | 0 | 0 | 0 | 0 | 0 | 0 | 0 | 0 | 0 | 0 | 0 | 0
Add econo with Econo-Lockout=NO, DB limit = 68, Max OSA = 100% | 0 | 0 | 0 | 0 | 0 | 0 | 0 | 0 | 0 | 0 | 0 | 0 | 0 | 0 | 0 | 0 | 0 | 0 | 0
Add econo with Econo-Lockout=NO, DB limit = 68, Max OSA = 100% | 0 | 0 | 0 | 15539.364 | 217551.096 | -0.16834 | -2.3568 | 0.12545 | 1.5673 | 0.058517 | 1.5673 | 0.13313 | 1.5673 | 0.066197 | 1.5673 | 6.3474 | 9.4364 | 1.6472 | 1.8001
Add econo with Econo-Lockout=NO, DB limit = 68, Max OSA = 100% | 0 | 0 | 0 | 21042.8888 | 294600.4425 | -0.48884 | -6.8438 | 0.13159 | 1.5673 | 0.064653 | 1.5673 | 0.13726 | 1.5673 | 0.070323 | 1.5673 | 8.5943 | 12.7768 | 1.7669 | 1.8944
Add econo with Econo-Lockout=NO, DB limit = 68, Max OSA = 100% | 0 | 0 | 0 | 21042.8888 | 294600.4425 | -0.48884 | -6.8438 | 0.13159 | 1.5673 | 0.064653 | 1.5673 | 0.13726 | 1.5673 | 0.070323 | 1.5673 | 8.5943 | 12.7768 | 1.7669 | 1.8944
Add econo with Econo-Lockout=NO, DB limit = 68, Max OSA = 100% | 0 | 0 | 0 | 13823.5592 | 193529.8292 | -0.12545 | -1.7563 | 0.12254 | 1.5673 | 0.055606 | 1.5673 | 0.13118 | 1.5673 | 0.064238 | 1.5673 | 5.6466 | 8.3946 | 1.5958 | 1.7585
Add econo with Econo-Lockout=NO, DB limit = 68, Max OSA = 100% | 0 | 0 | 0 | 0 | 0 | 0 | 0 | 0 | 0 | 0 | 0 | 0 | 0 | 0 | 0 | 0 | 0 | 0 | 0
Add econo with Econo-Lockout=NO, DB limit = 68, Max OSA = 100% | 0 | 0 | 0 | 0 | 0 | 0 | 0 | 0 | 0 | 0 | 0 | 0 | 0 | 0 | 0 | 0 | 0 | 0 | 0
Add econo with Econo-Lockout=NO, DB limit = 68, Max OSA = 100% | 0 | 0 | 0 | 0 | 0 | 0 | 0 | 0 | 0 | 0 | 0 | 0 | 0 | 0 | 0 | 0 | 0 | 0 | 0
Add econo with Econo-Lockout=NO, DB limit = 68, Max OSA = 100% | 0 | 0 | 0 | 0 | 0 | 0 | 0 | 0 | 0 | 0 | 0 | 0 | 0 | 0 | 0 | 0 | 0 | 0 | 0
Add econo with Econo-Lockout=NO, DB limit = 68, Max OSA = 100% | 0 | 0 | 0 | 0 | 0 | 0 | 0 | 0 | 0 | 0 | 0 | 0 | 0 | 0 | 0 | 0 | 0 | 0 | 0
Add econo with Econo-Lockout=NO, DB limit = 68, Max OSA = 100% | 0 | 0 | 0 | 0 | 0 | 0 | 0 | 0 | 0 | 0 | 0 | 0 | 0 | 0 | 0 | 0 | 0 | 0 | 0
Add econo with Econo-Lockout=NO, DB limit = 68, Max OSA = 100% | 0 | 0 | 0 | 0 | 0 | 0 | 0 | 0 | 0 | 0 | 0 | 0 | 0 | 0 | 0 | 0 | 0 | 0 | 0
Add econo with Econo-Lockout=NO, DB limit = 68, Max OSA = 100% | 0 | 0 | 0 | 0 | 0 | 0 | 0 | 0 | 0 | 0 | 0 | 0 | 0 | 0 | 0 | 0 | 0 | 0 | 0
Add econo with Econo-Lockout=NO, DB limit = 68, Max OSA = 100% | 0 | 0 | 0 | 0 | 0 | 0 | 0 | 0 | 0 | 0 | 0 | 0 | 0 | 0 | 0 | 0 | 0 | 0 | 0
Add econo with Econo-Lockout=NO, DB limit = 68, Max OSA = 100% | 0 | 0 | 0 | 0 | 0 | 0 | 0 | 0 | 0 | 0 | 0 | 0 | 0 | 0 | 0 | 0 | 0 | 0 | 0
Add econo with Econo-Lockout=NO, DB limit = 68, Max OSA = 100% | 0 | 0 | 0 | 0 | 0 | 0 | 0 | 0 | 0 | 0 | 0 | 0 | 0 | 0 | 0 | 0 | 0 | 0 | 0
Add econo with Econo-Lockout=NO, DB limit = 68, Max OSA = 100% | 0 | 0 | 0 | 0 | 0 | 0 | 0 | 0 | 0 | 0 | 0 | 0 | 0 | 0 | 0 | 0 | 0 | 0 | 0
Add econo with Econo-Lockout=NO, DB limit = 68, Max OSA = 100% | 0 | 0 | 0 | 0 | 0 | 0 | 0 | 0 | 0 | 0 | 0 | 0 | 0 | 0 | 0 | 0 | 0 | 0 | 0
Add econo with Econo-Lockout=NO, DB limit = 68, Max OSA = 100% | 0 | 0 | 0 | 0 | 0 | 0 | 0 | 0 | 0 | 0 | 0 | 0 | 0 | 0 | 0 | 0 | 0 | 0 | 0
Add econo with Econo-Lockout=NO, DB limit = 68, Max OSA = 100% | 0 | 0 | 0 | 0 | 0 | 0 | 0 | 0 | 0 | 0 | 0 | 0 | 0 | 0 | 0 | 0 | 0 | 0 | 0
Add econo with Econo-Lockout=NO, DB limit = 68, Max OSA = 100% | 0 | 0 | 0 | 0 | 0 | 0 | 0 | 0 | 0 | 0 | 0 | 0 | 0 | 0 | 0 | 0 | 0 | 0 | 0
Add econo with Econo-Lockout=NO, DB limit = 68, Max OSA = 100% | 0 | 0 | 0 | 2897.4439 | 40564.2148 | -0.20719 | -2.9007 | 0.023105 | 1.5673 | -0.043832 | 1.5673 | 0.064289 | 1.5673 | -0.0026486 | 1.5673 | 1.1828 | 1.7584 | 0.77201 | 0.98178
Add econo with Econo-Lockout=NO, DB limit = 68, Max OSA = 100% | 0 | 0 | 0 | 6329.0535 | 88606.7485 | 0 | 0 | 0.091318 | 0 | 0.024381 | 0 | 0.11017 | 0 | 0.043234 | 0 | 2.5855 | 3.8438 | 1.1958 | 1.4091
Add econo with Econo-Lockout=NO, DB limit = 68, Max OSA = 100% | 0 | 0 | 0 | 6329.0535 | 88606.7485 | 0 | 0 | 0.091318 | 0 | 0.024381 | 0 | 0.11017 | 0 | 0.043234 | 0 | 2.5855 | 3.8438 | 1.1958 | 1.4091
Add econo with Econo-Lockout=NO, DB limit = 68, Max OSA = 100% | 0 | 0 | 0 | 2217.5967 | 31046.3543 | -0.15458 | -2.1642 | -0.015464 | 1.5673 | -0.082401 | 1.5673 | 0.038346 | 1.5673 | -0.028592 | 1.5673 | 0.90526 | 1.3458 | 0.6433 | 0.83831
Add econo with Econo-Lockout=NO, DB limit = 68, Max OSA = 100% | 0 | 0 | 0 | 18291.1264 | 256075.7693 | -0.32859 | -4.6003 | 0.12898 | 1.5673 | 0.062047 | 1.5673 | 0.13551 | 1.5673 | 0.06857 | 1.5673 | 7.4708 | 11.1066 | 1.714 | 1.8531
Add econo with Econo-Lockout=NO, DB limit = 68, Max OSA = 100% | 0 | 0 | 0 | 27193.887 | 380714.418 | -0.32697 | -4.5776 | 0.13551 | 1.5673 | 0.068571 | 1.5673 | 0.1399 | 1.5673 | 0.072959 | 1.5673 | 11.1077 | 16.5135 | 1.8533 | 1.9603
Add econo with Econo-Lockout=NO, DB limit = 68, Max OSA = 100% | 0 | 0 | 0 | 27193.887 | 380714.418 | -0.32697 | -4.5776 | 0.13551 | 1.5673 | 0.068571 | 1.5673 | 0.1399 | 1.5673 | 0.072959 | 1.5673 | 11.1077 | 16.5135 | 1.8533 | 1.9603
Add econo with Econo-Lockout=NO, DB limit = 68, Max OSA = 100% | 0 | 0 | 0 | 14390.0985 | 201461.3795 | -0.29784 | -4.1697 | 0.12358 | 1.5673 | 0.056644 | 1.5673 | 0.13187 | 1.5673 | 0.064936 | 1.5673 | 5.8773 | 8.7376 | 1.6136 | 1.7729
Add econo with Econo-Lockout=NO, DB limit = 68, Max OSA = 100% | -0.0031726 | -0.0016339 | -0.0031726 | 12237.2492 | 171321.4881 | -0.046456 | -0.65039 | 0.1191 | 1.5673 | 0.052172 | 1.5673 | 0.12885 | 1.5673 | 0.061923 | 1.5673 | 4.998 | 7.4303 | 1.5394 | 1.712
Add econo with Econo-Lockout=NO, DB limit = 68, Max OSA = 100% | 0.017482 | 0.0090031 | 0.017482 | 17481.7845 | 244744.983 | -0.12286 | -1.72 | 0.12814 | 1.5673 | 0.061166 | 1.5673 | 0.13496 | 1.5673 | 0.067992 | 1.5673 | 7.1448 | 10.6219 | 1.6963 | 1.8393
Add econo with Econo-Lockout=NO, DB limit = 68, Max OSA = 100% | 0.017482 | 0.0090031 | 0.017482 | 17481.7845 | 244744.983 | -0.12286 | -1.72 | 0.12814 | 1.5673 | 0.061167 | 1.5673 | 0.13497 | 1.5673 | 0.067993 | 1.5673 | 7.1448 | 10.622 | 1.6963 | 1.8393
Add econo with Econo-Lockout=NO, DB limit = 68, Max OSA = 100% | 0.02946 | 0.015172 | 0.02946 | 9890.1577 | 138462.208 | -0.042248 | -0.59147 | 0.11237 | 1.5673 | 0.045291 | 1.5673 | 0.12444 | 1.5673 | 0.057357 | 1.5673 | 4.0486 | 6.019 | 1.4357 | 1.6242
Add econo with Econo-Lockout=NO, DB limit = 68, Max OSA = 100% | 0 | 0 | 0 | 0 | 0 | 0 | 0 | 0 | 0 | 0 | 0 | 0 | 0 | 0 | 0 | 0 | 0 | 0 | 0
Add econo with Econo-Lockout=NO, DB limit = 68, Max OSA = 100% | 0 | 0 | 0 | 0 | 0 | 0 | 0 | 0 | 0 | 0 | 0 | 0 | 0 | 0 | 0 | 0 | 0 | 0 | 0
Add econo with Econo-Lockout=NO, DB limit = 68, Max OSA = 100% | 0 | 0 | 0 | 0 | 0 | 0 | 0 | 0 | 0 | 0 | 0 | 0 | 0 | 0 | 0 | 0 | 0 | 0 | 0
Add econo with Econo-Lockout=NO, DB limit = 68, Max OSA = 100% | 0 | 0 | 0 | 0 | 0 | 0 | 0 | 0 | 0 | 0 | 0 | 0 | 0 | 0 | 0 | 0 | 0 | 0 | 0
Add econo with Econo-Lockout=NO, DB limit = 68, Max OSA = 100% | 0 | 0 | 0 | 0 | 0 | 0 | 0 | 0 | 0 | 0 | 0 | 0 | 0 | 0 | 0 | 0 | 0 | 0 | 0
Add econo with Econo-Lockout=NO, DB limit = 68, Max OSA = 100% | 0 | 0 | 0 | 0 | 0 | 0 | 0 | 0 | 0 | 0 | 0 | 0 | 0 | 0 | 0 | 0 | 0 | 0 | 0
Add econo with Econo-Lockout=NO, DB limit = 68, Max OSA = 100% | 0 | 0 | 0 | 0 | 0 | 0 | 0 | 0 | 0 | 0 | 0 | 0 | 0 | 0 | 0 | 0 | 0 | 0 | 0
Add econo with Econo-Lockout=NO, DB limit = 68, Max OSA = 100% | 0 | 0 | 0 | 0 | 0 | 0 | 0 | 0 | 0 | 0 | 0 | 0 | 0 | 0 | 0 | 0 | 0 | 0 | 0
Add econo with Econo-Lockout=NO, DB limit = 68, Max OSA = 100% | 0 | 0 | 0 | 5794.8878 | 81128.4296 | -0.055683 | -0.77956 | 0.086009 | 1.5673 | 0.019072 | 1.5673 | 0.1066 | 1.5673 | 0.039663 | 1.5673 | 2.3671 | 3.519 | 1.1468 | 1.3629
Add econo with Econo-Lockout=NO, DB limit = 68, Max OSA = 100% | 0 | 0 | 0 | 9582.6078 | 134156.5092 | -0.094207 | -1.3189 | 0.11087 | 1.5673 | 0.043936 | 1.5673 | 0.12333 | 1.5673 | 0.056388 | 1.5673 | 3.9142 | 5.8192 | 1.4184 | 1.6093
Add econo with Econo-Lockout=NO, DB limit = 68, Max OSA = 100% | 0 | 0 | 0 | 9582.6078 | 134156.5092 | -0.094207 | -1.3189 | 0.11087 | 1.5673 | 0.043936 | 1.5673 | 0.12333 | 1.5673 | 0.056388 | 1.5673 | 3.9142 | 5.8192 | 1.4184 | 1.6093
Add econo with Econo-Lockout=NO, DB limit = 68, Max OSA = 100% | 0.040305 | 0.020757 | 0.040305 | 4758.9302 | 66625.0231 | -0.026385 | -0.36938 | 0.073209 | 1.5673 | 0.0058698 | 1.5673 | 0.098283 | 1.5673 | 0.030944 | 1.5673 | 1.9556 | 2.9074 | 1.0407 | 1.2603
Add econo with Econo-Lockout=NO, DB limit = 68, Max OSA = 100% | 0 | 0 | 0 | 1023.17 | 14324.38 | -0.043386 | -0.6074 | -0.025658 | 1.5673 | -0.092595 | 1.5673 | 0.031489 | 1.5673 | -0.035449 | 1.5673 | 0.85264 | 1.2676 | 0.61632 | 0.80736
Add econo with Econo-Lockout=NO, DB limit = 68, Max OSA = 100% | 0 | 0 | 0 | 1943.2298 | 27205.2178 | 0.0024826 | 0.034756 | 0.056997 | 0.5999 | -0.00994 | -0.10462 | 0.087086 | 0.91658 | 0.020149 | 0.21207 | 1.6201 | 2.4086 | 0.93743 | 1.1565
Add econo with Econo-Lockout=NO, DB limit = 68, Max OSA = 100% | 0 | 0 | 0 | 1943.2298 | 27205.2178 | 0.0024826 | 0.034756 | 0.056997 | 0.5999 | -0.00994 | -0.10462 | 0.087086 | 0.91658 | 0.020149 | 0.21207 | 1.6201 | 2.4086 | 0.93743 | 1.1565
Add econo with Econo-Lockout=NO, DB limit = 68, Max OSA = 100% | 0 | 0 | 0 | 864.539 | 12103.5459 | -0.025222 | -0.35311 | -0.057689 | 1.5673 | -0.12463 | 1.5673 | 0.009943 | 1.5673 | -0.056994 | 1.5673 | 0.72055 | 1.0712 | 0.54423 | 0.72298
Add econo with Econo-Lockout=NO, DB limit = 68, Max OSA = 100% | 0 | 0 | 0 | 0 | 0 | 0 | 0 | 0 | 0 | 0 | 0 | 0 | 0 | 0 | 0 | 0 | 0 | 0 | 0
Add econo with Econo-Lockout=NO, DB limit = 68, Max OSA = 100% | 0 | 0 | 0 | 0 | 0 | 0 | 0 | 0 | 0 | 0 | 0 | 0 | 0 | 0 | 0 | 0 | 0 | 0 | 0
Add econo with Econo-Lockout=NO, DB limit = 68, Max OSA = 100% | 0 | 0 | 0 | 0 | 0 | 0 | 0 | 0 | 0 | 0 | 0 | 0 | 0 | 0 | 0 | 0 | 0 | 0 | 0
Add econo with Econo-Lockout=NO, DB limit = 68, Max OSA = 100% | 0 | 0 | 0 | 0 | 0 | 0 | 0 | 0 | 0 | 0 | 0 | 0 | 0 | 0 | 0 | 0 | 0 | 0 | 0
Add econo with Econo-Lockout=NO, DB limit = 68, Max OSA = 100% | 0 | 0 | 0 | 6571.856 | 92005.9844 | -0.2509 | -3.5125 | 0.093446 | 1.5673 | 0.026508 | 1.5673 | 0.1116 | 1.5673 | 0.044666 | 1.5673 | 2.6836 | 3.9897 | 1.2161 | 1.4279
Add econo with Econo-Lockout=NO, DB limit = 68, Max OSA = 100% | 0.0065071 | 0.0033512 | 0.0065071 | 12447.678 | 174267.4925 | -0.33183 | -4.6456 | 0.11967 | 1.5673 | 0.052713 | 1.5673 | 0.12926 | 1.5673 | 0.0623 | 1.5673 | 5.085 | 7.5597 | 1.5473 | 1.7185
Add econo with Econo-Lockout=NO, DB limit = 68, Max OSA = 100% | 0.0065071 | 0.0033512 | 0.0065071 | 12447.678 | 174267.4925 | -0.33183 | -4.6456 | 0.11967 | 1.5673 | 0.052714 | 1.5673 | 0.12926 | 1.5673 | 0.0623 | 1.5673 | 5.0851 | 7.5598 | 1.5473 | 1.7185
Add econo with Econo-Lockout=NO, DB limit = 68, Max OSA = 100% | 0 | 0 | 0 | 5066.4801 | 70930.7219 | -0.086438 | -1.2101 | 0.076965 | 1.5673 | 0.010028 | 1.5673 | 0.10052 | 1.5673 | 0.03358 | 1.5673 | 2.0694 | 3.0765 | 1.072 | 1.2909
Add econo with Econo-Lockout=NO, DB limit = 68, Max OSA = 100% | 0 | 0 | 0 | 4516.1277 | 63225.7873 | -0.086923 | -1.2169 | 0.068197 | 1.5673 | 0.00126 | 1.5673 | 0.09462 | 1.5673 | 0.027683 | 1.5673 | 1.8445 | 2.7422 | 1.0083 | 1.2281
Add econo with Econo-Lockout=NO, DB limit = 68, Max OSA = 100% | 0 | 0 | 0 | 8465.716 | 118520.0242 | -0.16834 | -2.3568 | 0.10585 | 1.5673 | 0.038917 | 1.5673 | 0.11995 | 1.5673 | 0.053012 | 1.5673 | 3.4577 | 5.1404 | 1.3535 | 1.5525
Add econo with Econo-Lockout=NO, DB limit = 68, Max OSA = 100% | 0 | 0 | 0 | 8465.716 | 118520.0242 | -0.16834 | -2.3568 | 0.10585 | 1.5673 | 0.038917 | 1.5673 | 0.11995 | 1.5673 | 0.053012 | 1.5673 | 3.4577 | 5.1404 | 1.3535 | 1.5525
Add econo with Econo-Lockout=NO, DB limit = 68, Max OSA = 100% | 0 | 0 | 0 | 3690.5989 | 51668.3853 | -0.10667 | -1.4934 | 0.050143 | 1.5673 | -0.016795 | 1.5673 | 0.082475 | 1.5673 | 0.015538 | 1.5673 | 1.5072 | 2.2407 | 0.89838 | 1.1162
Add econo with Econo-Lockout=NO, DB limit = 68, Max OSA = 100% | 0 | 0 | 0 | 0 | 0 | 0 | 0 | 0 | 0 | 0 | 0 | 0 | 0 | 0 | 0 | 0 | 0 | 0 | 0
Add econo with Econo-Lockout=NO, DB limit = 68, Max OSA = 100% | 0 | 0 | 0 | 0 | 0 | 0 | 0 | 0 | 0 | 0 | 0 | 0 | 0 | 0 | 0 | 0 | 0 | 0 | 0
Add econo with Econo-Lockout=NO, DB limit = 68, Max OSA = 100% | 0 | 0 | 0 | 0 | 0 | 0 | 0 | 0 | 0 | 0 | 0 | 0 | 0 | 0 | 0 | 0 | 0 | 0 | 0
Add econo with Econo-Lockout=NO, DB limit = 68, Max OSA = 100% | 0 | 0 | 0 | 0 | 0 | 0 | 0 | 0 | 0 | 0 | 0 | 0 | 0 | 0 | 0 | 0 | 0 | 0 | 0
Add econo with Econo-Lockout=NO, DB limit = 68, Max OSA = 100% | 0 | 0 | 0 | 5325.4695 | 74556.5735 | 0.052769 | 0.73877 | 0.080471 | 0.84696 | 0.013534 | 0.14244 | 0.10288 | 1.0828 | 0.035939 | 0.37825 | 2.1758 | 3.2346 | 1.1 | 1.3181
Add econo with Econo-Lockout=NO, DB limit = 68, Max OSA = 100% | 0 | 0 | 0 | 8449.5292 | 118293.4084 | 0.068632 | 0.96085 | 0.10578 | 1.1133 | 0.038838 | 0.40877 | 0.1199 | 1.2619 | 0.052959 | 0.5574 | 3.4521 | 5.1321 | 1.3528 | 1.5519
Add econo with Econo-Lockout=NO, DB limit = 68, Max OSA = 100% | 0 | 0 | 0 | 8449.5292 | 118293.4084 | 0.068632 | 0.96085 | 0.10578 | 1.1133 | 0.038838 | 0.40877 | 0.1199 | 1.2619 | 0.052959 | 0.5574 | 3.4521 | 5.1321 | 1.3528 | 1.5519
Add econo with Econo-Lockout=NO, DB limit = 68, Max OSA = 100% | 0 | 0 | 0 | 3609.6648 | 50535.3067 | -0.0094046 | -0.13166 | 0.047928 | 1.5673 | -0.019009 | 1.5673 | 0.080986 | 1.5673 | 0.014048 | 1.5673 | 1.4746 | 2.1922 | 0.88677 | 1.1041
Add ecomizer with Econo-Lockout=NO, DB limit = 68, Max OSA = 100% | 0.0075269 | 0.0038763 | 0.0075269 | 7267.89 | 101750.4605 | -200.7168 | -2810.035 | 0.09887 | 1.5673 | 0.031882 | 1.5673 | 0.11529 | 1.5673 | 0.048301 | 1.5673 | 2.1083 | 3.1343 | 0.90267 | 1.0498
Add ecomizer with Econo-Lockout=NO, DB limit = 68, Max OSA = 100% | 0.016996 | 0.008753 | 0.016996 | 7413.5716 | 103790.002 | -268.7015 | -3761.821 | 0.09992 | 1.5673 | 0.032903 | 1.5673 | 0.11602 | 1.5673 | 0.048999 | 1.5673 | 1.8768 | 2.7902 | 0.79427 | 0.922
Add ecomizer with Econo-Lockout=NO, DB limit = 68, Max OSA = 100% | 0.016996 | 0.008753 | 0.016996 | 7413.5716 | 103790.002 | -268.7015 | -3761.821 | 0.099924 | 1.5673 | 0.032905 | 1.5673 | 0.11602 | 1.5673 | 0.049001 | 1.5673 | 1.8769 | 2.7903 | 0.79429 | 0.92202
Add ecomizer with Econo-Lockout=NO, DB limit = 68, Max OSA = 100% | 0.007106 | 0.0036596 | 0.007106 | 6409.9877 | 89739.8271 | -174.8178 | -2447.4498 | 0.092162 | 1.5673 | 0.025172 | 1.5673 | 0.11078 | 1.5673 | 0.043788 | 1.5673 | 1.869 | 2.7786 | 0.85812 | 1.0099
Add ecomizer with Econo-Lockout=NO, DB limit = 68, Max OSA = 100% | 0 | 0 | 0 | 0 | 0 | 0 | 0 | 0 | 0 | 0 | 0 | 0 | 0 | 0 | 0 | 0 | 0 | 0 | 0
Add ecomizer with Econo-Lockout=NO, DB limit = 68, Max OSA = 100% | 0 | 0 | 0 | 0 | 0 | 0 | 0 | 0 | 0 | 0 | 0 | 0 | 0 | 0 | 0 | 0 | 0 | 0 | 0
Add ecomizer with Econo-Lockout=NO, DB limit = 68, Max OSA = 100% | 0 | 0 | 0 | 0 | 0 | 0 | 0 | 0 | 0 | 0 | 0 | 0 | 0 | 0 | 0 | 0 | 0 | 0 | 0
Add ecomizer with Econo-Lockout=NO, DB limit = 68, Max OSA = 100% | 0 | 0 | 0 | 0 | 0 | 0 | 0 | 0 | 0 | 0 | 0 | 0 | 0 | 0 | 0 | 0 | 0 | 0 | 0
Add ecomizer with Econo-Lockout=NO, DB limit = 68, Max OSA = 100% | 0.01528 | 0.0078694 | 0.01528 | 9048.4422 | 126678.1903 | -257.3707 | -3603.19 | 0.10881 | 1.5673 | 0.041791 | 1.5673 | 0.122 | 1.5673 | 0.054978 | 1.5673 | 2.5944 | 3.857 | 0.97401 | 1.1105
Add ecomizer with Econo-Lockout=NO, DB limit = 68, Max OSA = 100% | 0.025413 | 0.013088 | 0.025413 | 9355.9921 | 130983.889 | -336.6862 | -4713.6071 | 0.11016 | 1.5673 | 0.043129 | 1.5673 | 0.12291 | 1.5673 | 0.055883 | 1.5673 | 2.3798 | 3.538 | 0.87478 | 0.99444
Add ecomizer with Econo-Lockout=NO, DB limit = 68, Max OSA = 100% | 0.025413 | 0.013088 | 0.025413 | 9355.9921 | 130983.889 | -336.6862 | -4713.6071 | 0.11017 | 1.5673 | 0.043132 | 1.5673 | 0.12292 | 1.5673 | 0.055886 | 1.5673 | 2.3799 | 3.5382 | 0.87481 | 0.99447
Add ecomizer with Econo-Lockout=NO, DB limit = 68, Max OSA = 100% | 0.0028165 | 0.0014505 | 0.0028165 | 7947.7372 | 111268.321 | -226.6157 | -3172.6202 | 0.10309 | 1.5673 | 0.036131 | 1.5673 | 0.1181 | 1.5673 | 0.051145 | 1.5673 | 2.2732 | 3.3795 | 0.92415 | 1.066
Add ecomizer with Econo-Lockout=NO, DB limit = 68, Max OSA = 100% | 0.0041115 | 0.0021174 | 0.0041115 | 28974.4391 | 405642.1478 | -704.1274 | -9857.784 | 0.13635 | 1.5673 | 0.069403 | 1.5673 | 0.14047 | 1.5673 | 0.073521 | 1.5673 | 8.8103 | 13.0979 | 1.3938 | 1.4699
Add ecomizer with Econo-Lockout=NO, DB limit = 68, Max OSA = 100% | 0.014649 | 0.0075443 | 0.014649 | 30754.9913 | 430569.8775 | -773.7308 | -10832.2317 | 0.1371 | 1.5673 | 0.070143 | 1.5673 | 0.14098 | 1.5673 | 0.074023 | 1.5673 | 9.2402 | 13.7372 | 1.3897 | 1.4617
Add ecomizer with Econo-Lockout=NO, DB limit = 68, Max OSA = 100% | 0.014649 | 0.0075443 | 0.014649 | 30754.9913 | 430569.8775 | -773.7308 | -10832.2317 | 0.1371 | 1.5673 | 0.070144 | 1.5673 | 0.14098 | 1.5673 | 0.074024 | 1.5673 | 9.2403 | 13.7373 | 1.3897 | 1.4617
Add ecomizer with Econo-Lockout=NO, DB limit = 68, Max OSA = 100% | 0.015944 | 0.0082112 | 0.015944 | 26546.4135 | 371649.789 | -613.4811 | -8588.736 | 0.13524 | 1.5673 | 0.068279 | 1.5673 | 0.13974 | 1.5673 | 0.072774 | 1.5673 | 8.2115 | 12.2078 | 1.3973 | 1.4797
Add ecomizer with Econo-Lockout=NO, DB limit = 68, Max OSA = 100% | 0.20557 | 0.10587 | 0.20557 | 95826.078 | 1341565.092 | -969.5916 | -13574.2819 | 0.14534 | 1.5673 | 0.078299 | 1.5673 | 0.14659 | 1.5673 | 0.079545 | 1.5673 | 35.0388 | 52.091 | 1.8814 | 1.915
Add ecomizer with Econo-Lockout=NO, DB limit = 68, Max OSA = 100% | 2.2014 | 1.1337 | 2.2014 | 92588.7105 | 1296241.947 | -1048.9071 | -14684.699 | 0.14681 | 1.5673 | 0.079046 | 1.5673 | 0.14809 | 1.5673 | 0.080334 | 1.5673 | 33.7788 | 50.2178 | 1.8549 | 1.8888
Add ecomizer with Econo-Lockout=NO, DB limit = 68, Max OSA = 100% | 2.2014 | 1.1337 | 2.2014 | 92588.7105 | 1296241.947 | -1048.9071 | -14684.699 | 0.14685 | 1.5673 | 0.079068 | 1.5673 | 0.14814 | 1.5673 | 0.080357 | 1.5673 | 33.7892 | 50.2333 | 1.8549 | 1.8889
Add ecomizer with Econo-Lockout=NO, DB limit = 68, Max OSA = 100% | 0.8142 | 0.41931 | 0.8142 | 88056.396 | 1232789.544 | -830.3848 | -11625.3867 | 0.14575 | 1.5673 | 0.078372 | 1.5673 | 0.1471 | 1.5673 | 0.079728 | 1.5673 | 32.6377 | 48.5213 | 1.8892 | 1.9257
Add ecomizer with Econo-Lockout=NO, DB limit = 68, Max OSA = 100% | 0.0067661 | 0.0034845 | 0.0067661 | 22499.7041 | 314995.8578 | -548.7338 | -7682.2731 | 0.13274 | 1.5673 | 0.065792 | 1.5673 | 0.13805 | 1.5673 | 0.071096 | 1.5673 | 6.8342 | 10.1601 | 1.3315 | 1.4222
Add ecomizer with Econo-Lockout=NO, DB limit = 68, Max OSA = 100% | 0.0069603 | 0.0035846 | 0.0069603 | 25089.5981 | 351254.3738 | -705.7461 | -9880.4456 | 0.13441 | 1.5673 | 0.067458 | 1.5673 | 0.13916 | 1.5673 | 0.072214 | 1.5673 | 7.2165 | 10.7286 | 1.2869 | 1.3666
Add ecomizer with Econo-Lockout=NO, DB limit = 68, Max OSA = 100% | 0.0069603 | 0.0035846 | 0.0069603 | 25089.5981 | 351254.3738 | -705.7461 | -9880.4456 | 0.13441 | 1.5673 | 0.067459 | 1.5673 | 0.13916 | 1.5673 | 0.072215 | 1.5673 | 7.2166 | 10.7286 | 1.2869 | 1.3666
Add ecomizer with Econo-Lockout=NO, DB limit = 68, Max OSA = 100% | 0.0065071 | 0.0033512 | 0.0065071 | 20395.4152 | 285535.8135 | -506.648 | -7093.0722 | 0.13107 | 1.5673 | 0.064121 | 1.5673 | 0.13692 | 1.5673 | 0.069972 | 1.5673 | 6.1553 | 9.1509 | 1.2969 | 1.393
Add ecomizer with Econo-Lockout=NO, DB limit = 68, Max OSA = 100% | 0 | 0 | 0 | 8180.8277 | 114531.5874 | -245.8781 | -3442.2929 | 0.11772 | 1.5673 | 0.050785 | 1.5673 | 0.12793 | 1.5673 | 0.060995 | 1.5673 | 3.264 | 4.8525 | 1.0375 | 1.158
Add ecomizer with Econo-Lockout=NO, DB limit = 68, Max OSA = 100% | 0.01337 | 0.0068857 | 0.01337 | 9098.6214 | 127380.699 | -299.1328 | -4187.8586 | 0.12098 | 1.5673 | 0.053993 | 1.5673 | 0.13016 | 1.5673 | 0.063174 | 1.5673 | 3.4766 | 5.1685 | 1.0259 | 1.1356
Add ecomizer with Econo-Lockout=NO, DB limit = 68, Max OSA = 100% | 0.01337 | 0.0068857 | 0.01337 | 9098.6214 | 127380.699 | -299.1328 | -4187.8586 | 0.12098 | 1.5673 | 0.053995 | 1.5673 | 0.13016 | 1.5673 | 0.063175 | 1.5673 | 3.4767 | 5.1686 | 1.026 | 1.1357
Add ecomizer with Econo-Lockout=NO, DB limit = 68, Max OSA = 100% | -0.0012351 | -0.00063605 | -0.0012351 | 7421.665 | 103903.3099 | -223.2165 | -3125.0308 | 0.11451 | 1.5673 | 0.047585 | 1.5673 | 0.12577 | 1.5673 | 0.058839 | 1.5673 | 2.9597 | 4.4 | 1.0044 | 1.1299
Add ecomizer with Econo-Lockout=NO, DB limit = 68, Max OSA = 100% | 0 | 0 | 0 | 7376.3418 | 103268.7859 | -214.1519 | -2998.126 | 0.11432 | 1.5673 | 0.047383 | 1.5673 | 0.12564 | 1.5673 | 0.058707 | 1.5673 | 2.9894 | 4.4442 | 1.0185 | 1.1464
Add ecomizer with Econo-Lockout=NO, DB limit = 68, Max OSA = 100% | 0.010424 | 0.0053685 | 0.010424 | 7897.558 | 110565.8122 | -262.8742 | -3680.2394 | 0.1167 | 1.5673 | 0.049722 | 1.5673 | 0.12728 | 1.5673 | 0.060299 | 1.5673 | 2.9975 | 4.4562 | 0.97536 | 1.0916
Add ecomizer with Econo-Lockout=NO, DB limit = 68, Max OSA = 100% | 0.010424 | 0.0053685 | 0.010424 | 7897.558 | 110565.8122 | -262.8742 | -3680.2394 | 0.11671 | 1.5673 | 0.049723 | 1.5673 | 0.12728 | 1.5673 | 0.0603 | 1.5673 | 2.9975 | 4.4563 | 0.97537 | 1.0917
Add ecomizer with Econo-Lockout=NO, DB limit = 68, Max OSA = 100% | -0.0064246 | -0.0033086 | -0.0064246 | 6843.7949 | 95813.1285 | -189.2241 | -2649.1378 | 0.11153 | 1.5673 | 0.044637 | 1.5673 | 0.12373 | 1.5673 | 0.056842 | 1.5673 | 2.8291 | 4.2059 | 1.0125 | 1.1469
ecomizer with Econo-Lockout=NO, DB limit = 68, Max OSA = 100% | 0 | 0 | 0 | 0 | 0 | 0 | 0 | 0 | 0 | 0 | 0 | 0 | 0 | 0 | 0 | 0 | 0 | 0 | 0
ecomizer with Econo-Lockout=NO, DB limit = 68, Max OSA = 100% | 0 | 0 | 0 | 0 | 0 | 0 | 0 | 0 | 0 | 0 | 0 | 0 | 0 | 0 | 0 | 0 | 0 | 0 | 0
ecomizer with Econo-Lockout=NO, DB limit = 68, Max OSA = 100% | 0 | 0 | 0 | 0 | 0 | 0 | 0 | 0 | 0 | 0 | 0 | 0 | 0 | 0 | 0 | 0 | 0 | 0 | 0
ecomizer with Econo-Lockout=NO, DB limit = 68, Max OSA = 100% | 0 | 0 | 0 | 0 | 0 | 0 | 0 | 0 | 0 | 0 | 0 | 0 | 0 | 0 | 0 | 0 | 0 | 0 | 0
ecomizer with Econo-Lockout=NO, DB limit = 68, Max OSA = 100% | 0 | 0 | 0 | 0 | 0 | 0 | 0 | 0 | 0 | 0 | 0 | 0 | 0 | 0 | 0 | 0 | 0 | 0 | 0
ecomizer with Econo-Lockout=NO, DB limit = 68, Max OSA = 100% | 0 | 0 | 0 | 0 | 0 | 0 | 0 | 0 | 0 | 0 | 0 | 0 | 0 | 0 | 0 | 0 | 0 | 0 | 0
ecomizer with Econo-Lockout=NO, DB limit = 68, Max OSA = 100% | 0 | 0 | 0 | 0 | 0 | 0 | 0 | 0 | 0 | 0 | 0 | 0 | 0 | 0 | 0 | 0 | 0 | 0 | 0
ecomizer with Econo-Lockout=NO, DB limit = 68, Max OSA = 100% | 0 | 0 | 0 | 0 | 0 | 0 | 0 | 0 | 0 | 0 | 0 | 0 | 0 | 0 | 0 | 0 | 0 | 0 | 0
ecomizer with Econo-Lockout=NO, DB limit = 68, Max OSA = 100% | 0.0072732 | 0.0037457 | 0.0072732 | 2458.7806 | 34422.9286 | -51.8723 | -726.2128 | 0.07659 | 1.5673 | 0.0095082 | 1.5673 | 0.10037 | 1.5673 | 0.033288 | 1.5673 | 1.5992 | 2.3774 | 0.83141 | 1.0019
ecomizer with Econo-Lockout=NO, DB limit = 68, Max OSA = 100% | 0.0087247 | 0.0044932 | 0.0087247 | 3347.1143 | 46859.5996 | -95.1786 | -1332.5005 | 0.095749 | 1.5673 | 0.028722 | 1.5673 | 0.11322 | 1.5673 | 0.046191 | 1.5673 | 1.9591 | 2.9125 | 0.86838 | 1.0158
ecomizer with Econo-Lockout=NO, DB limit = 68, Max OSA = 100% | 0.0087247 | 0.0044932 | 0.0087247 | 3347.1143 | 46859.5996 | -95.1786 | -1332.5005 | 0.095754 | 1.5673 | 0.028724 | 1.5673 | 0.11322 | 1.5673 | 0.046193 | 1.5673 | 1.9592 | 2.9127 | 0.8684 | 1.0158
ecomizer with Econo-Lockout=NO, DB limit = 68, Max OSA = 100% | 0.001269 | 0.00065356 | 0.001269 | 2197.0395 | 30758.5524 | -45.6857 | -639.6002 | 0.067676 | 1.5673 | 0.00071078 | 1.5673 | 0.094289 | 1.5673 | 0.027324 | 1.5673 | 1.4316 | 2.1282 | 0.78498 | 0.9567
ecomizer with Econo-Lockout=NO, DB limit = 68, Max OSA = 100% | -0.00020072 | -0.00010337 | -0.00020072 | 15717.4192 | 220043.869 | -247.6586 | -3467.2206 | 0.12572 | 1.5673 | 0.058782 | 1.5673 | 0.13331 | 1.5673 | 0.066375 | 1.5673 | 5.3559 | 7.9625 | 1.3782 | 1.505
ecomizer with Econo-Lockout=NO, DB limit = 68, Max OSA = 100% | 0.039981 | 0.02059 | 0.039981 | 21852.2306 | 305931.2288 | -451.6128 | -6322.5787 | 0.13237 | 1.5673 | 0.065372 | 1.5673 | 0.13783 | 1.5673 | 0.070832 | 1.5673 | 6.9937 | 10.3972 | 1.3941 | 1.4914
ecomizer with Econo-Lockout=NO, DB limit = 68, Max OSA = 100% | 0.039981 | 0.02059 | 0.039981 | 21852.2306 | 305931.2288 | -451.6128 | -6322.5787 | 0.13238 | 1.5673 | 0.065373 | 1.5673 | 0.13784 | 1.5673 | 0.070834 | 1.5673 | 6.9939 | 10.3975 | 1.3941 | 1.4915
ecomizer with Econo-Lockout=NO, DB limit = 68, Max OSA = 100% | 0.008401 | 0.0043265 | 0.008401 | 13888.3066 | 194436.2921 | -254.1333 | -3557.8669 | 0.12273 | 1.5673 | 0.055764 | 1.5673 | 0.13132 | 1.5673 | 0.064356 | 1.5673 | 4.5833 | 6.8139 | 1.2906 | 1.4216
ecomizer with Econo-Lockout=NO, DB limit = 68, Max OSA = 100% | 0.36097 | 0.1859 | 0.36097 | 38362.8049 | 537079.2682 | -655.5669 | -9177.9369 | 0.14043 | 1.5673 | 0.073035 | 1.5673 | 0.14354 | 1.5673 | 0.076146 | 1.5673 | 12.9605 | 19.268 | 1.6015 | 1.669
ecomizer with Econo-Lockout=NO, DB limit = 68, Max OSA = 100% | 2.9136 | 1.5005 | 2.9136 | 54064.0372 | 756896.5215 | -882.1826 | -12350.557 | 0.14632 | 1.5673 | 0.077516 | 1.5673 | 0.14852 | 1.5673 | 0.079723 | 1.5673 | 18.908 | 28.11 | 1.6876 | 1.7384
ecomizer with Econo-Lockout=NO, DB limit = 68, Max OSA = 100% | 2.9136 | 1.5005 | 2.9136 | 54064.0372 | 756896.5215 | -882.1826 | -12350.557 | 0.14641 | 1.5673 | 0.077567 | 1.5673 | 0.14862 | 1.5673 | 0.079774 | 1.5673 | 18.9218 | 28.1304 | 1.6879 | 1.7386
ecomizer with Econo-Lockout=NO, DB limit = 68, Max OSA = 100% | 1.0279 | 0.52935 | 1.0279 | 35449.1741 | 496288.4377 | -516.3601 | -7229.0416 | 0.14169 | 1.5673 | 0.073376 | 1.5673 | 0.14505 | 1.5673 | 0.076742 | 1.5673 | 12.5588 | 18.6707 | 1.6431 | 1.7166
ecomizer with Econo-Lockout=NO, DB limit = 68, Max OSA = 100% | 0.0063776 | 0.0032845 | 0.0063776 | 6393.8008 | 89513.2114 | -123.02 | -1722.2795 | 0.092009 | 1.5673 | 0.025023 | 1.5673 | 0.11067 | 1.5673 | 0.043686 | 1.5673 | 2.0849 | 3.0996 | 0.95861 | 1.1285
ecomizer with Econo-Lockout=NO, DB limit = 68, Max OSA = 100% | 0.0063452 | 0.0032678 | 0.0063452 | 10521.4444 | 147300.2213 | -246.0399 | -3444.559 | 0.11431 | 1.5673 | 0.047355 | 1.5673 | 0.12565 | 1.5673 | 0.058697 | 1.5673 | 3.2416 | 4.8192 | 1.1054 | 1.2442
ecomizer with Econo-Lockout=NO, DB limit = 68, Max OSA = 100% | 0.0063452 | 0.0032678 | 0.0063452 | 10521.4444 | 147300.2213 | -246.0399 | -3444.559 | 0.11431 | 1.5673 | 0.047356 | 1.5673 | 0.12566 | 1.5673 | 0.058697 | 1.5673 | 3.2417 | 4.8193 | 1.1054 | 1.2442
ecomizer with Econo-Lockout=NO, DB limit = 68, Max OSA = 100% | 0.0046294 | 0.0023842 | 0.0046294 | 5406.4037 | 75689.6522 | -105.2144 | -1473.0022 | 0.081579 | 1.5673 | 0.014601 | 1.5673 | 0.10365 | 1.5673 | 0.036673 | 1.5673 | 1.7576 | 2.6129 | 0.8817 | 1.0549
ecomizer with Econo-Lockout=NO, DB limit = 68, Max OSA = 100% | 0.0038201 | 0.0019673 | 0.0038201 | 4516.1277 | 63225.7873 | -80.9342 | -1133.0786 | 0.068289 | 1.5673 | 0.0013105 | 1.5673 | 0.094712 | 1.5673 | 0.027733 | 1.5673 | 1.4981 | 2.2271 | 0.8187 | 0.99707
ecomizer with Econo-Lockout=NO, DB limit = 68, Max OSA = 100% | 0.016834 | 0.0086697 | 0.016834 | 6847.0323 | 95858.4517 | -142.7679 | -1998.7507 | 0.095864 | 1.5673 | 0.028842 | 1.5673 | 0.11329 | 1.5673 | 0.046269 | 1.5673 | 2.1868 | 3.2511 | 0.96808 | 1.1321
ecomizer with Econo-Lockout=NO, DB limit = 68, Max OSA = 100% | 0.016834 | 0.0086697 | 0.016834 | 6847.0323 | 95858.4517 | -142.7679 | -1998.7507 | 0.095868 | 1.5673 | 0.028844 | 1.5673 | 0.1133 | 1.5673 | 0.046272 | 1.5673 | 2.1869 | 3.2512 | 0.9681 | 1.1322
ecomizer with Econo-Lockout=NO, DB limit = 68, Max OSA = 100% | 0.0037553 | 0.001934 | 0.0037553 | 3755.3463 | 52574.8482 | -65.0711 | -910.9952 | 0.051951 | 1.5673 | -0.015034 | 1.5673 | 0.083726 | 1.5673 | 0.016742 | 1.5673 | 1.2554 | 1.8664 | 0.74282 | 0.92126
ecomizer with Econo-Lockout=NO, DB limit = 68, Max OSA = 100% | 0.0014665 | 0.00075526 | 0.0014665 | 5082.667 | 71157.3377 | -96.6354 | -1352.8959 | 0.077226 | 1.5673 | 0.010274 | 1.5673 | 0.1007 | 1.5673 | 0.033752 | 1.5673 | 1.6613 | 2.4698 | 0.8592 | 1.0343
ecomizer with Econo-Lockout=NO, DB limit = 68, Max OSA = 100% | 0.028327 | 0.014588 | 0.028327 | 7365.0111 | 103110.1549 | -169.9618 | -2379.4651 | 0.099715 | 1.5673 | 0.032645 | 1.5673 | 0.11592 | 1.5673 | 0.048847 | 1.5673 | 2.2839 | 3.3954 | 0.96977 | 1.1263
ecomizer with Econo-Lockout=NO, DB limit = 68, Max OSA = 100% | 0.028327 | 0.014588 | 0.028327 | 7365.0111 | 103110.1549 | -169.9618 | -2379.4651 | 0.099722 | 1.5673 | 0.032648 | 1.5673 | 0.11592 | 1.5673 | 0.04885 | 1.5673 | 2.2841 | 3.3956 | 0.9698 | 1.1264
ecomizer with Econo-Lockout=NO, DB limit = 68, Max OSA = 100% | 0.0039981 | 0.002059 | 0.0039981 | 4046.7094 | 56653.9313 | -67.8228 | -949.5199 | 0.058939 | 1.5673 | -0.0080456 | 1.5673 | 0.088426 | 1.5673 | 0.021442 | 1.5673 | 1.3627 | 2.0259 | 0.78153 | 0.96217
0 | 0 | 0 | 0 | 0 | 0 | 0 | 0 | 0 | 0 | 0 | 0 | 0 | 0 | 0 | 0 | 0 | 0 | 0 | 0
indirect evap cooling for make-up air only, 65% effectiveness | 0 | 0 | 0 | 0 | 0 | 0 | 0 | 0 | 0 | 0 | 0 | 0 | 0 | 0 | 0 | 0 | 0 | 0 | 0
indirect evap cooling for make-up air only, 65% effectiveness | 0 | 0 | 0 | 0 | 0 | 0 | 0 | 0 | 0 | 0 | 0 | 0 | 0 | 0 | 0 | 0 | 0 | 0 | 0
indirect evap cooling for make-up air only, 65% effectiveness | 0 | 0 | 0 | 0 | 0 | 0 | 0 | 0 | 0 | 0 | 0 | 0 | 0 | 0 | 0 | 0 | 0 | 0 | 0
indirect evap cooling for make-up air only, 65% effectiveness | 0 | 0 | 0 | 0 | 0 | 0 | 0 | 0 | 0 | 0 | 0 | 0 | 0 | 0 | 0 | 0 | 0 | 0 | 0
indirect evap cooling for make-up air only, 65% effectiveness | 0 | 0 | 0 | 0 | 0 | 0 | 0 | 0 | 0 | 0 | 0 | 0 | 0 | 0 | 0 | 0 | 0 | 0 | 0
indirect evap cooling for make-up air only, 65% effectiveness | 0 | 0 | 0 | 0 | 0 | 0 | 0 | 0 | 0 | 0 | 0 | 0 | 0 | 0 | 0 | 0 | 0 | 0 | 0
indirect evap cooling for make-up air only, 65% effectiveness | 0 | 0 | 0 | 0 | 0 | 0 | 0 | 0 | 0 | 0 | 0 | 0 | 0 | 0 | 0 | 0 | 0 | 0 | 0
indirect evap cooling for make-up air only, 65% effectiveness | 0 | 0 | 0 | 0 | 0 | 0 | 0 | 0 | 0 | 0 | 0 | 0 | 0 | 0 | 0 | 0 | 0 | 0 | 0
indirect evap cooling for make-up air only, 65% effectiveness | 0 | 0 | 0 | 0 | 0 | 0 | 0 | 0 | 0 | 0 | 0 | 0 | 0 | 0 | 0 | 0 | 0 | 0 | 0
indirect evap cooling for make-up air only, 65% effectiveness | 0 | 0 | 0 | 0 | 0 | 0 | 0 | 0 | 0 | 0 | 0 | 0 | 0 | 0 | 0 | 0 | 0 | 0 | 0
indirect evap cooling for make-up air only, 65% effectiveness | 0 | 0 | 0 | 0 | 0 | 0 | 0 | 0 | 0 | 0 | 0 | 0 | 0 | 0 | 0 | 0 | 0 | 0 | 0
indirect evap cooling for make-up air only, 65% effectiveness | 0 | 0 | 0 | 0 | 0 | 0 | 0 | 0 | 0 | 0 | 0 | 0 | 0 | 0 | 0 | 0 | 0 | 0 | 0
indirect evap cooling for make-up air only, 65% effectiveness | 0 | 0 | 0 | 0 | 0 | 0 | 0 | 0 | 0 | 0 | 0 | 0 | 0 | 0 | 0 | 0 | 0 | 0 | 0
indirect evap cooling for make-up air only, 65% effectiveness | 0 | 0 | 0 | 0 | 0 | 0 | 0 | 0 | 0 | 0 | 0 | 0 | 0 | 0 | 0 | 0 | 0 | 0 | 0
indirect evap cooling for make-up air only, 65% effectiveness | 0 | 0 | 0 | 0 | 0 | 0 | 0 | 0 | 0 | 0 | 0 | 0 | 0 | 0 | 0 | 0 | 0 | 0 | 0
indirect evap cooling for make-up air only, 65% effectiveness | 0 | 0 | 0 | 0 | 0 | 0 | 0 | 0 | 0 | 0 | 0 | 0 | 0 | 0 | 0 | 0 | 0 | 0 | 0
indirect evap cooling for make-up air only, 65% effectiveness | 0 | 0 | 0 | 0 | 0 | 0 | 0 | 0 | 0 | 0 | 0 | 0 | 0 | 0 | 0 | 0 | 0 | 0 | 0
indirect evap cooling for make-up air only, 65% effectiveness | 0 | 0 | 0 | 0 | 0 | 0 | 0 | 0 | 0 | 0 | 0 | 0 | 0 | 0 | 0 | 0 | 0 | 0 | 0
indirect evap cooling for make-up air only, 65% effectiveness | 0 | 0 | 0 | 0 | 0 | 0 | 0 | 0 | 0 | 0 | 0 | 0 | 0 | 0 | 0 | 0 | 0 | 0 | 0
indirect evap cooling for make-up air only, 65% effectiveness | 0 | 0 | 0 | 0 | 0 | 0 | 0 | 0 | 0 | 0 | 0 | 0 | 0 | 0 | 0 | 0 | 0 | 0 | 0
indirect evap cooling for make-up air only, 65% effectiveness | 0 | 0 | 0 | 0 | 0 | 0 | 0 | 0 | 0 | 0 | 0 | 0 | 0 | 0 | 0 | 0 | 0 | 0 | 0
indirect evap cooling for make-up air only, 65% effectiveness | 0 | 0 | 0 | 0 | 0 | 0 | 0 | 0 | 0 | 0 | 0 | 0 | 0 | 0 | 0 | 0 | 0 | 0 | 0
indirect evap cooling for make-up air only, 65% effectiveness | 0 | 0 | 0 | 0 | 0 | 0 | 0 | 0 | 0 | 0 | 0 | 0 | 0 | 0 | 0 | 0 | 0 | 0 | 0
indirect evap cooling for make-up air only, 65% effectiveness | 0 | 0 | 0 | 0 | 0 | 0 | 0 | 0 | 0 | 0 | 0 | 0 | 0 | 0 | 0 | 0 | 0 | 0 | 0
indirect evap cooling for make-up air only, 65% effectiveness | 0 | 0 | 0 | 0 | 0 | 0 | 0 | 0 | 0 | 0 | 0 | 0 | 0 | 0 | 0 | 0 | 0 | 0 | 0
indirect evap cooling for make-up air only, 65% effectiveness | 0 | 0 | 0 | 0 | 0 | 0 | 0 | 0 | 0 | 0 | 0 | 0 | 0 | 0 | 0 | 0 | 0 | 0 | 0
indirect evap cooling for make-up air only, 65% effectiveness | 0 | 0 | 0 | 0 | 0 | 0 | 0 | 0 | 0 | 0 | 0 | 0 | 0 | 0 | 0 | 0 | 0 | 0 | 0
indirect evap cooling for make-up air only, 65% effectiveness | 0 | 0 | 0 | 0 | 0 | 0 | 0 | 0 | 0 | 0 | 0 | 0 | 0 | 0 | 0 | 0 | 0 | 0 | 0
indirect evap cooling for make-up air only, 65% effectiveness | 0 | 0 | 0 | 0 | 0 | 0 | 0 | 0 | 0 | 0 | 0 | 0 | 0 | 0 | 0 | 0 | 0 | 0 | 0
indirect evap cooling for make-up air only, 65% effectiveness | 0 | 0 | 0 | 0 | 0 | 0 | 0 | 0 | 0 | 0 | 0 | 0 | 0 | 0 | 0 | 0 | 0 | 0 | 0
indirect evap cooling for make-up air only, 65% effectiveness | 0 | 0 | 0 | 0 | 0 | 0 | 0 | 0 | 0 | 0 | 0 | 0 | 0 | 0 | 0 | 0 | 0 | 0 | 0
indirect evap cooling for make-up air only, 65% effectiveness | 0 | 0 | 0 | 0 | 0 | 0 | 0 | 0 | 0 | 0 | 0 | 0 | 0 | 0 | 0 | 0 | 0 | 0 | 0
indirect evap cooling for make-up air only, 65% effectiveness | 0 | 0 | 0 | 0 | 0 | 0 | 0 | 0 | 0 | 0 | 0 | 0 | 0 | 0 | 0 | 0 | 0 | 0 | 0
indirect evap cooling for make-up air only, 65% effectiveness | 0 | 0 | 0 | 0 | 0 | 0 | 0 | 0 | 0 | 0 | 0 | 0 | 0 | 0 | 0 | 0 | 0 | 0 | 0
indirect evap cooling for make-up air only, 65% effectiveness | 0 | 0 | 0 | 0 | 0 | 0 | 0 | 0 | 0 | 0 | 0 | 0 | 0 | 0 | 0 | 0 | 0 | 0 | 0
indirect evap cooling for make-up air only, 65% effectiveness | 0 | 0 | 0 | 0 | 0 | 0 | 0 | 0 | 0 | 0 | 0 | 0 | 0 | 0 | 0 | 0 | 0 | 0 | 0
indirect evap cooling for make-up air only, 65% effectiveness | 0 | 0 | 0 | 0 | 0 | 0 | 0 | 0 | 0 | 0 | 0 | 0 | 0 | 0 | 0 | 0 | 0 | 0 | 0
indirect evap cooling for make-up air only, 65% effectiveness | 0 | 0 | 0 | 0 | 0 | 0 | 0 | 0 | 0 | 0 | 0 | 0 | 0 | 0 | 0 | 0 | 0 | 0 | 0
indirect evap cooling for make-up air only, 65% effectiveness | 0 | 0 | 0 | 0 | 0 | 0 | 0 | 0 | 0 | 0 | 0 | 0 | 0 | 0 | 0 | 0 | 0 | 0 | 0
indirect evap cooling for make-up air only, 65% effectiveness | 0 | 0 | 0 | 0 | 0 | 0 | 0 | 0 | 0 | 0 | 0 | 0 | 0 | 0 | 0 | 0 | 0 | 0 | 0
indirect evap cooling for make-up air only, 65% effectiveness | 0 | 0 | 0 | 0 | 0 | 0 | 0 | 0 | 0 | 0 | 0 | 0 | 0 | 0 | 0 | 0 | 0 | 0 | 0
indirect evap cooling for make-up air only, 65% effectiveness | 0 | 0 | 0 | 0 | 0 | 0 | 0 | 0 | 0 | 0 | 0 | 0 | 0 | 0 | 0 | 0 | 0 | 0 | 0
indirect evap cooling for make-up air only, 65% effectiveness | 0 | 0 | 0 | 0 | 0 | 0 | 0 | 0 | 0 | 0 | 0 | 0 | 0 | 0 | 0 | 0 | 0 | 0 | 0
indirect evap cooling for make-up air only, 65% effectiveness | 0 | 0 | 0 | 0 | 0 | 0 | 0 | 0 | 0 | 0 | 0 | 0 | 0 | 0 | 0 | 0 | 0 | 0 | 0
indirect evap cooling for make-up air only, 65% effectiveness | 0 | 0 | 0 | 0 | 0 | 0 | 0 | 0 | 0 | 0 | 0 | 0 | 0 | 0 | 0 | 0 | 0 | 0 | 0
indirect evap cooling for make-up air only, 65% effectiveness | 0 | 0 | 0 | 0 | 0 | 0 | 0 | 0 | 0 | 0 | 0 | 0 | 0 | 0 | 0 | 0 | 0 | 0 | 0
indirect evap cooling for make-up air only, 65% effectiveness | 0 | 0 | 0 | 0 | 0 | 0 | 0 | 0 | 0 | 0 | 0 | 0 | 0 | 0 | 0 | 0 | 0 | 0 | 0
indirect evap cooling for make-up air only, 65% effectiveness | 0 | 0 | 0 | 0 | 0 | 0 | 0 | 0 | 0 | 0 | 0 | 0 | 0 | 0 | 0 | 0 | 0 | 0 | 0
indirect evap cooling for make-up air only, 65% effectiveness | 0 | 0 | 0 | 0 | 0 | 0 | 0 | 0 | 0 | 0 | 0 | 0 | 0 | 0 | 0 | 0 | 0 | 0 | 0
indirect evap cooling for make-up air only, 65% effectiveness | 0 | 0 | 0 | 0 | 0 | 0 | 0 | 0 | 0 | 0 | 0 | 0 | 0 | 0 | 0 | 0 | 0 | 0 | 0
indirect evap cooling for make-up air only, 65% effectiveness | 0 | 0 | 0 | 0 | 0 | 0 | 0 | 0 | 0 | 0 | 0 | 0 | 0 | 0 | 0 | 0 | 0 | 0 | 0
indirect evap cooling for make-up air only, 65% effectiveness | 0 | 0 | 0 | 0 | 0 | 0 | 0 | 0 | 0 | 0 | 0 | 0 | 0 | 0 | 0 | 0 | 0 | 0 | 0
indirect evap cooling for make-up air only, 65% effectiveness | 0 | 0 | 0 | 0 | 0 | 0 | 0 | 0 | 0 | 0 | 0 | 0 | 0 | 0 | 0 | 0 | 0 | 0 | 0
indirect evap cooling for make-up air only, 65% effectiveness | 0 | 0 | 0 | 0 | 0 | 0 | 0 | 0 | 0 | 0 | 0 | 0 | 0 | 0 | 0 | 0 | 0 | 0 | 0
indirect evap cooling for make-up air only, 65% effectiveness | 0 | 0 | 0 | 0 | 0 | 0 | 0 | 0 | 0 | 0 | 0 | 0 | 0 | 0 | 0 | 0 | 0 | 0 | 0
indirect evap cooling for make-up air only, 65% effectiveness | 0 | 0 | 0 | 0 | 0 | 0 | 0 | 0 | 0 | 0 | 0 | 0 | 0 | 0 | 0 | 0 | 0 | 0 | 0
indirect evap cooling for make-up air only, 65% effectiveness | 0 | 0 | 0 | 0 | 0 | 0 | 0 | 0 | 0 | 0 | 0 | 0 | 0 | 0 | 0 | 0 | 0 | 0 | 0
indirect evap cooling for make-up air only, 65% effectiveness | 0 | 0 | 0 | 0 | 0 | 0 | 0 | 0 | 0 | 0 | 0 | 0 | 0 | 0 | 0 | 0 | 0 | 0 | 0
indirect evap cooling for make-up air only, 65% effectiveness | 0 | 0 | 0 | 0 | 0 | 0 | 0 | 0 | 0 | 0 | 0 | 0 | 0 | 0 | 0 | 0 | 0 | 0 | 0
indirect evap cooling for make-up air only, 65% effectiveness | 0 | 0 | 0 | 0 | 0 | 0 | 0 | 0 | 0 | 0 | 0 | 0 | 0 | 0 | 0 | 0 | 0 | 0 | 0
indirect evap cooling for make-up air only, 65% effectiveness | 0 | 0 | 0 | 0 | 0 | 0 | 0 | 0 | 0 | 0 | 0 | 0 | 0 | 0 | 0 | 0 | 0 | 0 | 0
indirect evap cooling for make-up air only, 65% effectiveness | 0 | 0 | 0 | 0 | 0 | 0 | 0 | 0 | 0 | 0 | 0 | 0 | 0 | 0 | 0 | 0 | 0 | 0 | 0
indirect evap cooling for make-up air only, 65% effectiveness | 0 | 0 | 0 | 0 | 0 | 0 | 0 | 0 | 0 | 0 | 0 | 0 | 0 | 0 | 0 | 0 | 0 | 0 | 0
indirect evap cooling for make-up air only, 65% effectiveness | 0 | 0 | 0 | 0 | 0 | 0 | 0 | 0 | 0 | 0 | 0 | 0 | 0 | 0 | 0 | 0 | 0 | 0 | 0
indirect evap cooling for make-up air only, 65% effectiveness | 0 | 0 | 0 | 0 | 0 | 0 | 0 | 0 | 0 | 0 | 0 | 0 | 0 | 0 | 0 | 0 | 0 | 0 | 0
indirect evap cooling for make-up air only, 65% effectiveness | 0 | 0 | 0 | 0 | 0 | 0 | 0 | 0 | 0 | 0 | 0 | 0 | 0 | 0 | 0 | 0 | 0 | 0 | 0
indirect evap cooling for make-up air only, 65% effectiveness | 0 | 0 | 0 | 0 | 0 | 0 | 0 | 0 | 0 | 0 | 0 | 0 | 0 | 0 | 0 | 0 | 0 | 0 | 0
indirect evap cooling for make-up air only, 65% effectiveness | 0 | 0 | 0 | 0 | 0 | 0 | 0 | 0 | 0 | 0 | 0 | 0 | 0 | 0 | 0 | 0 | 0 | 0 | 0
indirect evap cooling for make-up air only, 65% effectiveness | 0 | 0 | 0 | 0 | 0 | 0 | 0 | 0 | 0 | 0 | 0 | 0 | 0 | 0 | 0 | 0 | 0 | 0 | 0
indirect evap cooling for make-up air only, 65% effectiveness | 0 | 0 | 0 | 0 | 0 | 0 | 0 | 0 | 0 | 0 | 0 | 0 | 0 | 0 | 0 | 0 | 0 | 0 | 0
indirect evap cooling for make-up air only, 65% effectiveness | 0 | 0 | 0 | 0 | 0 | 0 | 0 | 0 | 0 | 0 | 0 | 0 | 0 | 0 | 0 | 0 | 0 | 0 | 0
indirect evap cooling for make-up air only, 65% effectiveness | 0 | 0 | 0 | 0 | 0 | 0 | 0 | 0 | 0 | 0 | 0 | 0 | 0 | 0 | 0 | 0 | 0 | 0 | 0
indirect evap cooling for make-up air only, 65% effectiveness | 0 | 0 | 0 | 0 | 0 | 0 | 0 | 0 | 0 | 0 | 0 | 0 | 0 | 0 | 0 | 0 | 0 | 0 | 0
indirect evap cooling for make-up air only, 65% effectiveness | 0 | 0 | 0 | 0 | 0 | 0 | 0 | 0 | 0 | 0 | 0 | 0 | 0 | 0 | 0 | 0 | 0 | 0 | 0
indirect evap cooling for make-up air only, 65% effectiveness | 0 | 0 | 0 | 0 | 0 | 0 | 0 | 0 | 0 | 0 | 0 | 0 | 0 | 0 | 0 | 0 | 0 | 0 | 0
indirect evap cooling for make-up air only, 65% effectiveness | 0 | 0 | 0 | 0 | 0 | 0 | 0 | 0 | 0 | 0 | 0 | 0 | 0 | 0 | 0 | 0 | 0 | 0 | 0
indirect evap cooling for make-up air only, 65% effectiveness | 0 | 0 | 0 | 0 | 0 | 0 | 0 | 0 | 0 | 0 | 0 | 0 | 0 | 0 | 0 | 0 | 0 | 0 | 0
indirect evap cooling for make-up air only, 65% effectiveness | 0 | 0 | 0 | 0 | 0 | 0 | 0 | 0 | 0 | 0 | 0 | 0 | 0 | 0 | 0 | 0 | 0 | 0 | 0
indirect evap cooling for make-up air only, 65% effectiveness | 0 | 0 | 0 | 0 | 0 | 0 | 0 | 0 | 0 | 0 | 0 | 0 | 0 | 0 | 0 | 0 | 0 | 0 | 0
indirect evap cooling for make-up air only, 65% effectiveness | 0 | 0 | 0 | 0 | 0 | 0 | 0 | 0 | 0 | 0 | 0 | 0 | 0 | 0 | 0 | 0 | 0 | 0 | 0
indirect evap cooling for make-up air only, 65% effectiveness | 0 | 0 | 0 | 0 | 0 | 0 | 0 | 0 | 0 | 0 | 0 | 0 | 0 | 0 | 0 | 0 | 0 | 0 | 0
indirect evap cooling for make-up air only, 65% effectiveness | 0 | 0 | 0 | 0 | 0 | 0 | 0 | 0 | 0 | 0 | 0 | 0 | 0 | 0 | 0 | 0 | 0 | 0 | 0
indirect evap cooling for make-up air only, 65% effectiveness | 0 | 0 | 0 | 0 | 0 | 0 | 0 | 0 | 0 | 0 | 0 | 0 | 0 | 0 | 0 | 0 | 0 | 0 | 0
indirect evap cooling for make-up air only, 65% effectiveness | 0 | 0 | 0 | 0 | 0 | 0 | 0 | 0 | 0 | 0 | 0 | 0 | 0 | 0 | 0 | 0 | 0 | 0 | 0
indirect evap cooling for make-up air only, 65% effectiveness | 0 | 0 | 0 | 0 | 0 | 0 | 0 | 0 | 0 | 0 | 0 | 0 | 0 | 0 | 0 | 0 | 0 | 0 | 0
indirect evap cooling for make-up air only, 65% effectiveness | 0 | 0 | 0 | 0 | 0 | 0 | 0 | 0 | 0 | 0 | 0 | 0 | 0 | 0 | 0 | 0 | 0 | 0 | 0
indirect evap cooling for make-up air only, 65% effectiveness | 0 | 0 | 0 | 0 | 0 | 0 | 0 | 0 | 0 | 0 | 0 | 0 | 0 | 0 | 0 | 0 | 0 | 0 | 0
indirect evap cooling for make-up air only, 65% effectiveness | 0 | 0 | 0 | 0 | 0 | 0 | 0 | 0 | 0 | 0 | 0 | 0 | 0 | 0 | 0 | 0 | 0 | 0 | 0
indirect evap cooling for make-up air only, 65% effectiveness | 0 | 0 | 0 | 0 | 0 | 0 | 0 | 0 | 0 | 0 | 0 | 0 | 0 | 0 | 0 | 0 | 0 | 0 | 0
indirect evap cooling for make-up air only, 65% effectiveness | 0 | 0 | 0 | 0 | 0 | 0 | 0 | 0 | 0 | 0 | 0 | 0 | 0 | 0 | 0 | 0 | 0 | 0 | 0
indirect evap cooling for make-up air only, 65% effectiveness | 0 | 0 | 0 | 0 | 0 | 0 | 0 | 0 | 0 | 0 | 0 | 0 | 0 | 0 | 0 | 0 | 0 | 0 | 0
indirect evap cooling for make-up air only, 65% effectiveness | 0 | 0 | 0 | 0 | 0 | 0 | 0 | 0 | 0 | 0 | 0 | 0 | 0 | 0 | 0 | 0 | 0 | 0 | 0
indirect evap cooling for make-up air only, 65% effectiveness | 0 | 0 | 0 | 0 | 0 | 0 | 0 | 0 | 0 | 0 | 0 | 0 | 0 | 0 | 0 | 0 | 0 | 0 | 0
indirect evap cooling for make-up air only, 65% effectiveness | 0 | 0 | 0 | 0 | 0 | 0 | 0 | 0 | 0 | 0 | 0 | 0 | 0 | 0 | 0 | 0 | 0 | 0 | 0
indirect evap cooling for make-up air only, 65% effectiveness | 0 | 0 | 0 | 0 | 0 | 0 | 0 | 0 | 0 | 0 | 0 | 0 | 0 | 0 | 0 | 0 | 0 | 0 | 0
indirect evap cooling for make-up air only, 65% effectiveness | 0 | 0 | 0 | 0 | 0 | 0 | 0 | 0 | 0 | 0 | 0 | 0 | 0 | 0 | 0 | 0 | 0 | 0 | 0
indirect evap cooling for make-up air only, 65% effectiveness | 0 | 0 | 0 | 0 | 0 | 0 | 0 | 0 | 0 | 0 | 0 | 0 | 0 | 0 | 0 | 0 | 0 | 0 | 0
indirect evap cooling for make-up air only, 65% effectiveness | 0 | 0 | 0 | 0 | 0 | 0 | 0 | 0 | 0 | 0 | 0 | 0 | 0 | 0 | 0 | 0 | 0 | 0 | 0
indirect evap cooling for make-up air only, 65% effectiveness | 0 | 0 | 0 | 0 | 0 | 0 | 0 | 0 | 0 | 0 | 0 | 0 | 0 | 0 | 0 | 0 | 0 | 0 | 0
indirect evap cooling for make-up air only, 65% effectiveness | 0 | 0 | 0 | 0 | 0 | 0 | 0 | 0 | 0 | 0 | 0 | 0 | 0 | 0 | 0 | 0 | 0 | 0 | 0
indirect evap cooling for make-up air only, 65% effectiveness | 0 | 0 | 0 | 0 | 0 | 0 | 0 | 0 | 0 | 0 | 0 | 0 | 0 | 0 | 0 | 0 | 0 | 0 | 0
indirect evap cooling for make-up air only, 65% effectiveness | 0 | 0 | 0 | 0 | 0 | 0 | 0 | 0 | 0 | 0 | 0 | 0 | 0 | 0 | 0 | 0 | 0 | 0 | 0
indirect evap cooling for make-up air only, 65% effectiveness | 0 | 0 | 0 | 0 | 0 | 0 | 0 | 0 | 0 | 0 | 0 | 0 | 0 | 0 | 0 | 0 | 0 | 0 | 0
indirect evap cooling for make-up air only, 65% effectiveness | 0 | 0 | 0 | 0 | 0 | 0 | 0 | 0 | 0 | 0 | 0 | 0 | 0 | 0 | 0 | 0 | 0 | 0 | 0
MCE Commercial Custom measure Program | 18.8811 | 9.7238 | 18.8811 | 1258740 | 18881100 | 65559.375 | 983390.625 | 0.10309 | 0.85233 | 0.03586 | 0.29647 | 0.1032 | 0.8532 | 0.035965 | 0.29734 | 3.2181 | 3.2254 | 1.3154 | 1.3166
0 | 0 | 0 | 0 | 0 | 0 | 0 | 0 | 0 | 0 | 0 | 0 | 0 | 0 | 0 | 0 | 0 | 0 | 0 | 0
Water Heating Boiler/ Water Heating Storage Water Heater: PGECODHW103 - Large Gas Storage Water Heater>75 kBtuh, ³90% TE, Rev # 5 | 0 | 0 | 0 | 0 | 0 | 14.2355 | 213.5332 | 0 | -0.059225 | 0 | -0.059225 | 0 | -0.042304 | 0 | -0.042304 | 0 | 0 | 0 | 0
Water Heating Boiler: High Efficiency DHW Boiler (>75 MBTU/h) PGECODHW124 | 0 | 0 | 0 | 0 | 0 | 0 | 0 | 0 | 0 | 0 | 0 | 0 | 0 | 0 | 0 | 0 | 0 | 0 | 0
Agricultural/ Industrial - Refrigeration Ice machine: PGECOFST108 - Commercial Ice Machines, Rev # 4 - F200 - Commercial Ice Machines 101-300lbs/day | 0.612 | 0.57528 | 0.612 | 5354.9606 | 53549.6063 | 0 | 0 | 0.062498 | 0 | -0.0058518 | 0 | 0.088086 | 0 | 0.019736 | 0 | 1.6979 | 2.377 | 0.96294 | 1.1492
Agricultural/ Industrial - Refrigeration Ice machine: PGECOFST108 - Commercial Ice Machines, Rev # 4 - F201 - Commercial Ice Machines 301-500lbs/day | 0.85147 | 0.80038 | 0.85147 | 7430.4236 | 74304.2362 | 0 | 0 | 0.095973 | 0 | 0.027613 | 0 | 0.112 | 0 | 0.043643 | 0 | 2.7106 | 3.7948 | 1.2219 | 1.4025
0 | 1.3703 | 1.2881 | 1.3703 | 12020.3899 | 120203.8988 | 0 | 0 | 0.11957 | 0 | 0.051228 | 0 | 0.12884 | 0 | 0.060504 | 0 | 4.683 | 6.5562 | 1.5082 | 1.661
Agricultural/ Industrial - Refrigeration Ice machine: PGECOFST108 - Commercial Ice Machines, Rev # 4 - F203 - Commercial Ice Machines 1001-1500lbs/day | 1.9757 | 1.8571 | 1.9757 | 17302.1771 | 173021.7712 | 0 | 0 | 0.098696 | 0 | 0.030349 | 0 | 0.11394 | 0 | 0.045593 | 0 | 2.8499 | 3.9899 | 1.2494 | 1.4283
Agricultural/ Industrial - Refrigeration Ice machine: PGECOFST108 - Commercial Ice Machines, Rev # 4 - F204 - Commercial Ice Machines >1500lbs/day | 2.7673 | 2.6012 | 2.7673 | 24220.3871 | 242203.8713 | 0 | 0 | 0.091292 | 0 | 0.022944 | 0 | 0.10865 | 0 | 0.040304 | 0 | 2.5025 | 3.5035 | 1.1777 | 1.3607
Appliance Refrigerator: commercial reach-in refrigerators and freezers PGECOFST123, Rev # 1 - F171 - <15 cubic feet Glass-Door Reach-In Refrigerator | 0.49226 | 0.36427 | 0.49226 | 4809.4864 | 57713.8365 | 0 | 0 | 0.11117 | 0 | 0.047716 | 0 | 0.11974 | 0 | 0.056285 | 0 | 4.7068 | 6.5896 | 1.5107 | 1.6632
Appliance Refrigerator: commercial reach-in refrigerators and freezers PGECOFST123, Rev # 1 - F172 - 15-29 cubic feet Glass-Door Reach-In Refrigerator | 0.30156 | 0.22316 | 0.30156 | 2931.3698 | 35176.437 | 0 | 0 | -0.13231 | 0 | -0.19578 | 0 | -0.054164 | 0 | -0.11763 | 0 | 0.51625 | 0.72275 | 0.41901 | 0.54552
Appliance Refrigerator: commercial reach-in refrigerators and freezers PGECOFST123, Rev # 1 - F173 - 30-49 cubic feet Glass-Door Reach-In Refrigerator | 0.35035 | 0.25926 | 0.35035 | 3436.9313 | 41243.175 | 0 | 0 | -0.14948 | 0 | -0.21292 | 0 | -0.066452 | 0 | -0.12989 | 0 | 0.48562 | 0.67987 | 0.39861 | 0.52073
Appliance Refrigerator: commercial reach-in refrigerators and freezers PGECOFST123, Rev # 1 - F174 - ³ 50 cubic feet Glass-Door Reach-In Refrigerator | 0.42574 | 0.31504 | 0.42574 | 4142.0565 | 49704.678 | 0 | 0 | -0.20591 | 0 | -0.26937 | 0 | -0.10673 | 0 | -0.1702 | 0 | 0.40678 | 0.56949 | 0.3439 | 0.45342
Appliance Refrigerator: commercial reach-in refrigerators and freezers PGECOFST123, Rev # 1 - F175 - <15 cubic feet Glass-Door Reach-In Freezer | 0.77165 | 0.57102 | 0.77165 | 7508.0318 | 90096.381 | 0 | 0 | 0.13804 | 0 | 0.074574 | 0 | 0.13894 | 0 | 0.075474 | 0 | 44.8235 | 62.7529 | 2.1195 | 2.1485
Appliance Refrigerator: commercial reach-in refrigerators and freezers PGECOFST123, Rev # 1 - F176 - 15-29 cubic feet Glass-Door Reach-In Freezer | 1.377 | 1.019 | 1.377 | 13370.7713 | 160449.255 | 0 | 0 | 0.12829 | 0 | 0.064817 | 0 | 0.13198 | 0 | 0.068507 | 0 | 10.9328 | 15.3059 | 1.8485 | 1.9423
Appliance Refrigerator: commercial reach-in refrigerators and freezers PGECOFST123, Rev # 1 - F177 - 30-49 cubic feet Glass-Door Reach-In Freezer | 3.1465 | 2.3284 | 3.1465 | 30593.1229 | 367117.4745 | 0 | 0 | 0.13145 | 0 | 0.067979 | 0 | 0.13423 | 0 | 0.070764 | 0 | 14.4847 | 20.2785 | 1.9285 | 2.0047
Appliance Refrigerator: commercial reach-in refrigerators and freezers PGECOFST123, Rev # 1 - F178 - ³ 50 cubic feet Glass-Door Reach-In Freezer | 5.5412 | 4.1005 | 5.5412 | 53902.1689 | 646826.0265 | 0 | 0 | 0.11796 | 0 | 0.054497 | 0 | 0.1246 | 0 | 0.061134 | 0 | 6.0785 | 8.5099 | 1.6286 | 1.7636
Appliance Refrigerator: commercial reach-in refrigerators and freezers PGECOFST123, Rev # 1 - F179 - <15 cubic feet Solid-Door Reach-In Freezer | 0.40578 | 0.30028 | 0.40578 | 3958.0144 | 47496.1725 | 0 | 0 | 0.050559 | 0 | -0.012898 | 0 | 0.076448 | 0 | 0.012991 | 0 | 1.558 | 2.1812 | 0.91628 | 1.1013
Appliance Refrigerator: commercial reach-in refrigerators and freezers PGECOFST123, Rev # 1 - F180 - 15-29 cubic feet Solid-Door Reach-In Freezer | 0.39469 | 0.29207 | 0.39469 | 3853.7978 | 46245.573 | 0 | 0 | -0.18715 | 0 | -0.2506 | 0 | -0.093347 | 0 | -0.1568 | 0 | 0.42996 | 0.60195 | 0.36032 | 0.47376
Appliance Refrigerator: commercial reach-in refrigerators and freezers PGECOFST123, Rev # 1 - F181 - 30-49 cubic feet Solid-Door Reach-In Freezer | 0.9446 | 0.69901 | 0.9446 | 9197.6715 | 110372.058 | 0 | 0 | -0.015908 | 0 | -0.079371 | 0 | 0.028975 | 0 | -0.034488 | 0 | 0.89873 | 1.2582 | 0.64013 | 0.80368
Appliance Refrigerator: commercial reach-in refrigerators and freezers PGECOFST123, Rev # 1 - F182 - ³ 50 cubic feet Solid-Door Reach-In Freezer | 3.1132 | 2.3038 | 3.1132 | 30280.473 | 363365.676 | 0 | 0 | 0.050706 | 0 | -0.012761 | 0 | 0.076559 | 0 | 0.013092 | 0 | 1.5604 | 2.1845 | 0.91711 | 1.1022
Appliance Refrigerator: commercial reach-in refrigerators and freezers PGECOFST123, Rev # 1 - F183 - <15 cubic feet Solid-Door Reach-In Refrigerator | 0.12417 | 0.091888 | 0.12417 | 1197.3825 | 14368.59 | 0 | 0 | -0.70522 | 0 | -0.76871 | 0 | -0.46337 | 0 | -0.52686 | 0 | 0.16688 | 0.23363 | 0.15523 | 0.21143
Appliance Refrigerator: commercial reach-in refrigerators and freezers PGECOFST123, Rev # 1 - F184 - 15-29 cubic feet Solid-Door Reach-In Refrigerator | 0.22617 | 0.16737 | 0.22617 | 2186.3317 | 26235.981 | 0 | 0 | -0.45766 | 0 | -0.52115 | 0 | -0.28654 | 0 | -0.35003 | 0 | 0.23583 | 0.33017 | 0.21323 | 0.2875
Appliance Refrigerator: commercial reach-in refrigerators and freezers PGECOFST123, Rev # 1 - F185 - 30-49 cubic feet Solid-Door Reach-In Refrigerator | 0.39026 | 0.28879 | 0.39026 | 3787.2765 | 45447.318 | 0 | 0 | -0.34127 | 0 | -0.40474 | 0 | -0.20342 | 0 | -0.26689 | 0 | 0.29268 | 0.40975 | 0.25865 | 0.34602
Appliance Refrigerator: commercial reach-in refrigerators and freezers PGECOFST123, Rev # 1 - F186 - ³ 50 cubic feet Solid-Door Reach-In Refrigerator | 0.58095 | 0.4299 | 0.58095 | 5672.0453 | 68064.543 | 0 | 0 | -0.30447 | 0 | -0.36792 | 0 | -0.17715 | 0 | -0.2406 | 0 | 0.31677 | 0.44348 | 0.27729 | 0.36977
Refrigeration Controls ASH: PGECOREF108 - Anti-Sweat Heat (ASH) Controls, Rev # 4 - HB31 - Freezer ASH Controls | 0 | 0 | 0 | 0 | 0 | 0 | 0 | 0 | 0 | 0 | 0 | 0 | 0 | 0 | 0 | 0 | 0 | 0 | 0
Refrigeration Controls ASH: PGECOREF108 - Anti-Sweat Heat (ASH) Controls, Rev # 4 - HB31 - Freezer ASH Controls | 0 | 0 | 0 | 0 | 0 | 0 | 0 | 0 | 0 | 0 | 0 | 0 | 0 | 0 | 0 | 0 | 0 | 0 | 0
Refrigeration Controls ASH: PGECOREF108 - Anti-Sweat Heat (ASH) Controls, Rev # 4 - R7 - Cooler ASH Controls | 0 | 0 | 0 | 0 | 0 | 0 | 0 | 0 | 0 | 0 | 0 | 0 | 0 | 0 | 0 | 0 | 0 | 0 | 0
Refrigeration Controls ASH: PGECOREF108 - Anti-Sweat Heat (ASH) Controls, Rev # 4 - R7 - Cooler ASH Controls | 0 | 0 | 0 | 0 | 0 | 0 | 0 | 0 | 0 | 0 | 0 | 0 | 0 | 0 | 0 | 0 | 0 | 0 | 0
Commercial/ Industrial - Refrigeration Door Closer: PGECOREF110 - Refrigerated Storage Auto Closer, Rev # 4 - R79/ R80 - Main Cooler Auto Closer/ Main Freezer Auto Closer | 0 | 0 | 0 | 0 | 0 | 0 | 0 | 0 | 0 | 0 | 0 | 0 | 0 | 0 | 0 | 0 | 0 | 0 | 0
Commercial/ Industrial - Refrigeration Door Closer: PGECOREF110 - Refrigerated Storage Auto Closer, Rev # 4 - R79/ R80 - Main Cooler Auto Closer/ Main Freezer Auto Closer | 0 | 0 | 0 | 0 | 0 | 0 | 0 | 0 | 0 | 0 | 0 | 0 | 0 | 0 | 0 | 0 | 0 | 0 | 0
0 | 0 | 0 | 0 | 0 | 0 | 0 | 0 | 0 | 0 | 0 | 0 | 0 | 0 | 0 | 0 | 0 | 0 | 0 | 0
0 | 0 | 0 | 0 | 0 | 0 | 0 | 0 | 0 | 0 | 0 | 0 | 0 | 0 | 0 | 0 | 0 | 0 | 0 | 0
0 | 0 | 0 | 0 | 0 | 0 | 0 | 0 | 0 | 0 | 0 | 0 | 0 | 0 | 0 | 0 | 0 | 0 | 0 | 0
#REF! | 0 | 0 | 0 | 0 | 0 | 0 | 0 | 0 | 0 | 0 | 0 | 0 | 0 | 0 | 0 | 0 | 0 | 0 | 0
0 | 0 | 0 | 0 | 0 | 0 | 0 | 0 | 0 | 0 | 0 | 0 | 0 | 0 | 0 | 0 | 0 | 0 | 0 | 0
0 | 0 | 0 | 0 | 0 | 0 | 0 | 0 | 0 | 0 | 0 | 0 | 0 | 0 | 0 | 0 | 0 | 0 | 0 | 0
0 | 0 | 0 | 0 | 0 | 0 | 0 | 0 | 0 | 0 | 0 | 0 | 0 | 0 | 0 | 0 | 0 | 0 | 0 | 0
0 | 0 | 0 | 0 | 0 | 0 | 0 | 0 | 0 | 0 | 0 | 0 | 0 | 0 | 0 | 0 | 0 | 0 | 0 | 0
0 | 0 | 0 | 0 | 0 | 0 | 0 | 0 | 0 | 0 | 0 | 0 | 0 | 0 | 0 | 0 | 0 | 0 | 0 | 0
0 | 0 | 0 | 0 | 0 | 0 | 0 | 0 | 0 | 0 | 0 | 0 | 0 | 0 | 0 | 0 | 0 | 0 | 0 | 0
0 | 0 | 0 | 0 | 0 | 0 | 0 | 0 | 0 | 0 | 0 | 0 | 0 | 0 | 0 | 0 | 0 | 0 | 0 | 0
0 | 0 | 0 | 0 | 0 | 0 | 0 | 0 | 0 | 0 | 0 | 0 | 0 | 0 | 0 | 0 | 0 | 0 | 0 | 0
0 | 0 | 0 | 0 | 0 | 0 | 0 | 0 | 0 | 0 | 0 | 0 | 0 | 0 | 0 | 0 | 0 | 0 | 0 | 0
0 | 0 | 0 | 0 | 0 | 0 | 0 | 0 | 0 | 0 | 0 | 0 | 0 | 0 | 0 | 0 | 0 | 0 | 0 | 0
0 | 0 | 0 | 0 | 0 | 0 | 0 | 0 | 0 | 0 | 0 | 0 | 0 | 0 | 0 | 0 | 0 | 0 | 0 | 0
0 | 0 | 0 | 0 | 0 | 0 | 0 | 0 | 0 | 0 | 0 | 0 | 0 | 0 | 0 | 0 | 0 | 0 | 0 | 0
0 | 0 | 0 | 0 | 0 | 0 | 0 | 0 | 0 | 0 | 0 | 0 | 0 | 0 | 0 | 0 | 0 | 0 | 0 | 0
0 | 0 | 0 | 0 | 0 | 0 | 0 | 0 | 0 | 0 | 0 | 0 | 0 | 0 | 0 | 0 | 0 | 0 | 0 | 0
0 | 0 | 0 | 0 | 0 | 0 | 0 | 0 | 0 | 0 | 0 | 0 | 0 | 0 | 0 | 0 | 0 | 0 | 0 | 0
0 | 0 | 0 | 0 | 0 | 0 | 0 | 0 | 0 | 0 | 0 | 0 | 0 | 0 | 0 | 0 | 0 | 0 | 0 | 0
0 | 0 | 0 | 0 | 0 | 0 | 0 | 0 | 0 | 0 | 0 | 0 | 0 | 0 | 0 | 0 | 0 | 0 | 0 | 0
0 | 0 | 0 | 0 | 0 | 0 | 0 | 0 | 0 | 0 | 0 | 0 | 0 | 0 | 0 | 0 | 0 | 0 | 0 | 0
0 | 0 | 0 | 0 | 0 | 0 | 0 | 0 | 0 | 0 | 0 | 0 | 0 | 0 | 0 | 0 | 0 | 0 | 0 | 0
0 | 0 | 0 | 0 | 0 | 0 | 0 | 0 | 0 | 0 | 0 | 0 | 0 | 0 | 0 | 0 | 0 | 0 | 0 | 0
0 | 0 | 0 | 0 | 0 | 0 | 0 | 0 | 0 | 0 | 0 | 0 | 0 | 0 | 0 | 0 | 0 | 0 | 0 | 0
0 | 0 | 0 | 0 | 0 | 0 | 0 | 0 | 0 | 0 | 0 | 0 | 0 | 0 | 0 | 0 | 0 | 0 | 0 | 0
0 | 0 | 0 | 0 | 0 | 0 | 0 | 0 | 0 | 0 | 0 | 0 | 0 | 0 | 0 | 0 | 0 | 0 | 0 | 0
0 | 0 | 0 | 0 | 0 | 0 | 0 | 0 | 0 | 0 | 0 | 0 | 0 | 0 | 0 | 0 | 0 | 0 | 0 | 0
0 | 0 | 0 | 0 | 0 | 0 | 0 | 0 | 0 | 0 | 0 | 0 | 0 | 0 | 0 | 0 | 0 | 0 | 0 | 0
0 | 0 | 0 | 0 | 0 | 0 | 0 | 0 | 0 | 0 | 0 | 0 | 0 | 0 | 0 | 0 | 0 | 0 | 0 | 0
0 | 0 | 0 | 0 | 0 | 0 | 0 | 0 | 0 | 0 | 0 | 0 | 0 | 0 | 0 | 0 | 0 | 0 | 0 | 0
0 | 0 | 0 | 0 | 0 | 0 | 0 | 0 | 0 | 0 | 0 | 0 | 0 | 0 | 0 | 0 | 0 | 0 | 0 | 0
0 | 0 | 0 | 0 | 0 | 0 | 0 | 0 | 0 | 0 | 0 | 0 | 0 | 0 | 0 | 0 | 0 | 0 | 0 | 0
0 | 0 | 0 | 0 | 0 | 0 | 0 | 0 | 0 | 0 | 0 | 0 | 0 | 0 | 0 | 0 | 0 | 0 | 0 | 0
0 | 0 | 0 | 0 | 0 | 0 | 0 | 0 | 0 | 0 | 0 | 0 | 0 | 0 | 0 | 0 | 0 | 0 | 0 | 0
0 | 0 | 0 | 0 | 0 | 0 | 0 | 0 | 0 | 0 | 0 | 0 | 0 | 0 | 0 | 0 | 0 | 0 | 0 | 0
0 | 0 | 0 | 0 | 0 | 0 | 0 | 0 | 0 | 0 | 0 | 0 | 0 | 0 | 0 | 0 | 0 | 0 | 0 | 0
0 | 0 | 0 | 0 | 0 | 0 | 0 | 0 | 0 | 0 | 0 | 0 | 0 | 0 | 0 | 0 | 0 | 0 | 0 | 0
0 | 0 | 0 | 0 | 0 | 0 | 0 | 0 | 0 | 0 | 0 | 0 | 0 | 0 | 0 | 0 | 0 | 0 | 0 | 0
0 | 0 | 0 | 0 | 0 | 0 | 0 | 0 | 0 | 0 | 0 | 0 | 0 | 0 | 0 | 0 | 0 | 0 | 0 | 0
0 | 0 | 0 | 0 | 0 | 0 | 0 | 0 | 0 | 0 | 0 | 0 | 0 | 0 | 0 | 0 | 0 | 0 | 0 | 0
0 | 0 | 0 | 0 | 0 | 0 | 0 | 0 | 0 | 0 | 0 | 0 | 0 | 0 | 0 | 0 | 0 | 0 | 0 | 0
0 | 0 | 0 | 0 | 0 | 0 | 0 | 0 | 0 | 0 | 0 | 0 | 0 | 0 | 0 | 0 | 0 | 0 | 0 | 0
0 | 0 | 0 | 0 | 0 | 0 | 0 | 0 | 0 | 0 | 0 | 0 | 0 | 0 | 0 | 0 | 0 | 0 | 0 | 0
0 | 0 | 0 | 0 | 0 | 0 | 0 | 0 | 0 | 0 | 0 | 0 | 0 | 0 | 0 | 0 | 0 | 0 | 0 | 0
0 | 0 | 0 | 0 | 0 | 0 | 0 | 0 | 0 | 0 | 0 | 0 | 0 | 0 | 0 | 0 | 0 | 0 | 0 | 0
0 | 0 | 0 | 0 | 0 | 0 | 0 | 0 | 0 | 0 | 0 | 0 | 0 | 0 | 0 | 0 | 0 | 0 | 0 | 0
0 | 0 | 0 | 0 | 0 | 0 | 0 | 0 | 0 | 0 | 0 | 0 | 0 | 0 | 0 | 0 | 0 | 0 | 0 | 0
0 | 0 | 0 | 0 | 0 | 0 | 0 | 0 | 0 | 0 | 0 | 0 | 0 | 0 | 0 | 0 | 0 | 0 | 0 | 0
0 | 0 | 0 | 0 | 0 | 0 | 0 | 0 | 0 | 0 | 0 | 0 | 0 | 0 | 0 | 0 | 0 | 0 | 0 | 0
0 | 0 | 0 | 0 | 0 | 0 | 0 | 0 | 0 | 0 | 0 | 0 | 0 | 0 | 0 | 0 | 0 | 0 | 0 | 0
0 | 0 | 0 | 0 | 0 | 0 | 0 | 0 | 0 | 0 | 0 | 0 | 0 | 0 | 0 | 0 | 0 | 0 | 0 | 0
0 | 0 | 0 | 0 | 0 | 0 | 0 | 0 | 0 | 0 | 0 | 0 | 0 | 0 | 0 | 0 | 0 | 0 | 0 | 0
0 | 0 | 0 | 0 | 0 | 0 | 0 | 0 | 0 | 0 | 0 | 0 | 0 | 0 | 0 | 0 | 0 | 0 | 0 | 0
0 | 0 | 0 | 0 | 0 | 0 | 0 | 0 | 0 | 0 | 0 | 0 | 0 | 0 | 0 | 0 | 0 | 0 | 0 | 0
0 | 0 | 0 | 0 | 0 | 0 | 0 | 0 | 0 | 0 | 0 | 0 | 0 | 0 | 0 | 0 | 0 | 0 | 0 | 0
0 | 0 | 0 | 0 | 0 | 0 | 0 | 0 | 0 | 0 | 0 | 0 | 0 | 0 | 0 | 0 | 0 | 0 | 0 | 0
0 | 0 | 0 | 0 | 0 | 0 | 0 | 0 | 0 | 0 | 0 | 0 | 0 | 0 | 0 | 0 | 0 | 0 | 0 | 0
0 | 0 | 0 | 0 | 0 | 0 | 0 | 0 | 0 | 0 | 0 | 0 | 0 | 0 | 0 | 0 | 0 | 0 | 0 | 0
0 | 0 | 0 | 0 | 0 | 0 | 0 | 0 | 0 | 0 | 0 | 0 | 0 | 0 | 0 | 0 | 0 | 0 | 0 | 0
0 | 0 | 0 | 0 | 0 | 0 | 0 | 0 | 0 | 0 | 0 | 0 | 0 | 0 | 0 | 0 | 0 | 0 | 0 | 0
0 | 0 | 0 | 0 | 0 | 0 | 0 | 0 | 0 | 0 | 0 | 0 | 0 | 0 | 0 | 0 | 0 | 0 | 0 | 0
0 | 0 | 0 | 0 | 0 | 0 | 0 | 0 | 0 | 0 | 0 | 0 | 0 | 0 | 0 | 0 | 0 | 0 | 0 | 0
0 | 0 | 0 | 0 | 0 | 0 | 0 | 0 | 0 | 0 | 0 | 0 | 0 | 0 | 0 | 0 | 0 | 0 | 0 | 0
0 | 0 | 0 | 0 | 0 | 0 | 0 | 0 | 0 | 0 | 0 | 0 | 0 | 0 | 0 | 0 | 0 | 0 | 0 | 0
0 | 0 | 0 | 0 | 0 | 0 | 0 | 0 | 0 | 0 | 0 | 0 | 0 | 0 | 0 | 0 | 0 | 0 | 0 | 0
0 | 0 | 0 | 0 | 0 | 0 | 0 | 0 | 0 | 0 | 0 | 0 | 0 | 0 | 0 | 0 | 0 | 0 | 0 | 0
0 | 0 | 0 | 0 | 0 | 0 | 0 | 0 | 0 | 0 | 0 | 0 | 0 | 0 | 0 | 0 | 0 | 0 | 0 | 0
0 | 0 | 0 | 0 | 0 | 0 | 0 | 0 | 0 | 0 | 0 | 0 | 0 | 0 | 0 | 0 | 0 | 0 | 0 | 0
0 | 0 | 0 | 0 | 0 | 0 | 0 | 0 | 0 | 0 | 0 | 0 | 0 | 0 | 0 | 0 | 0 | 0 | 0 | 0
0 | 0 | 0 | 0 | 0 | 0 | 0 | 0 | 0 | 0 | 0 | 0 | 0 | 0 | 0 | 0 | 0 | 0 | 0 | 0
0 | 0 | 0 | 0 | 0 | 0 | 0 | 0 | 0 | 0 | 0 | 0 | 0 | 0 | 0 | 0 | 0 | 0 | 0 | 0
0 | 0 | 0 | 0 | 0 | 0 | 0 | 0 | 0 | 0 | 0 | 0 | 0 | 0 | 0 | 0 | 0 | 0 | 0 | 0
0 | 0 | 0 | 0 | 0 | 0 | 0 | 0 | 0 | 0 | 0 | 0 | 0 | 0 | 0 | 0 | 0 | 0 | 0 | 0
0 | 0 | 0 | 0 | 0 | 0 | 0 | 0 | 0 | 0 | 0 | 0 | 0 | 0 | 0 | 0 | 0 | 0 | 0 | 0
0 | 0 | 0 | 0 | 0 | 0 | 0 | 0 | 0 | 0 | 0 | 0 | 0 | 0 | 0 | 0 | 0 | 0 | 0 | 0
0 | 0 | 0 | 0 | 0 | 0 | 0 | 0 | 0 | 0 | 0 | 0 | 0 | 0 | 0 | 0 | 0 | 0 | 0 | 0
0 | 0 | 0 | 0 | 0 | 0 | 0 | 0 | 0 | 0 | 0 | 0 | 0 | 0 | 0 | 0 | 0 | 0 | 0 | 0
0 | 0 | 0 | 0 | 0 | 0 | 0 | 0 | 0 | 0 | 0 | 0 | 0 | 0 | 0 | 0 | 0 | 0 | 0 | 0
0 | 0 | 0 | 0 | 0 | 0 | 0 | 0 | 0 | 0 | 0 | 0 | 0 | 0 | 0 | 0 | 0 | 0 | 0 | 0
0 | 0 | 0 | 0 | 0 | 0 | 0 | 0 | 0 | 0 | 0 | 0 | 0 | 0 | 0 | 0 | 0 | 0 | 0 | 0
0 | 0 | 0 | 0 | 0 | 0 | 0 | 0 | 0 | 0 | 0 | 0 | 0 | 0 | 0 | 0 | 0 | 0 | 0 | 0
0 | 0 | 0 | 0 | 0 | 0 | 0 | 0 | 0 | 0 | 0 | 0 | 0 | 0 | 0 | 0 | 0 | 0 | 0 | 0
0 | 0 | 0 | 0 | 0 | 0 | 0 | 0 | 0 | 0 | 0 | 0 | 0 | 0 | 0 | 0 | 0 | 0 | 0 | 0
0 | 0 | 0 | 0 | 0 | 0 | 0 | 0 | 0 | 0 | 0 | 0 | 0 | 0 | 0 | 0 | 0 | 0 | 0 | 0
0 | 0 | 0 | 0 | 0 | 0 | 0 | 0 | 0 | 0 | 0 | 0 | 0 | 0 | 0 | 0 | 0 | 0 | 0 | 0
0 | 0 | 0 | 0 | 0 | 0 | 0 | 0 | 0 | 0 | 0 | 0 | 0 | 0 | 0 | 0 | 0 | 0 | 0 | 0
0 | 0 | 0 | 0 | 0 | 0 | 0 | 0 | 0 | 0 | 0 | 0 | 0 | 0 | 0 | 0 | 0 | 0 | 0 | 0
0 | 0 | 0 | 0 | 0 | 0 | 0 | 0 | 0 | 0 | 0 | 0 | 0 | 0 | 0 | 0 | 0 | 0 | 0 | 0
0 | 0 | 0 | 0 | 0 | 0 | 0 | 0 | 0 | 0 | 0 | 0 | 0 | 0 | 0 | 0 | 0 | 0 | 0 | 0
0 | 0 | 0 | 0 | 0 | 0 | 0 | 0 | 0 | 0 | 0 | 0 | 0 | 0 | 0 | 0 | 0 | 0 | 0 | 0
0 | 0 | 0 | 0 | 0 | 0 | 0 | 0 | 0 | 0 | 0 | 0 | 0 | 0 | 0 | 0 | 0 | 0 | 0 | 0
0 | 0 | 0 | 0 | 0 | 0 | 0 | 0 | 0 | 0 | 0 | 0 | 0 | 0 | 0 | 0 | 0 | 0 | 0 | 0
0 | 0 | 0 | 0 | 0 | 0 | 0 | 0 | 0 | 0 | 0 | 0 | 0 | 0 | 0 | 0 | 0 | 0 | 0 | 0
0 | 0 | 0 | 0 | 0 | 0 | 0 | 0 | 0 | 0 | 0 | 0 | 0 | 0 | 0 | 0 | 0 | 0 | 0 | 0
0 | 0 | 0 | 0 | 0 | 0 | 0 | 0 | 0 | 0 | 0 | 0 | 0 | 0 | 0 | 0 | 0 | 0 | 0 | 0
0 | 0 | 0 | 0 | 0 | 0 | 0 | 0 | 0 | 0 | 0 | 0 | 0 | 0 | 0 | 0 | 0 | 0 | 0 | 0
0 | 0 | 0 | 0 | 0 | 0 | 0 | 0 | 0 | 0 | 0 | 0 | 0 | 0 | 0 | 0 | 0 | 0 | 0 | 0
0 | 0 | 0 | 0 | 0 | 0 | 0 | 0 | 0 | 0 | 0 | 0 | 0 | 0 | 0 | 0 | 0 | 0 | 0 | 0
0 | 0 | 0 | 0 | 0 | 0 | 0 | 0 | 0 | 0 | 0 | 0 | 0 | 0 | 0 | 0 | 0 | 0 | 0 | 0
0 | 0 | 0 | 0 | 0 | 0 | 0 | 0 | 0 | 0 | 0 | 0 | 0 | 0 | 0 | 0 | 0 | 0 | 0 | 0
0 | 0 | 0 | 0 | 0 | 0 | 0 | 0 | 0 | 0 | 0 | 0 | 0 | 0 | 0 | 0 | 0 | 0 | 0 | 0
0 | 0 | 0 | 0 | 0 | 0 | 0 | 0 | 0 | 0 | 0 | 0 | 0 | 0 | 0 | 0 | 0 | 0 | 0 | 0
0 | 0 | 0 | 0 | 0 | 0 | 0 | 0 | 0 | 0 | 0 | 0 | 0 | 0 | 0 | 0 | 0 | 0 | 0 | 0
0 | 0 | 0 | 0 | 0 | 0 | 0 | 0 | 0 | 0 | 0 | 0 | 0 | 0 | 0 | 0 | 0 | 0 | 0 | 0
0 | 0 | 0 | 0 | 0 | 0 | 0 | 0 | 0 | 0 | 0 | 0 | 0 | 0 | 0 | 0 | 0 | 0 | 0 | 0
0 | 0 | 0 | 0 | 0 | 0 | 0 | 0 | 0 | 0 | 0 | 0 | 0 | 0 | 0 | 0 | 0 | 0 | 0 | 0
0 | 0 | 0 | 0 | 0 | 0 | 0 | 0 | 0 | 0 | 0 | 0 | 0 | 0 | 0 | 0 | 0 | 0 | 0 | 0
0 | 0 | 0 | 0 | 0 | 0 | 0 | 0 | 0 | 0 | 0 | 0 | 0 | 0 | 0 | 0 | 0 | 0 | 0 | 0
0 | 0 | 0 | 0 | 0 | 0 | 0 | 0 | 0 | 0 | 0 | 0 | 0 | 0 | 0 | 0 | 0 | 0 | 0 | 0
0 | 0 | 0 | 0 | 0 | 0 | 0 | 0 | 0 | 0 | 0 | 0 | 0 | 0 | 0 | 0 | 0 | 0 | 0 | 0
0 | 0 | 0 | 0 | 0 | 0 | 0 | 0 | 0 | 0 | 0 | 0 | 0 | 0 | 0 | 0 | 0 | 0 | 0 | 0
0 | 0 | 0 | 0 | 0 | 0 | 0 | 0 | 0 | 0 | 0 | 0 | 0 | 0 | 0 | 0 | 0 | 0 | 0 | 0
0 | 0 | 0 | 0 | 0 | 0 | 0 | 0 | 0 | 0 | 0 | 0 | 0 | 0 | 0 | 0 | 0 | 0 | 0 | 0
0 | 0 | 0 | 0 | 0 | 0 | 0 | 0 | 0 | 0 | 0 | 0 | 0 | 0 | 0 | 0 | 0 | 0 | 0 | 0
0 | 0 | 0 | 0 | 0 | 0 | 0 | 0 | 0 | 0 | 0 | 0 | 0 | 0 | 0 | 0 | 0 | 0 | 0 | 0
0 | 0 | 0 | 0 | 0 | 0 | 0 | 0 | 0 | 0 | 0 | 0 | 0 | 0 | 0 | 0 | 0 | 0 | 0 | 0
0 | 0 | 0 | 0 | 0 | 0 | 0 | 0 | 0 | 0 | 0 | 0 | 0 | 0 | 0 | 0 | 0 | 0 | 0 | 0
0 | 0 | 0 | 0 | 0 | 0 | 0 | 0 | 0 | 0 | 0 | 0 | 0 | 0 | 0 | 0 | 0 | 0 | 0 | 0
0 | 0 | 0 | 0 | 0 | 0 | 0 | 0 | 0 | 0 | 0 | 0 | 0 | 0 | 0 | 0 | 0 | 0 | 0 | 0
0 | 0 | 0 | 0 | 0 | 0 | 0 | 0 | 0 | 0 | 0 | 0 | 0 | 0 | 0 | 0 | 0 | 0 | 0 | 0
0 | 0 | 0 | 0 | 0 | 0 | 0 | 0 | 0 | 0 | 0 | 0 | 0 | 0 | 0 | 0 | 0 | 0 | 0 | 0
0 | 0 | 0 | 0 | 0 | 0 | 0 | 0 | 0 | 0 | 0 | 0 | 0 | 0 | 0 | 0 | 0 | 0 | 0 | 0
0 | 0 | 0 | 0 | 0 | 0 | 0 | 0 | 0 | 0 | 0 | 0 | 0 | 0 | 0 | 0 | 0 | 0 | 0 | 0
0 | 0 | 0 | 0 | 0 | 0 | 0 | 0 | 0 | 0 | 0 | 0 | 0 | 0 | 0 | 0 | 0 | 0 | 0 | 0
0 | 0 | 0 | 0 | 0 | 0 | 0 | 0 | 0 | 0 | 0 | 0 | 0 | 0 | 0 | 0 | 0 | 0 | 0 | 0
0 | 0 | 0 | 0 | 0 | 0 | 0 | 0 | 0 | 0 | 0 | 0 | 0 | 0 | 0 | 0 | 0 | 0 | 0 | 0
0 | 0 | 0 | 0 | 0 | 0 | 0 | 0 | 0 | 0 | 0 | 0 | 0 | 0 | 0 | 0 | 0 | 0 | 0 | 0
0 | 0 | 0 | 0 | 0 | 0 | 0 | 0 | 0 | 0 | 0 | 0 | 0 | 0 | 0 | 0 | 0 | 0 | 0 | 0
0 | 0 | 0 | 0 | 0 | 0 | 0 | 0 | 0 | 0 | 0 | 0 | 0 | 0 | 0 | 0 | 0 | 0 | 0 | 0
0 | 0 | 0 | 0 | 0 | 0 | 0 | 0 | 0 | 0 | 0 | 0 | 0 | 0 | 0 | 0 | 0 | 0 | 0 | 0
0 | 0 | 0 | 0 | 0 | 0 | 0 | 0 | 0 | 0 | 0 | 0 | 0 | 0 | 0 | 0 | 0 | 0 | 0 | 0
0 | 0 | 0 | 0 | 0 | 0 | 0 | 0 | 0 | 0 | 0 | 0 | 0 | 0 | 0 | 0 | 0 | 0 | 0 | 0
0 | 0 | 0 | 0 | 0 | 0 | 0 | 0 | 0 | 0 | 0 | 0 | 0 | 0 | 0 | 0 | 0 | 0 | 0 | 0
0 | 0 | 0 | 0 | 0 | 0 | 0 | 0 | 0 | 0 | 0 | 0 | 0 | 0 | 0 | 0 | 0 | 0 | 0 | 0
0 | 0 | 0 | 0 | 0 | 0 | 0 | 0 | 0 | 0 | 0 | 0 | 0 | 0 | 0 | 0 | 0 | 0 | 0 | 0
0 | 0 | 0 | 0 | 0 | 0 | 0 | 0 | 0 | 0 | 0 | 0 | 0 | 0 | 0 | 0 | 0 | 0 | 0 | 0
0 | 0 | 0 | 0 | 0 | 0 | 0 | 0 | 0 | 0 | 0 | 0 | 0 | 0 | 0 | 0 | 0 | 0 | 0 | 0
0 | 0 | 0 | 0 | 0 | 0 | 0 | 0 | 0 | 0 | 0 | 0 | 0 | 0 | 0 | 0 | 0 | 0 | 0 | 0
0 | 0 | 0 | 0 | 0 | 0 | 0 | 0 | 0 | 0 | 0 | 0 | 0 | 0 | 0 | 0 | 0 | 0 | 0 | 0
0 | 0 | 0 | 0 | 0 | 0 | 0 | 0 | 0 | 0 | 0 | 0 | 0 | 0 | 0 | 0 | 0 | 0 | 0 | 0
0 | 0 | 0 | 0 | 0 | 0 | 0 | 0 | 0 | 0 | 0 | 0 | 0 | 0 | 0 | 0 | 0 | 0 | 0 | 0
0 | 0 | 0 | 0 | 0 | 0 | 0 | 0 | 0 | 0 | 0 | 0 | 0 | 0 | 0 | 0 | 0 | 0 | 0 | 0
0 | 0 | 0 | 0 | 0 | 0 | 0 | 0 | 0 | 0 | 0 | 0 | 0 | 0 | 0 | 0 | 0 | 0 | 0 | 0
0 | 0 | 0 | 0 | 0 | 0 | 0 | 0 | 0 | 0 | 0 | 0 | 0 | 0 | 0 | 0 | 0 | 0 | 0 | 0
0 | 0 | 0 | 0 | 0 | 0 | 0 | 0 | 0 | 0 | 0 | 0 | 0 | 0 | 0 | 0 | 0 | 0 | 0 | 0
0 | 0 | 0 | 0 | 0 | 0 | 0 | 0 | 0 | 0 | 0 | 0 | 0 | 0 | 0 | 0 | 0 | 0 | 0 | 0
0 | 0 | 0 | 0 | 0 | 0 | 0 | 0 | 0 | 0 | 0 | 0 | 0 | 0 | 0 | 0 | 0 | 0 | 0 | 0
0 | 0 | 0 | 0 | 0 | 0 | 0 | 0 | 0 | 0 | 0 | 0 | 0 | 0 | 0 | 0 | 0 | 0 | 0 | 0
0 | 0 | 0 | 0 | 0 | 0 | 0 | 0 | 0 | 0 | 0 | 0 | 0 | 0 | 0 | 0 | 0 | 0 | 0 | 0
0 | 0 | 0 | 0 | 0 | 0 | 0 | 0 | 0 | 0 | 0 | 0 | 0 | 0 | 0 | 0 | 0 | 0 | 0 | 0
0 | 0 | 0 | 0 | 0 | 0 | 0 | 0 | 0 | 0 | 0 | 0 | 0 | 0 | 0 | 0 | 0 | 0 | 0 | 0
0 | 0 | 0 | 0 | 0 | 0 | 0 | 0 | 0 | 0 | 0 | 0 | 0 | 0 | 0 | 0 | 0 | 0 | 0 | 0
0 | 0 | 0 | 0 | 0 | 0 | 0 | 0 | 0 | 0 | 0 | 0 | 0 | 0 | 0 | 0 | 0 | 0 | 0 | 0
0 | 0 | 0 | 0 | 0 | 0 | 0 | 0 | 0 | 0 | 0 | 0 | 0 | 0 | 0 | 0 | 0 | 0 | 0 | 0
0 | 0 | 0 | 0 | 0 | 0 | 0 | 0 | 0 | 0 | 0 | 0 | 0 | 0 | 0 | 0 | 0 | 0 | 0 | 0
0 | 0 | 0 | 0 | 0 | 0 | 0 | 0 | 0 | 0 | 0 | 0 | 0 | 0 | 0 | 0 | 0 | 0 | 0 | 0
0 | 0 | 0 | 0 | 0 | 0 | 0 | 0 | 0 | 0 | 0 | 0 | 0 | 0 | 0 | 0 | 0 | 0 | 0 | 0
0 | 0 | 0 | 0 | 0 | 0 | 0 | 0 | 0 | 0 | 0 | 0 | 0 | 0 | 0 | 0 | 0 | 0 | 0 | 0
0 | 0 | 0 | 0 | 0 | 0 | 0 | 0 | 0 | 0 | 0 | 0 | 0 | 0 | 0 | 0 | 0 | 0 | 0 | 0
0 | 0 | 0 | 0 | 0 | 0 | 0 | 0 | 0 | 0 | 0 | 0 | 0 | 0 | 0 | 0 | 0 | 0 | 0 | 0
0 | 0 | 0 | 0 | 0 | 0 | 0 | 0 | 0 | 0 | 0 | 0 | 0 | 0 | 0 | 0 | 0 | 0 | 0 | 0
0 | 0 | 0 | 0 | 0 | 0 | 0 | 0 | 0 | 0 | 0 | 0 | 0 | 0 | 0 | 0 | 0 | 0 | 0 | 0
0 | 0 | 0 | 0 | 0 | 0 | 0 | 0 | 0 | 0 | 0 | 0 | 0 | 0 | 0 | 0 | 0 | 0 | 0 | 0
0 | 0 | 0 | 0 | 0 | 0 | 0 | 0 | 0 | 0 | 0 | 0 | 0 | 0 | 0 | 0 | 0 | 0 | 0 | 0
0 | 0 | 0 | 0 | 0 | 0 | 0 | 0 | 0 | 0 | 0 | 0 | 0 | 0 | 0 | 0 | 0 | 0 | 0 | 0
0 | 0 | 0 | 0 | 0 | 0 | 0 | 0 | 0 | 0 | 0 | 0 | 0 | 0 | 0 | 0 | 0 | 0 | 0 | 0
0 | 0 | 0 | 0 | 0 | 0 | 0 | 0 | 0 | 0 | 0 | 0 | 0 | 0 | 0 | 0 | 0 | 0 | 0 | 0
0 | 0 | 0 | 0 | 0 | 0 | 0 | 0 | 0 | 0 | 0 | 0 | 0 | 0 | 0 | 0 | 0 | 0 | 0 | 0
0 | 0 | 0 | 0 | 0 | 0 | 0 | 0 | 0 | 0 | 0 | 0 | 0 | 0 | 0 | 0 | 0 | 0 | 0 | 0
0 | 0 | 0 | 0 | 0 | 0 | 0 | 0 | 0 | 0 | 0 | 0 | 0 | 0 | 0 | 0 | 0 | 0 | 0 | 0
0 | 0 | 0 | 0 | 0 | 0 | 0 | 0 | 0 | 0 | 0 | 0 | 0 | 0 | 0 | 0 | 0 | 0 | 0 | 0
0 | 0 | 0 | 0 | 0 | 0 | 0 | 0 | 0 | 0 | 0 | 0 | 0 | 0 | 0 | 0 | 0 | 0 | 0 | 0
0 | 0 | 0 | 0 | 0 | 0 | 0 | 0 | 0 | 0 | 0 | 0 | 0 | 0 | 0 | 0 | 0 | 0 | 0 | 0
0 | 0 | 0 | 0 | 0 | 0 | 0 | 0 | 0 | 0 | 0 | 0 | 0 | 0 | 0 | 0 | 0 | 0 | 0 | 0
0 | 0 | 0 | 0 | 0 | 0 | 0 | 0 | 0 | 0 | 0 | 0 | 0 | 0 | 0 | 0 | 0 | 0 | 0 | 0
0 | 0 | 0 | 0 | 0 | 0 | 0 | 0 | 0 | 0 | 0 | 0 | 0 | 0 | 0 | 0 | 0 | 0 | 0 | 0
0 | 0 | 0 | 0 | 0 | 0 | 0 | 0 | 0 | 0 | 0 | 0 | 0 | 0 | 0 | 0 | 0 | 0 | 0 | 0
0 | 0 | 0 | 0 | 0 | 0 | 0 | 0 | 0 | 0 | 0 | 0 | 0 | 0 | 0 | 0 | 0 | 0 | 0 | 0
0 | 0 | 0 | 0 | 0 | 0 | 0 | 0 | 0 | 0 | 0 | 0 | 0 | 0 | 0 | 0 | 0 | 0 | 0 | 0
0 | 0 | 0 | 0 | 0 | 0 | 0 | 0 | 0 | 0 | 0 | 0 | 0 | 0 | 0 | 0 | 0 | 0 | 0 | 0
0 | 0 | 0 | 0 | 0 | 0 | 0 | 0 | 0 | 0 | 0 | 0 | 0 | 0 | 0 | 0 | 0 | 0 | 0 | 0
0 | 0 | 0 | 0 | 0 | 0 | 0 | 0 | 0 | 0 | 0 | 0 | 0 | 0 | 0 | 0 | 0 | 0 | 0 | 0
0 | 0 | 0 | 0 | 0 | 0 | 0 | 0 | 0 | 0 | 0 | 0 | 0 | 0 | 0 | 0 | 0 | 0 | 0 | 0
0 | 0 | 0 | 0 | 0 | 0 | 0 | 0 | 0 | 0 | 0 | 0 | 0 | 0 | 0 | 0 | 0 | 0 | 0 | 0
0 | 0 | 0 | 0 | 0 | 0 | 0 | 0 | 0 | 0 | 0 | 0 | 0 | 0 | 0 | 0 | 0 | 0 | 0 | 0
0 | 0 | 0 | 0 | 0 | 0 | 0 | 0 | 0 | 0 | 0 | 0 | 0 | 0 | 0 | 0 | 0 | 0 | 0 | 0
0 | 0 | 0 | 0 | 0 | 0 | 0 | 0 | 0 | 0 | 0 | 0 | 0 | 0 | 0 | 0 | 0 | 0 | 0 | 0
0 | 0 | 0 | 0 | 0 | 0 | 0 | 0 | 0 | 0 | 0 | 0 | 0 | 0 | 0 | 0 | 0 | 0 | 0 | 0
0 | 0 | 0 | 0 | 0 | 0 | 0 | 0 | 0 | 0 | 0 | 0 | 0 | 0 | 0 | 0 | 0 | 0 | 0 | 0
0 | 0 | 0 | 0 | 0 | 0 | 0 | 0 | 0 | 0 | 0 | 0 | 0 | 0 | 0 | 0 | 0 | 0 | 0 | 0
0 | 0 | 0 | 0 | 0 | 0 | 0 | 0 | 0 | 0 | 0 | 0 | 0 | 0 | 0 | 0 | 0 | 0 | 0 | 0
0 | 0 | 0 | 0 | 0 | 0 | 0 | 0 | 0 | 0 | 0 | 0 | 0 | 0 | 0 | 0 | 0 | 0 | 0 | 0
0 | 0 | 0 | 0 | 0 | 0 | 0 | 0 | 0 | 0 | 0 | 0 | 0 | 0 | 0 | 0 | 0 | 0 | 0 | 0
0 | 0 | 0 | 0 | 0 | 0 | 0 | 0 | 0 | 0 | 0 | 0 | 0 | 0 | 0 | 0 | 0 | 0 | 0 | 0
0 | 0 | 0 | 0 | 0 | 0 | 0 | 0 | 0 | 0 | 0 | 0 | 0 | 0 | 0 | 0 | 0 | 0 | 0 | 0
0 | 0 | 0 | 0 | 0 | 0 | 0 | 0 | 0 | 0 | 0 | 0 | 0 | 0 | 0 | 0 | 0 | 0 | 0 | 0
0 | 0 | 0 | 0 | 0 | 0 | 0 | 0 | 0 | 0 | 0 | 0 | 0 | 0 | 0 | 0 | 0 | 0 | 0 | 0
0 | 0 | 0 | 0 | 0 | 0 | 0 | 0 | 0 | 0 | 0 | 0 | 0 | 0 | 0 | 0 | 0 | 0 | 0 | 0
0 | 0 | 0 | 0 | 0 | 0 | 0 | 0 | 0 | 0 | 0 | 0 | 0 | 0 | 0 | 0 | 0 | 0 | 0 | 0
0 | 0 | 0 | 0 | 0 | 0 | 0 | 0 | 0 | 0 | 0 | 0 | 0 | 0 | 0 | 0 | 0 | 0 | 0 | 0
0 | 0 | 0 | 0 | 0 | 0 | 0 | 0 | 0 | 0 | 0 | 0 | 0 | 0 | 0 | 0 | 0 | 0 | 0 | 0
0 | 0 | 0 | 0 | 0 | 0 | 0 | 0 | 0 | 0 | 0 | 0 | 0 | 0 | 0 | 0 | 0 | 0 | 0 | 0
0 | 0 | 0 | 0 | 0 | 0 | 0 | 0 | 0 | 0 | 0 | 0 | 0 | 0 | 0 | 0 | 0 | 0 | 0 | 0
0 | 0 | 0 | 0 | 0 | 0 | 0 | 0 | 0 | 0 | 0 | 0 | 0 | 0 | 0 | 0 | 0 | 0 | 0 | 0
0 | 0 | 0 | 0 | 0 | 0 | 0 | 0 | 0 | 0 | 0 | 0 | 0 | 0 | 0 | 0 | 0 | 0 | 0 | 0
0 | 0 | 0 | 0 | 0 | 0 | 0 | 0 | 0 | 0 | 0 | 0 | 0 | 0 | 0 | 0 | 0 | 0 | 0 | 0
0 | 0 | 0 | 0 | 0 | 0 | 0 | 0 | 0 | 0 | 0 | 0 | 0 | 0 | 0 | 0 | 0 | 0 | 0 | 0
0 | 0 | 0 | 0 | 0 | 0 | 0 | 0 | 0 | 0 | 0 | 0 | 0 | 0 | 0 | 0 | 0 | 0 | 0 | 0
0 | 0 | 0 | 0 | 0 | 0 | 0 | 0 | 0 | 0 | 0 | 0 | 0 | 0 | 0 | 0 | 0 | 0 | 0 | 0
0 | 0 | 0 | 0 | 0 | 0 | 0 | 0 | 0 | 0 | 0 | 0 | 0 | 0 | 0 | 0 | 0 | 0 | 0 | 0
0 | 0 | 0 | 0 | 0 | 0 | 0 | 0 | 0 | 0 | 0 | 0 | 0 | 0 | 0 | 0 | 0 | 0 | 0 | 0
0 | 0 | 0 | 0 | 0 | 0 | 0 | 0 | 0 | 0 | 0 | 0 | 0 | 0 | 0 | 0 | 0 | 0 | 0 | 0
0 | 0 | 0 | 0 | 0 | 0 | 0 | 0 | 0 | 0 | 0 | 0 | 0 | 0 | 0 | 0 | 0 | 0 | 0 | 0
0 | 0 | 0 | 0 | 0 | 0 | 0 | 0 | 0 | 0 | 0 | 0 | 0 | 0 | 0 | 0 | 0 | 0 | 0 | 0
0 | 0 | 0 | 0 | 0 | 0 | 0 | 0 | 0 | 0 | 0 | 0 | 0 | 0 | 0 | 0 | 0 | 0 | 0 | 0
0 | 0 | 0 | 0 | 0 | 0 | 0 | 0 | 0 | 0 | 0 | 0 | 0 | 0 | 0 | 0 | 0 | 0 | 0 | 0
0 | 0 | 0 | 0 | 0 | 0 | 0 | 0 | 0 | 0 | 0 | 0 | 0 | 0 | 0 | 0 | 0 | 0 | 0 | 0
0 | 0 | 0 | 0 | 0 | 0 | 0 | 0 | 0 | 0 | 0 | 0 | 0 | 0 | 0 | 0 | 0 | 0 | 0 | 0
0 | 0 | 0 | 0 | 0 | 0 | 0 | 0 | 0 | 0 | 0 | 0 | 0 | 0 | 0 | 0 | 0 | 0 | 0 | 0
0 | 0 | 0 | 0 | 0 | 0 | 0 | 0 | 0 | 0 | 0 | 0 | 0 | 0 | 0 | 0 | 0 | 0 | 0 | 0
0 | 0 | 0 | 0 | 0 | 0 | 0 | 0 | 0 | 0 | 0 | 0 | 0 | 0 | 0 | 0 | 0 | 0 | 0 | 0
0 | 0 | 0 | 0 | 0 | 0 | 0 | 0 | 0 | 0 | 0 | 0 | 0 | 0 | 0 | 0 | 0 | 0 | 0 | 0
0 | 0 | 0 | 0 | 0 | 0 | 0 | 0 | 0 | 0 | 0 | 0 | 0 | 0 | 0 | 0 | 0 | 0 | 0 | 0
0 | 0 | 0 | 0 | 0 | 0 | 0 | 0 | 0 | 0 | 0 | 0 | 0 | 0 | 0 | 0 | 0 | 0 | 0 | 0
0 | 0 | 0 | 0 | 0 | 0 | 0 | 0 | 0 | 0 | 0 | 0 | 0 | 0 | 0 | 0 | 0 | 0 | 0 | 0
0 | 0 | 0 | 0 | 0 | 0 | 0 | 0 | 0 | 0 | 0 | 0 | 0 | 0 | 0 | 0 | 0 | 0 | 0 | 0
0 | 0 | 0 | 0 | 0 | 0 | 0 | 0 | 0 | 0 | 0 | 0 | 0 | 0 | 0 | 0 | 0 | 0 | 0 | 0
0 | 0 | 0 | 0 | 0 | 0 | 0 | 0 | 0 | 0 | 0 | 0 | 0 | 0 | 0 | 0 | 0 | 0 | 0 | 0
0 | 0 | 0 | 0 | 0 | 0 | 0 | 0 | 0 | 0 | 0 | 0 | 0 | 0 | 0 | 0 | 0 | 0 | 0 | 0
0 | 0 | 0 | 0 | 0 | 0 | 0 | 0 | 0 | 0 | 0 | 0 | 0 | 0 | 0 | 0 | 0 | 0 | 0 | 0
0 | 0 | 0 | 0 | 0 | 0 | 0 | 0 | 0 | 0 | 0 | 0 | 0 | 0 | 0 | 0 | 0 | 0 | 0 | 0
0 | 0 | 0 | 0 | 0 | 0 | 0 | 0 | 0 | 0 | 0 | 0 | 0 | 0 | 0 | 0 | 0 | 0 | 0 | 0
0 | 0 | 0 | 0 | 0 | 0 | 0 | 0 | 0 | 0 | 0 | 0 | 0 | 0 | 0 | 0 | 0 | 0 | 0 | 0
0 | 0 | 0 | 0 | 0 | 0 | 0 | 0 | 0 | 0 | 0 | 0 | 0 | 0 | 0 | 0 | 0 | 0 | 0 | 0
0 | 0 | 0 | 0 | 0 | 0 | 0 | 0 | 0 | 0 | 0 | 0 | 0 | 0 | 0 | 0 | 0 | 0 | 0 | 0
0 | 0 | 0 | 0 | 0 | 0 | 0 | 0 | 0 | 0 | 0 | 0 | 0 | 0 | 0 | 0 | 0 | 0 | 0 | 0
0 | 0 | 0 | 0 | 0 | 0 | 0 | 0 | 0 | 0 | 0 | 0 | 0 | 0 | 0 | 0 | 0 | 0 | 0 | 0
0 | 0 | 0 | 0 | 0 | 0 | 0 | 0 | 0 | 0 | 0 | 0 | 0 | 0 | 0 | 0 | 0 | 0 | 0 | 0
0 | 0 | 0 | 0 | 0 | 0 | 0 | 0 | 0 | 0 | 0 | 0 | 0 | 0 | 0 | 0 | 0 | 0 | 0 | 0
0 | 0 | 0 | 0 | 0 | 0 | 0 | 0 | 0 | 0 | 0 | 0 | 0 | 0 | 0 | 0 | 0 | 0 | 0 | 0
0 | 0 | 0 | 0 | 0 | 0 | 0 | 0 | 0 | 0 | 0 | 0 | 0 | 0 | 0 | 0 | 0 | 0 | 0 | 0
0 | 0 | 0 | 0 | 0 | 0 | 0 | 0 | 0 | 0 | 0 | 0 | 0 | 0 | 0 | 0 | 0 | 0 | 0 | 0
0 | 0 | 0 | 0 | 0 | 0 | 0 | 0 | 0 | 0 | 0 | 0 | 0 | 0 | 0 | 0 | 0 | 0 | 0 | 0
0 | 0 | 0 | 0 | 0 | 0 | 0 | 0 | 0 | 0 | 0 | 0 | 0 | 0 | 0 | 0 | 0 | 0 | 0 | 0
0 | 0 | 0 | 0 | 0 | 0 | 0 | 0 | 0 | 0 | 0 | 0 | 0 | 0 | 0 | 0 | 0 | 0 | 0 | 0
0 | 0 | 0 | 0 | 0 | 0 | 0 | 0 | 0 | 0 | 0 | 0 | 0 | 0 | 0 | 0 | 0 | 0 | 0 | 0
0 | 0 | 0 | 0 | 0 | 0 | 0 | 0 | 0 | 0 | 0 | 0 | 0 | 0 | 0 | 0 | 0 | 0 | 0 | 0
0 | 0 | 0 | 0 | 0 | 0 | 0 | 0 | 0 | 0 | 0 | 0 | 0 | 0 | 0 | 0 | 0 | 0 | 0 | 0
0 | 0 | 0 | 0 | 0 | 0 | 0 | 0 | 0 | 0 | 0 | 0 | 0 | 0 | 0 | 0 | 0 | 0 | 0 | 0
0 | 0 | 0 | 0 | 0 | 0 | 0 | 0 | 0 | 0 | 0 | 0 | 0 | 0 | 0 | 0 | 0 | 0 | 0 | 0
0 | 0 | 0 | 0 | 0 | 0 | 0 | 0 | 0 | 0 | 0 | 0 | 0 | 0 | 0 | 0 | 0 | 0 | 0 | 0
0 | 0 | 0 | 0 | 0 | 0 | 0 | 0 | 0 | 0 | 0 | 0 | 0 | 0 | 0 | 0 | 0 | 0 | 0 | 0
0 | 0 | 0 | 0 | 0 | 0 | 0 | 0 | 0 | 0 | 0 | 0 | 0 | 0 | 0 | 0 | 0 | 0 | 0 | 0
0 | 0 | 0 | 0 | 0 | 0 | 0 | 0 | 0 | 0 | 0 | 0 | 0 | 0 | 0 | 0 | 0 | 0 | 0 | 0
0 | 0 | 0 | 0 | 0 | 0 | 0 | 0 | 0 | 0 | 0 | 0 | 0 | 0 | 0 | 0 | 0 | 0 | 0 | 0
0 | 0 | 0 | 0 | 0 | 0 | 0 | 0 | 0 | 0 | 0 | 0 | 0 | 0 | 0 | 0 | 0 | 0 | 0 | 0
0 | 0 | 0 | 0 | 0 | 0 | 0 | 0 | 0 | 0 | 0 | 0 | 0 | 0 | 0 | 0 | 0 | 0 | 0 | 0
0 | 0 | 0 | 0 | 0 | 0 | 0 | 0 | 0 | 0 | 0 | 0 | 0 | 0 | 0 | 0 | 0 | 0 | 0 | 0
0 | 0 | 0 | 0 | 0 | 0 | 0 | 0 | 0 | 0 | 0 | 0 | 0 | 0 | 0 | 0 | 0 | 0 | 0 | 0
0 | 0 | 0 | 0 | 0 | 0 | 0 | 0 | 0 | 0 | 0 | 0 | 0 | 0 | 0 | 0 | 0 | 0 | 0 | 0
0 | 0 | 0 | 0 | 0 | 0 | 0 | 0 | 0 | 0 | 0 | 0 | 0 | 0 | 0 | 0 | 0 | 0 | 0 | 0
0 | 0 | 0 | 0 | 0 | 0 | 0 | 0 | 0 | 0 | 0 | 0 | 0 | 0 | 0 | 0 | 0 | 0 | 0 | 0
0 | 0 | 0 | 0 | 0 | 0 | 0 | 0 | 0 | 0 | 0 | 0 | 0 | 0 | 0 | 0 | 0 | 0 | 0 | 0
0 | 0 | 0 | 0 | 0 | 0 | 0 | 0 | 0 | 0 | 0 | 0 | 0 | 0 | 0 | 0 | 0 | 0 | 0 | 0
0 | 0 | 0 | 0 | 0 | 0 | 0 | 0 | 0 | 0 | 0 | 0 | 0 | 0 | 0 | 0 | 0 | 0 | 0 | 0
0 | 0 | 0 | 0 | 0 | 0 | 0 | 0 | 0 | 0 | 0 | 0 | 0 | 0 | 0 | 0 | 0 | 0 | 0 | 0
0 | 0 | 0 | 0 | 0 | 0 | 0 | 0 | 0 | 0 | 0 | 0 | 0 | 0 | 0 | 0 | 0 | 0 | 0 | 0
0 | 0 | 0 | 0 | 0 | 0 | 0 | 0 | 0 | 0 | 0 | 0 | 0 | 0 | 0 | 0 | 0 | 0 | 0 | 0
0 | 0 | 0 | 0 | 0 | 0 | 0 | 0 | 0 | 0 | 0 | 0 | 0 | 0 | 0 | 0 | 0 | 0 | 0 | 0
0 | 0 | 0 | 0 | 0 | 0 | 0 | 0 | 0 | 0 | 0 | 0 | 0 | 0 | 0 | 0 | 0 | 0 | 0 | 0
0 | 0 | 0 | 0 | 0 | 0 | 0 | 0 | 0 | 0 | 0 | 0 | 0 | 0 | 0 | 0 | 0 | 0 | 0 | 0
0 | 0 | 0 | 0 | 0 | 0 | 0 | 0 | 0 | 0 | 0 | 0 | 0 | 0 | 0 | 0 | 0 | 0 | 0 | 0
0 | 0 | 0 | 0 | 0 | 0 | 0 | 0 | 0 | 0 | 0 | 0 | 0 | 0 | 0 | 0 | 0 | 0 | 0 | 0
0 | 0 | 0 | 0 | 0 | 0 | 0 | 0 | 0 | 0 | 0 | 0 | 0 | 0 | 0 | 0 | 0 | 0 | 0 | 0
0 | 0 | 0 | 0 | 0 | 0 | 0 | 0 | 0 | 0 | 0 | 0 | 0 | 0 | 0 | 0 | 0 | 0 | 0 | 0
0 | 0 | 0 | 0 | 0 | 0 | 0 | 0 | 0 | 0 | 0 | 0 | 0 | 0 | 0 | 0 | 0 | 0 | 0 | 0
0 | 0 | 0 | 0 | 0 | 0 | 0 | 0 | 0 | 0 | 0 | 0 | 0 | 0 | 0 | 0 | 0 | 0 | 0 | 0
0 | 0 | 0 | 0 | 0 | 0 | 0 | 0 | 0 | 0 | 0 | 0 | 0 | 0 | 0 | 0 | 0 | 0 | 0 | 0
0 | 0 | 0 | 0 | 0 | 0 | 0 | 0 | 0 | 0 | 0 | 0 | 0 | 0 | 0 | 0 | 0 | 0 | 0 | 0
0 | 0 | 0 | 0 | 0 | 0 | 0 | 0 | 0 | 0 | 0 | 0 | 0 | 0 | 0 | 0 | 0 | 0 | 0 | 0
0 | 0 | 0 | 0 | 0 | 0 | 0 | 0 | 0 | 0 | 0 | 0 | 0 | 0 | 0 | 0 | 0 | 0 | 0 | 0
0 | 0 | 0 | 0 | 0 | 0 | 0 | 0 | 0 | 0 | 0 | 0 | 0 | 0 | 0 | 0 | 0 | 0 | 0 | 0
0 | 0 | 0 | 0 | 0 | 0 | 0 | 0 | 0 | 0 | 0 | 0 | 0 | 0 | 0 | 0 | 0 | 0 | 0 | 0
0 | 0 | 0 | 0 | 0 | 0 | 0 | 0 | 0 | 0 | 0 | 0 | 0 | 0 | 0 | 0 | 0 | 0 | 0 | 0
0 | 0 | 0 | 0 | 0 | 0 | 0 | 0 | 0 | 0 | 0 | 0 | 0 | 0 | 0 | 0 | 0 | 0 | 0 | 0
0 | 0 | 0 | 0 | 0 | 0 | 0 | 0 | 0 | 0 | 0 | 0 | 0 | 0 | 0 | 0 | 0 | 0 | 0 | 0
0 | 0 | 0 | 0 | 0 | 0 | 0 | 0 | 0 | 0 | 0 | 0 | 0 | 0 | 0 | 0 | 0 | 0 | 0 | 0
0 | 0 | 0 | 0 | 0 | 0 | 0 | 0 | 0 | 0 | 0 | 0 | 0 | 0 | 0 | 0 | 0 | 0 | 0 | 0
0 | 0 | 0 | 0 | 0 | 0 | 0 | 0 | 0 | 0 | 0 | 0 | 0 | 0 | 0 | 0 | 0 | 0 | 0 | 0
0 | 0 | 0 | 0 | 0 | 0 | 0 | 0 | 0 | 0 | 0 | 0 | 0 | 0 | 0 | 0 | 0 | 0 | 0 | 0
0 | 0 | 0 | 0 | 0 | 0 | 0 | 0 | 0 | 0 | 0 | 0 | 0 | 0 | 0 | 0 | 0 | 0 | 0 | 0
0 | 0 | 0 | 0 | 0 | 0 | 0 | 0 | 0 | 0 | 0 | 0 | 0 | 0 | 0 | 0 | 0 | 0 | 0 | 0
0 | 0 | 0 | 0 | 0 | 0 | 0 | 0 | 0 | 0 | 0 | 0 | 0 | 0 | 0 | 0 | 0 | 0 | 0 | 0
0 | 0 | 0 | 0 | 0 | 0 | 0 | 0 | 0 | 0 | 0 | 0 | 0 | 0 | 0 | 0 | 0 | 0 | 0 | 0
0 | 0 | 0 | 0 | 0 | 0 | 0 | 0 | 0 | 0 | 0 | 0 | 0 | 0 | 0 | 0 | 0 | 0 | 0 | 0
0 | 0 | 0 | 0 | 0 | 0 | 0 | 0 | 0 | 0 | 0 | 0 | 0 | 0 | 0 | 0 | 0 | 0 | 0 | 0
0 | 0 | 0 | 0 | 0 | 0 | 0 | 0 | 0 | 0 | 0 | 0 | 0 | 0 | 0 | 0 | 0 | 0 | 0 | 0
0 | 0 | 0 | 0 | 0 | 0 | 0 | 0 | 0 | 0 | 0 | 0 | 0 | 0 | 0 | 0 | 0 | 0 | 0 | 0
0 | 0 | 0 | 0 | 0 | 0 | 0 | 0 | 0 | 0 | 0 | 0 | 0 | 0 | 0 | 0 | 0 | 0 | 0 | 0
0 | 0 | 0 | 0 | 0 | 0 | 0 | 0 | 0 | 0 | 0 | 0 | 0 | 0 | 0 | 0 | 0 | 0 | 0 | 0
0 | 0 | 0 | 0 | 0 | 0 | 0 | 0 | 0 | 0 | 0 | 0 | 0 | 0 | 0 | 0 | 0 | 0 | 0 | 0
0 | 0 | 0 | 0 | 0 | 0 | 0 | 0 | 0 | 0 | 0 | 0 | 0 | 0 | 0 | 0 | 0 | 0 | 0 | 0
0 | 0 | 0 | 0 | 0 | 0 | 0 | 0 | 0 | 0 | 0 | 0 | 0 | 0 | 0 | 0 | 0 | 0 | 0 | 0
0 | 0 | 0 | 0 | 0 | 0 | 0 | 0 | 0 | 0 | 0 | 0 | 0 | 0 | 0 | 0 | 0 | 0 | 0 | 0
0 | 0 | 0 | 0 | 0 | 0 | 0 | 0 | 0 | 0 | 0 | 0 | 0 | 0 | 0 | 0 | 0 | 0 | 0 | 0
0 | 0 | 0 | 0 | 0 | 0 | 0 | 0 | 0 | 0 | 0 | 0 | 0 | 0 | 0 | 0 | 0 | 0 | 0 | 0
0 | 0 | 0 | 0 | 0 | 0 | 0 | 0 | 0 | 0 | 0 | 0 | 0 | 0 | 0 | 0 | 0 | 0 | 0 | 0
0 | 0 | 0 | 0 | 0 | 0 | 0 | 0 | 0 | 0 | 0 | 0 | 0 | 0 | 0 | 0 | 0 | 0 | 0 | 0
0 | 0 | 0 | 0 | 0 | 0 | 0 | 0 | 0 | 0 | 0 | 0 | 0 | 0 | 0 | 0 | 0 | 0 | 0 | 0
0 | 0 | 0 | 0 | 0 | 0 | 0 | 0 | 0 | 0 | 0 | 0 | 0 | 0 | 0 | 0 | 0 | 0 | 0 | 0
0 | 0 | 0 | 0 | 0 | 0 | 0 | 0 | 0 | 0 | 0 | 0 | 0 | 0 | 0 | 0 | 0 | 0 | 0 | 0
0 | 0 | 0 | 0 | 0 | 0 | 0 | 0 | 0 | 0 | 0 | 0 | 0 | 0 | 0 | 0 | 0 | 0 | 0 | 0
0 | 0 | 0 | 0 | 0 | 0 | 0 | 0 | 0 | 0 | 0 | 0 | 0 | 0 | 0 | 0 | 0 | 0 | 0 | 0
0 | 0 | 0 | 0 | 0 | 0 | 0 | 0 | 0 | 0 | 0 | 0 | 0 | 0 | 0 | 0 | 0 | 0 | 0 | 0
0 | 0 | 0 | 0 | 0 | 0 | 0 | 0 | 0 | 0 | 0 | 0 | 0 | 0 | 0 | 0 | 0 | 0 | 0 | 0
0 | 0 | 0 | 0 | 0 | 0 | 0 | 0 | 0 | 0 | 0 | 0 | 0 | 0 | 0 | 0 | 0 | 0 | 0 | 0
0 | 0 | 0 | 0 | 0 | 0 | 0 | 0 | 0 | 0 | 0 | 0 | 0 | 0 | 0 | 0 | 0 | 0 | 0 | 0
0 | 0 | 0 | 0 | 0 | 0 | 0 | 0 | 0 | 0 | 0 | 0 | 0 | 0 | 0 | 0 | 0 | 0 | 0 | 0
0 | 0 | 0 | 0 | 0 | 0 | 0 | 0 | 0 | 0 | 0 | 0 | 0 | 0 | 0 | 0 | 0 | 0 | 0 | 0
0 | 0 | 0 | 0 | 0 | 0 | 0 | 0 | 0 | 0 | 0 | 0 | 0 | 0 | 0 | 0 | 0 | 0 | 0 | 0
0 | 0 | 0 | 0 | 0 | 0 | 0 | 0 | 0 | 0 | 0 | 0 | 0 | 0 | 0 | 0 | 0 | 0 | 0 | 0
0 | 0 | 0 | 0 | 0 | 0 | 0 | 0 | 0 | 0 | 0 | 0 | 0 | 0 | 0 | 0 | 0 | 0 | 0 | 0
0 | 0 | 0 | 0 | 0 | 0 | 0 | 0 | 0 | 0 | 0 | 0 | 0 | 0 | 0 | 0 | 0 | 0 | 0 | 0
0 | 0 | 0 | 0 | 0 | 0 | 0 | 0 | 0 | 0 | 0 | 0 | 0 | 0 | 0 | 0 | 0 | 0 | 0 | 0
0 | 0 | 0 | 0 | 0 | 0 | 0 | 0 | 0 | 0 | 0 | 0 | 0 | 0 | 0 | 0 | 0 | 0 | 0 | 0
0 | 0 | 0 | 0 | 0 | 0 | 0 | 0 | 0 | 0 | 0 | 0 | 0 | 0 | 0 | 0 | 0 | 0 | 0 | 0
0 | 0 | 0 | 0 | 0 | 0 | 0 | 0 | 0 | 0 | 0 | 0 | 0 | 0 | 0 | 0 | 0 | 0 | 0 | 0
0 | 0 | 0 | 0 | 0 | 0 | 0 | 0 | 0 | 0 | 0 | 0 | 0 | 0 | 0 | 0 | 0 | 0 | 0 | 0
0 | 0 | 0 | 0 | 0 | 0 | 0 | 0 | 0 | 0 | 0 | 0 | 0 | 0 | 0 | 0 | 0 | 0 | 0 | 0
0 | 0 | 0 | 0 | 0 | 0 | 0 | 0 | 0 | 0 | 0 | 0 | 0 | 0 | 0 | 0 | 0 | 0 | 0 | 0
0 | 0 | 0 | 0 | 0 | 0 | 0 | 0 | 0 | 0 | 0 | 0 | 0 | 0 | 0 | 0 | 0 | 0 | 0 | 0
0 | 0 | 0 | 0 | 0 | 0 | 0 | 0 | 0 | 0 | 0 | 0 | 0 | 0 | 0 | 0 | 0 | 0 | 0 | 0
0 | 0 | 0 | 0 | 0 | 0 | 0 | 0 | 0 | 0 | 0 | 0 | 0 | 0 | 0 | 0 | 0 | 0 | 0 | 0
0 | 0 | 0 | 0 | 0 | 0 | 0 | 0 | 0 | 0 | 0 | 0 | 0 | 0 | 0 | 0 | 0 | 0 | 0 | 0
0 | 0 | 0 | 0 | 0 | 0 | 0 | 0 | 0 | 0 | 0 | 0 | 0 | 0 | 0 | 0 | 0 | 0 | 0 | 0
0 | 0 | 0 | 0 | 0 | 0 | 0 | 0 | 0 | 0 | 0 | 0 | 0 | 0 | 0 | 0 | 0 | 0 | 0 | 0
0 | 0 | 0 | 0 | 0 | 0 | 0 | 0 | 0 | 0 | 0 | 0 | 0 | 0 | 0 | 0 | 0 | 0 | 0 | 0
0 | 0 | 0 | 0 | 0 | 0 | 0 | 0 | 0 | 0 | 0 | 0 | 0 | 0 | 0 | 0 | 0 | 0 | 0 | 0
0 | 0 | 0 | 0 | 0 | 0 | 0 | 0 | 0 | 0 | 0 | 0 | 0 | 0 | 0 | 0 | 0 | 0 | 0 | 0
0 | 0 | 0 | 0 | 0 | 0 | 0 | 0 | 0 | 0 | 0 | 0 | 0 | 0 | 0 | 0 | 0 | 0 | 0 | 0
0 | 0 | 0 | 0 | 0 | 0 | 0 | 0 | 0 | 0 | 0 | 0 | 0 | 0 | 0 | 0 | 0 | 0 | 0 | 0
0 | 0 | 0 | 0 | 0 | 0 | 0 | 0 | 0 | 0 | 0 | 0 | 0 | 0 | 0 | 0 | 0 | 0 | 0 | 0
0 | 0 | 0 | 0 | 0 | 0 | 0 | 0 | 0 | 0 | 0 | 0 | 0 | 0 | 0 | 0 | 0 | 0 | 0 | 0
0 | 0 | 0 | 0 | 0 | 0 | 0 | 0 | 0 | 0 | 0 | 0 | 0 | 0 | 0 | 0 | 0 | 0 | 0 | 0
0 | 0 | 0 | 0 | 0 | 0 | 0 | 0 | 0 | 0 | 0 | 0 | 0 | 0 | 0 | 0 | 0 | 0 | 0 | 0
0 | 0 | 0 | 0 | 0 | 0 | 0 | 0 | 0 | 0 | 0 | 0 | 0 | 0 | 0 | 0 | 0 | 0 | 0 | 0
0 | 0 | 0 | 0 | 0 | 0 | 0 | 0 | 0 | 0 | 0 | 0 | 0 | 0 | 0 | 0 | 0 | 0 | 0 | 0
0 | 0 | 0 | 0 | 0 | 0 | 0 | 0 | 0 | 0 | 0 | 0 | 0 | 0 | 0 | 0 | 0 | 0 | 0 | 0
0 | 0 | 0 | 0 | 0 | 0 | 0 | 0 | 0 | 0 | 0 | 0 | 0 | 0 | 0 | 0 | 0 | 0 | 0 | 0
0 | 0 | 0 | 0 | 0 | 0 | 0 | 0 | 0 | 0 | 0 | 0 | 0 | 0 | 0 | 0 | 0 | 0 | 0 | 0
0 | 0 | 0 | 0 | 0 | 0 | 0 | 0 | 0 | 0 | 0 | 0 | 0 | 0 | 0 | 0 | 0 | 0 | 0 | 0
0 | 0 | 0 | 0 | 0 | 0 | 0 | 0 | 0 | 0 | 0 | 0 | 0 | 0 | 0 | 0 | 0 | 0 | 0 | 0
0 | 0 | 0 | 0 | 0 | 0 | 0 | 0 | 0 | 0 | 0 | 0 | 0 | 0 | 0 | 0 | 0 | 0 | 0 | 0
0 | 0 | 0 | 0 | 0 | 0 | 0 | 0 | 0 | 0 | 0 | 0 | 0 | 0 | 0 | 0 | 0 | 0 | 0 | 0
0 | 0 | 0 | 0 | 0 | 0 | 0 | 0 | 0 | 0 | 0 | 0 | 0 | 0 | 0 | 0 | 0 | 0 | 0 | 0
0 | 0 | 0 | 0 | 0 | 0 | 0 | 0 | 0 | 0 | 0 | 0 | 0 | 0 | 0 | 0 | 0 | 0 | 0 | 0
0 | 0 | 0 | 0 | 0 | 0 | 0 | 0 | 0 | 0 | 0 | 0 | 0 | 0 | 0 | 0 | 0 | 0 | 0 | 0
0 | 0 | 0 | 0 | 0 | 0 | 0 | 0 | 0 | 0 | 0 | 0 | 0 | 0 | 0 | 0 | 0 | 0 | 0 | 0
0 | 0 | 0 | 0 | 0 | 0 | 0 | 0 | 0 | 0 | 0 | 0 | 0 | 0 | 0 | 0 | 0 | 0 | 0 | 0
0 | 0 | 0 | 0 | 0 | 0 | 0 | 0 | 0 | 0 | 0 | 0 | 0 | 0 | 0 | 0 | 0 | 0 | 0 | 0
0 | 0 | 0 | 0 | 0 | 0 | 0 | 0 | 0 | 0 | 0 | 0 | 0 | 0 | 0 | 0 | 0 | 0 | 0 | 0
0 | 0 | 0 | 0 | 0 | 0 | 0 | 0 | 0 | 0 | 0 | 0 | 0 | 0 | 0 | 0 | 0 | 0 | 0 | 0
0 | 0 | 0 | 0 | 0 | 0 | 0 | 0 | 0 | 0 | 0 | 0 | 0 | 0 | 0 | 0 | 0 | 0 | 0 | 0
0 | 0 | 0 | 0 | 0 | 0 | 0 | 0 | 0 | 0 | 0 | 0 | 0 | 0 | 0 | 0 | 0 | 0 | 0 | 0
0 | 0 | 0 | 0 | 0 | 0 | 0 | 0 | 0 | 0 | 0 | 0 | 0 | 0 | 0 | 0 | 0 | 0 | 0 | 0
0 | 0 | 0 | 0 | 0 | 0 | 0 | 0 | 0 | 0 | 0 | 0 | 0 | 0 | 0 | 0 | 0 | 0 | 0 | 0
0 | 0 | 0 | 0 | 0 | 0 | 0 | 0 | 0 | 0 | 0 | 0 | 0 | 0 | 0 | 0 | 0 | 0 | 0 | 0
0 | 0 | 0 | 0 | 0 | 0 | 0 | 0 | 0 | 0 | 0 | 0 | 0 | 0 | 0 | 0 | 0 | 0 | 0 | 0
0 | 0 | 0 | 0 | 0 | 0 | 0 | 0 | 0 | 0 | 0 | 0 | 0 | 0 | 0 | 0 | 0 | 0 | 0 | 0
0 | 0 | 0 | 0 | 0 | 0 | 0 | 0 | 0 | 0 | 0 | 0 | 0 | 0 | 0 | 0 | 0 | 0 | 0 | 0
0 | 0 | 0 | 0 | 0 | 0 | 0 | 0 | 0 | 0 | 0 | 0 | 0 | 0 | 0 | 0 | 0 | 0 | 0 | 0
0 | 0 | 0 | 0 | 0 | 0 | 0 | 0 | 0 | 0 | 0 | 0 | 0 | 0 | 0 | 0 | 0 | 0 | 0 | 0
0 | 0 | 0 | 0 | 0 | 0 | 0 | 0 | 0 | 0 | 0 | 0 | 0 | 0 | 0 | 0 | 0 | 0 | 0 | 0
0 | 0 | 0 | 0 | 0 | 0 | 0 | 0 | 0 | 0 | 0 | 0 | 0 | 0 | 0 | 0 | 0 | 0 | 0 | 0
0 | 0 | 0 | 0 | 0 | 0 | 0 | 0 | 0 | 0 | 0 | 0 | 0 | 0 | 0 | 0 | 0 | 0 | 0 | 0
0 | 0 | 0 | 0 | 0 | 0 | 0 | 0 | 0 | 0 | 0 | 0 | 0 | 0 | 0 | 0 | 0 | 0 | 0 | 0
0 | 0 | 0 | 0 | 0 | 0 | 0 | 0 | 0 | 0 | 0 | 0 | 0 | 0 | 0 | 0 | 0 | 0 | 0 | 0
0 | 0 | 0 | 0 | 0 | 0 | 0 | 0 | 0 | 0 | 0 | 0 | 0 | 0 | 0 | 0 | 0 | 0 | 0 | 0
0 | 0 | 0 | 0 | 0 | 0 | 0 | 0 | 0 | 0 | 0 | 0 | 0 | 0 | 0 | 0 | 0 | 0 | 0 | 0
0 | 0 | 0 | 0 | 0 | 0 | 0 | 0 | 0 | 0 | 0 | 0 | 0 | 0 | 0 | 0 | 0 | 0 | 0 | 0
0 | 0 | 0 | 0 | 0 | 0 | 0 | 0 | 0 | 0 | 0 | 0 | 0 | 0 | 0 | 0 | 0 | 0 | 0 | 0
0 | 0 | 0 | 0 | 0 | 0 | 0 | 0 | 0 | 0 | 0 | 0 | 0 | 0 | 0 | 0 | 0 | 0 | 0 | 0
0 | 0 | 0 | 0 | 0 | 0 | 0 | 0 | 0 | 0 | 0 | 0 | 0 | 0 | 0 | 0 | 0 | 0 | 0 | 0
0 | 0 | 0 | 0 | 0 | 0 | 0 | 0 | 0 | 0 | 0 | 0 | 0 | 0 | 0 | 0 | 0 | 0 | 0 | 0
0 | 0 | 0 | 0 | 0 | 0 | 0 | 0 | 0 | 0 | 0 | 0 | 0 | 0 | 0 | 0 | 0 | 0 | 0 | 0
0 | 0 | 0 | 0 | 0 | 0 | 0 | 0 | 0 | 0 | 0 | 0 | 0 | 0 | 0 | 0 | 0 | 0 | 0 | 0
0 | 0 | 0 | 0 | 0 | 0 | 0 | 0 | 0 | 0 | 0 | 0 | 0 | 0 | 0 | 0 | 0 | 0 | 0 | 0
0 | 0 | 0 | 0 | 0 | 0 | 0 | 0 | 0 | 0 | 0 | 0 | 0 | 0 | 0 | 0 | 0 | 0 | 0 | 0
0 | 0 | 0 | 0 | 0 | 0 | 0 | 0 | 0 | 0 | 0 | 0 | 0 | 0 | 0 | 0 | 0 | 0 | 0 | 0
0 | 0 | 0 | 0 | 0 | 0 | 0 | 0 | 0 | 0 | 0 | 0 | 0 | 0 | 0 | 0 | 0 | 0 | 0 | 0
0 | 0 | 0 | 0 | 0 | 0 | 0 | 0 | 0 | 0 | 0 | 0 | 0 | 0 | 0 | 0 | 0 | 0 | 0 | 0
0 | 0 | 0 | 0 | 0 | 0 | 0 | 0 | 0 | 0 | 0 | 0 | 0 | 0 | 0 | 0 | 0 | 0 | 0 | 0
0 | 0 | 0 | 0 | 0 | 0 | 0 | 0 | 0 | 0 | 0 | 0 | 0 | 0 | 0 | 0 | 0 | 0 | 0 | 0
0 | 0 | 0 | 0 | 0 | 0 | 0 | 0 | 0 | 0 | 0 | 0 | 0 | 0 | 0 | 0 | 0 | 0 | 0 | 0
0 | 0 | 0 | 0 | 0 | 0 | 0 | 0 | 0 | 0 | 0 | 0 | 0 | 0 | 0 | 0 | 0 | 0 | 0 | 0
0 | 0 | 0 | 0 | 0 | 0 | 0 | 0 | 0 | 0 | 0 | 0 | 0 | 0 | 0 | 0 | 0 | 0 | 0 | 0
0 | 0 | 0 | 0 | 0 | 0 | 0 | 0 | 0 | 0 | 0 | 0 | 0 | 0 | 0 | 0 | 0 | 0 | 0 | 0
0 | 0 | 0 | 0 | 0 | 0 | 0 | 0 | 0 | 0 | 0 | 0 | 0 | 0 | 0 | 0 | 0 | 0 | 0 | 0
0 | 0 | 0 | 0 | 0 | 0 | 0 | 0 | 0 | 0 | 0 | 0 | 0 | 0 | 0 | 0 | 0 | 0 | 0 | 0
0 | 0 | 0 | 0 | 0 | 0 | 0 | 0 | 0 | 0 | 0 | 0 | 0 | 0 | 0 | 0 | 0 | 0 | 0 | 0
0 | 0 | 0 | 0 | 0 | 0 | 0 | 0 | 0 | 0 | 0 | 0 | 0 | 0 | 0 | 0 | 0 | 0 | 0 | 0
0 | 0 | 0 | 0 | 0 | 0 | 0 | 0 | 0 | 0 | 0 | 0 | 0 | 0 | 0 | 0 | 0 | 0 | 0 | 0
0 | 0 | 0 | 0 | 0 | 0 | 0 | 0 | 0 | 0 | 0 | 0 | 0 | 0 | 0 | 0 | 0 | 0 | 0 | 0
0 | 0 | 0 | 0 | 0 | 0 | 0 | 0 | 0 | 0 | 0 | 0 | 0 | 0 | 0 | 0 | 0 | 0 | 0 | 0
0 | 0 | 0 | 0 | 0 | 0 | 0 | 0 | 0 | 0 | 0 | 0 | 0 | 0 | 0 | 0 | 0 | 0 | 0 | 0
0 | 0 | 0 | 0 | 0 | 0 | 0 | 0 | 0 | 0 | 0 | 0 | 0 | 0 | 0 | 0 | 0 | 0 | 0 | 0
0 | 0 | 0 | 0 | 0 | 0 | 0 | 0 | 0 | 0 | 0 | 0 | 0 | 0 | 0 | 0 | 0 | 0 | 0 | 0
0 | 0 | 0 | 0 | 0 | 0 | 0 | 0 | 0 | 0 | 0 | 0 | 0 | 0 | 0 | 0 | 0 | 0 | 0 | 0
0 | 0 | 0 | 0 | 0 | 0 | 0 | 0 | 0 | 0 | 0 | 0 | 0 | 0 | 0 | 0 | 0 | 0 | 0 | 0
0 | 0 | 0 | 0 | 0 | 0 | 0 | 0 | 0 | 0 | 0 | 0 | 0 | 0 | 0 | 0 | 0 | 0 | 0 | 0
0 | 0 | 0 | 0 | 0 | 0 | 0 | 0 | 0 | 0 | 0 | 0 | 0 | 0 | 0 | 0 | 0 | 0 | 0 | 0
0 | 0 | 0 | 0 | 0 | 0 | 0 | 0 | 0 | 0 | 0 | 0 | 0 | 0 | 0 | 0 | 0 | 0 | 0 | 0
0 | 0 | 0 | 0 | 0 | 0 | 0 | 0 | 0 | 0 | 0 | 0 | 0 | 0 | 0 | 0 | 0 | 0 | 0 | 0
0 | 0 | 0 | 0 | 0 | 0 | 0 | 0 | 0 | 0 | 0 | 0 | 0 | 0 | 0 | 0 | 0 | 0 | 0 | 0
0 | 0 | 0 | 0 | 0 | 0 | 0 | 0 | 0 | 0 | 0 | 0 | 0 | 0 | 0 | 0 | 0 | 0 | 0 | 0
0 | 0 | 0 | 0 | 0 | 0 | 0 | 0 | 0 | 0 | 0 | 0 | 0 | 0 | 0 | 0 | 0 | 0 | 0 | 0
0 | 0 | 0 | 0 | 0 | 0 | 0 | 0 | 0 | 0 | 0 | 0 | 0 | 0 | 0 | 0 | 0 | 0 | 0 | 0
0 | 0 | 0 | 0 | 0 | 0 | 0 | 0 | 0 | 0 | 0 | 0 | 0 | 0 | 0 | 0 | 0 | 0 | 0 | 0
0 | 0 | 0 | 0 | 0 | 0 | 0 | 0 | 0 | 0 | 0 | 0 | 0 | 0 | 0 | 0 | 0 | 0 | 0 | 0
0 | 0 | 0 | 0 | 0 | 0 | 0 | 0 | 0 | 0 | 0 | 0 | 0 | 0 | 0 | 0 | 0 | 0 | 0 | 0
0 | 0 | 0 | 0 | 0 | 0 | 0 | 0 | 0 | 0 | 0 | 0 | 0 | 0 | 0 | 0 | 0 | 0 | 0 | 0
0 | 0 | 0 | 0 | 0 | 0 | 0 | 0 | 0 | 0 | 0 | 0 | 0 | 0 | 0 | 0 | 0 | 0 | 0 | 0
0 | 0 | 0 | 0 | 0 | 0 | 0 | 0 | 0 | 0 | 0 | 0 | 0 | 0 | 0 | 0 | 0 | 0 | 0 | 0
0 | 0 | 0 | 0 | 0 | 0 | 0 | 0 | 0 | 0 | 0 | 0 | 0 | 0 | 0 | 0 | 0 | 0 | 0 | 0
0 | 0 | 0 | 0 | 0 | 0 | 0 | 0 | 0 | 0 | 0 | 0 | 0 | 0 | 0 | 0 | 0 | 0 | 0 | 0
0 | 0 | 0 | 0 | 0 | 0 | 0 | 0 | 0 | 0 | 0 | 0 | 0 | 0 | 0 | 0 | 0 | 0 | 0 | 0
0 | 0 | 0 | 0 | 0 | 0 | 0 | 0 | 0 | 0 | 0 | 0 | 0 | 0 | 0 | 0 | 0 | 0 | 0 | 0
0 | 0 | 0 | 0 | 0 | 0 | 0 | 0 | 0 | 0 | 0 | 0 | 0 | 0 | 0 | 0 | 0 | 0 | 0 | 0
0 | 0 | 0 | 0 | 0 | 0 | 0 | 0 | 0 | 0 | 0 | 0 | 0 | 0 | 0 | 0 | 0 | 0 | 0 | 0
0 | 0 | 0 | 0 | 0 | 0 | 0 | 0 | 0 | 0 | 0 | 0 | 0 | 0 | 0 | 0 | 0 | 0 | 0 | 0
0 | 0 | 0 | 0 | 0 | 0 | 0 | 0 | 0 | 0 | 0 | 0 | 0 | 0 | 0 | 0 | 0 | 0 | 0 | 0
0 | 0 | 0 | 0 | 0 | 0 | 0 | 0 | 0 | 0 | 0 | 0 | 0 | 0 | 0 | 0 | 0 | 0 | 0 | 0
0 | 0 | 0 | 0 | 0 | 0 | 0 | 0 | 0 | 0 | 0 | 0 | 0 | 0 | 0 | 0 | 0 | 0 | 0 | 0
0 | 0 | 0 | 0 | 0 | 0 | 0 | 0 | 0 | 0 | 0 | 0 | 0 | 0 | 0 | 0 | 0 | 0 | 0 | 0
0 | 0 | 0 | 0 | 0 | 0 | 0 | 0 | 0 | 0 | 0 | 0 | 0 | 0 | 0 | 0 | 0 | 0 | 0 | 0
0 | 0 | 0 | 0 | 0 | 0 | 0 | 0 | 0 | 0 | 0 | 0 | 0 | 0 | 0 | 0 | 0 | 0 | 0 | 0
0 | 0 | 0 | 0 | 0 | 0 | 0 | 0 | 0 | 0 | 0 | 0 | 0 | 0 | 0 | 0 | 0 | 0 | 0 | 0
0 | 0 | 0 | 0 | 0 | 0 | 0 | 0 | 0 | 0 | 0 | 0 | 0 | 0 | 0 | 0 | 0 | 0 | 0 | 0
0 | 0 | 0 | 0 | 0 | 0 | 0 | 0 | 0 | 0 | 0 | 0 | 0 | 0 | 0 | 0 | 0 | 0 | 0 | 0
0 | 0 | 0 | 0 | 0 | 0 | 0 | 0 | 0 | 0 | 0 | 0 | 0 | 0 | 0 | 0 | 0 | 0 | 0 | 0
0 | 0 | 0 | 0 | 0 | 0 | 0 | 0 | 0 | 0 | 0 | 0 | 0 | 0 | 0 | 0 | 0 | 0 | 0 | 0
0 | 0 | 0 | 0 | 0 | 0 | 0 | 0 | 0 | 0 | 0 | 0 | 0 | 0 | 0 | 0 | 0 | 0 | 0 | 0
0 | 0 | 0 | 0 | 0 | 0 | 0 | 0 | 0 | 0 | 0 | 0 | 0 | 0 | 0 | 0 | 0 | 0 | 0 | 0
0 | 0 | 0 | 0 | 0 | 0 | 0 | 0 | 0 | 0 | 0 | 0 | 0 | 0 | 0 | 0 | 0 | 0 | 0 | 0
0 | 0 | 0 | 0 | 0 | 0 | 0 | 0 | 0 | 0 | 0 | 0 | 0 | 0 | 0 | 0 | 0 | 0 | 0 | 0
0 | 0 | 0 | 0 | 0 | 0 | 0 | 0 | 0 | 0 | 0 | 0 | 0 | 0 | 0 | 0 | 0 | 0 | 0 | 0
0 | 0 | 0 | 0 | 0 | 0 | 0 | 0 | 0 | 0 | 0 | 0 | 0 | 0 | 0 | 0 | 0 | 0 | 0 | 0
0 | 0 | 0 | 0 | 0 | 0 | 0 | 0 | 0 | 0 | 0 | 0 | 0 | 0 | 0 | 0 | 0 | 0 | 0 | 0
0 | 0 | 0 | 0 | 0 | 0 | 0 | 0 | 0 | 0 | 0 | 0 | 0 | 0 | 0 | 0 | 0 | 0 | 0 | 0
0 | 0 | 0 | 0 | 0 | 0 | 0 | 0 | 0 | 0 | 0 | 0 | 0 | 0 | 0 | 0 | 0 | 0 | 0 | 0
0 | 0 | 0 | 0 | 0 | 0 | 0 | 0 | 0 | 0 | 0 | 0 | 0 | 0 | 0 | 0 | 0 | 0 | 0 | 0
0 | 0 | 0 | 0 | 0 | 0 | 0 | 0 | 0 | 0 | 0 | 0 | 0 | 0 | 0 | 0 | 0 | 0 | 0 | 0
0 | 0 | 0 | 0 | 0 | 0 | 0 | 0 | 0 | 0 | 0 | 0 | 0 | 0 | 0 | 0 | 0 | 0 | 0 | 0
0 | 0 | 0 | 0 | 0 | 0 | 0 | 0 | 0 | 0 | 0 | 0 | 0 | 0 | 0 | 0 | 0 | 0 | 0 | 0
0 | 0 | 0 | 0 | 0 | 0 | 0 | 0 | 0 | 0 | 0 | 0 | 0 | 0 | 0 | 0 | 0 | 0 | 0 | 0
0 | 0 | 0 | 0 | 0 | 0 | 0 | 0 | 0 | 0 | 0 | 0 | 0 | 0 | 0 | 0 | 0 | 0 | 0 | 0
0 | 0 | 0 | 0 | 0 | 0 | 0 | 0 | 0 | 0 | 0 | 0 | 0 | 0 | 0 | 0 | 0 | 0 | 0 | 0
0 | 0 | 0 | 0 | 0 | 0 | 0 | 0 | 0 | 0 | 0 | 0 | 0 | 0 | 0 | 0 | 0 | 0 | 0 | 0
0 | 0 | 0 | 0 | 0 | 0 | 0 | 0 | 0 | 0 | 0 | 0 | 0 | 0 | 0 | 0 | 0 | 0 | 0 | 0
0 | 0 | 0 | 0 | 0 | 0 | 0 | 0 | 0 | 0 | 0 | 0 | 0 | 0 | 0 | 0 | 0 | 0 | 0 | 0
0 | 0 | 0 | 0 | 0 | 0 | 0 | 0 | 0 | 0 | 0 | 0 | 0 | 0 | 0 | 0 | 0 | 0 | 0 | 0
0 | 0 | 0 | 0 | 0 | 0 | 0 | 0 | 0 | 0 | 0 | 0 | 0 | 0 | 0 | 0 | 0 | 0 | 0 | 0
0 | 0 | 0 | 0 | 0 | 0 | 0 | 0 | 0 | 0 | 0 | 0 | 0 | 0 | 0 | 0 | 0 | 0 | 0 | 0
0 | 0 | 0 | 0 | 0 | 0 | 0 | 0 | 0 | 0 | 0 | 0 | 0 | 0 | 0 | 0 | 0 | 0 | 0 | 0
0 | 0 | 0 | 0 | 0 | 0 | 0 | 0 | 0 | 0 | 0 | 0 | 0 | 0 | 0 | 0 | 0 | 0 | 0 | 0
0 | 0 | 0 | 0 | 0 | 0 | 0 | 0 | 0 | 0 | 0 | 0 | 0 | 0 | 0 | 0 | 0 | 0 | 0 | 0
0 | 0 | 0 | 0 | 0 | 0 | 0 | 0 | 0 | 0 | 0 | 0 | 0 | 0 | 0 | 0 | 0 | 0 | 0 | 0
0 | 0 | 0 | 0 | 0 | 0 | 0 | 0 | 0 | 0 | 0 | 0 | 0 | 0 | 0 | 0 | 0 | 0 | 0 | 0
0 | 0 | 0 | 0 | 0 | 0 | 0 | 0 | 0 | 0 | 0 | 0 | 0 | 0 | 0 | 0 | 0 | 0 | 0 | 0
0 | 0 | 0 | 0 | 0 | 0 | 0 | 0 | 0 | 0 | 0 | 0 | 0 | 0 | 0 | 0 | 0 | 0 | 0 | 0

## COMM 3-4yr Export
PROGRAM NAME | MCE Commercial
BUDGET |  |  | PG&E 2013 v1c6-Draft.xls
Market Segment
Administrative Costs |  | Primary | 0
Overhead and G&A | 372939.5284 | Secondary (if applicable) | 0
Other Administrative Costs | 12830.4884
Marketing/Outreach | 310691.3584
Direct Implementation
d.i. User Input Incentive (No rebates) | 0
d.ii. to d.v Rebates & Incentives | 1335223.0027
Activity | 1013176.7421
Installation | 0
Hardware & Materials | 0
Rebate Processing & Inspection | 645289.0687
EM&V Costs | 154308.0067
Budget | 3844458.1952
Costs recovered from other sources | 0
Budget (plus other costs) | 3844458.1952
PROGRAM IMPACTS
Program Reductions | 2013-2014 | 2013 | 2014
User Entered kW (kW) | 0 | 0 | 0
Net Jul-Sept Peak (kW) | 133.3448 | 62.1137 | 71.2311
Net Dec-Feb Peak (kW) | 98.5161 | 46.0927 | 52.4234
Net NCP (kW) | 98.5161 | 46.0927 | 52.4234
Net CEC (kW) | 0 | 0 | 0
Annual Net kWh | 3624578.2502 | 1640551.6388 | 1984026.6114
Lifecycle Net kWh | 51555324.2336 | 23278677.8912 | 28276646.3424
Annual Net Therms | 68858.8982 | 28770.3012 | 40088.597
Lifecycle Net Therms | 951908.3253 | 393285.4414 | 558622.8839
Program Reductions for Measures installed through 2024
TRC
Costs | 3996455.4262
Electric Benefits | 4589640.6408
Gas Benefits | 669711.8436
Net Benefits (NPV) | 1262897.0582
BC Ratio | 1.316
PAC
Costs | 3844458.1952
Electric Benefits | 4589640.6408
Gas Benefits | 669711.8436
Net Benefits (NPV) | 1414894.2892
BC Ratio | 1.368
Levelized Cost
Levelized Cost TRC ($/kWh )
Discounted kWh | 30625798.7492
Cost | 0.10263
Benefits | 0.14986
Benefit-Cost | 0.047235
Levelized Cost PAC ($/kWh)
Discounted kWh | 30625798.7492
Cost | 0.097603
Benefits | 0.14986
Benefit-Cost | 0.052259
Levelized Cost TRC ($/therm)
Discounted Therms | 578401.9815
Cost | 1.4694
Benefits | 1.1579
Benefit-Cost | -0.31152
Levelized Cost PAC ($/therm)
Discounted Therms | 578401.9815
Cost | 1.4746
Benefits | 1.1579
Benefit-Cost | -0.31674
Emission Annual Reductions (2014-2016) |  |  |  | Energy Division File sheet "Attachment II" Total Electricity and Gas Emission Reductions
Electric Annual CO2 (tons) - 2014 | 0 |  |  |  | 2018 | 2019 | 2020 | 2021 | 2022 | 2023 | 2024
2015 | 0 |  |  |  | Total | Total | Total | Total | Total | Total | Total
2016 | 0 |  |  | Annual CO2 Emission Reductions (tons) | 0 | 0 | 0 | 0 | 0 | 997.4886 | 0
Electric Lifecycle CO2 (tons) - 2014 | 0 |  |  | Lifecycle CO2 Emission Reductions (tons) | 0 | 0 | 0 | 0 | 0 | 14067.501 | 0
2015 | 0 |  |  | Annual NOx Emission Reductions (tons) | 0 | 0 | 0 | 0 | 0 | 0.17083 | 0
2016 | 0 |  |  | Lifecycle NOx Emission Reductions (tons) | 0 | 0 | 0 | 0 | 0 | 2.3876 | 0
Electric Annual NOX (tons) - 2014 | 0 |  |  | Annual SO2 Emission Reductions (tons)
2015 | 0 |  |  | Lifecycle SO2 Emission Reductions (tons)
2016 | 0
Electric Lifecycle NOX (tons) - 2014 | 0
2015 | 0
2016 | 0
Electric Annual SO2 (lbs) - 2014
2015
2016
Electric Lifecycle SO2 (lbs) - 2014
2015
2016
Gas Annual CO2 (tons) - 2014 | 0
2015 | 0
2016 | 0
Gas Lifecycle CO2 (tons) - 2014 | 0
2015 | 0
2016 | 0
Gas Annual NOX (tons) - 2014 | 0
2015 | 0
2016 | 0
Gas Lifecycle NOX (tons) - 2014 | 0
2015 | 0
2016 | 0
Gas Annual SO2 (lbs) - 2014
2015
2016
Gas Lifecycle SO2 (lbs) - 2014
2015
2016
Data below not currently used in Energy Division workbook
Levelized Cost RIM ($/therm)
Discounted Therms | 578401.9815
Cost | 2.5734
Benefits | 1.1579
Benefit-Cost | -1.4155
Levelized Cost RIM ($/kWh)
Discounted kWh | 30625798.7492
Cost | 0.33307
Benefits | 0.14986
Benefit-Cost | -1.4155
RIM
Costs | 11689003.1539
Electric Benefits | 4589640.6408
Gas Benefits | 669711.8436
Net Benefits (NPV) | -6429650.6695
BC Ratio | 0.44994
Impacts for all programs
Net July-Sept Wtd Avg Peak ** (kW)
Clothes Dryer | 0
Clothes Washer | 0
Consumer Electronics | 0
Cooking | 0
Dishwasher | 0
Net Wtd Avg Dec-Feb ** (kW)
Clothes Dryer | 0
Clothes Washer | 0
Consumer Electronics | 0
Cooking | 0
Dishwasher | 0
0
Clothes Dryer | 0
Clothes Washer | 0
Consumer Electronics | 0
Cooking | 0
Dishwasher | 0
Annual Wtd Avg Net kWh
Clothes Dryer | 0
Clothes Washer | 0
Consumer Electronics | 0
Cooking | 0
Dishwasher | 0
Lifecycle Net kWh
Clothes Dryer | 0
Clothes Washer | 0
Consumer Electronics | 0
Cooking | 0
Dishwasher | 0
Annual Wtd Avg Net Therms
Clothes Dryer | 0
Clothes Washer | 0
Consumer Electronics | 0
Cooking | 0
Dishwasher | 0
Lifecycle Net Therms
Clothes Dryer | 0
Clothes Washer | 0
Consumer Electronics | 0
Cooking | 0
Dishwasher | 0
Goal Attainment | Net Annual Savings
kWh
2013 | #REF!
2014 | #REF!
2015 | #REF!
2016 | #REF!
2017 | #REF!
2018 | #REF!
2019 | 3411448.8154
2020 | 0
2021 | 0
2022 | 0
kW
2013 | #REF!
2014 | #REF!
2015 | #REF!
2016 | #REF!
2017 | #REF!
2018 | #REF!
2019 | 116.0413
2020 | 0
2021 | 0
2022 | 0
Therms
2013 | #REF!
2014 | #REF!
2015 | #REF!
2016 | #REF!
2017 | #REF!
2018 | #REF!
2019 | 98851.2788
2020 | 0
2021 | 0
2022 | 0

## COMM 5-7yr Input
| PG&E 2013 v1c6-Draft.xls |  |  |  | Program Budget ($) | [10 empty] | Import file format 5
[5 empty] | a. Administrative Costs | 2020 | 2021 | 2022 | NPV |  |  |  | Nominal | Nominal | Nominal
| Proposer General Information |  |  |  | a.i. Overhead and G&A | 205182.7601 | 205182.7601 | 205182.7601 | 572790.7704 | d. Incentives and Rebates ($) |  |  | 2020 | 2021 | 2022 | NPV |  | Market Effects Adjustments
| Proposer Name |  | Marin Clean Energy |  | a.ii. Other Admin costs | 7059.0399 | 7059.0399 | 7059.0399 | 19706.1045 | d.i. User Input Incentive (treated like admin cost) | [5 empty] | 0 |  | Adjustment type |  | Uniform
| Program Name |  | MCE Commercial |  | b. Marketing/Outreach | 170935.2472 | 170935.2472 | 170935.2472 | 477184.9831 | d.ii. Rebate |  |  | 406374.1787 | 432382.1261 | 458390.0735 |  |  | Enter Custom values in columns AO through AT
| Service Territory |  | PG&E |  | c. Direct Implementation (non incentive) | 0 | 0 | 0 |  | d.iii. Direct Install Labor |  |  | 0 | 0 | 0 |  |  | Uniform Factors to apply to all measures
| First Year of Program Implementation |  |  | 2020 | c.i. Activity | 557426.5654 | 557426.5654 | 557426.5654 | 1556119.0021 | d.iv. Direct Install Materials |  |  | 0 | 0 | 0 |  |  |  | Benefit Adj | Cost Adj
| Contact Information |  |  |  | c.ii. Installation | 0 | 0 | 0 | 0 | d.v. Upstream payments |  |  | 0 | 0 | 0 |  |  | Participant Inside
| Name |  |  |  | c.iii. Hardware & Materials | 0 | 0 | 0 | 0 | Subtotal Incentives and Rebates |  |  | 406374.1787 | 432382.1261 | 458390.0735 | 1145234.6859 |  | Participant Outside
| Address |  |  |  | c.iv. Rebate Processing and Inspection | 355023.2198 | 355023.2198 | 355023.2198 | 991087.2801 | [8 empty] | Non-participant | [41 empty] | Formulas for spreading annual installations to quarters
| ZIP code |  |  |  | d. Total Incentives and Rebates | 406374.1787 | 432382.1261 | 458390.0735 | 1145234.6859 | [8 empty] | Total Factor | 0% | 0% | [39 empty] | 0 | 0 | 0 | 0 | 0 | 0 | 0 | 0 | 0 | 0 | 0 | 0 | 0 | 0 | 0 | 0 | 0 | 0 | 0 | 0 | 0 | 0 | 0 | 0 | 0 | 0 | 0 | 0 | 0 | 0 | 0 | 0 | 0 | 0 | 0 | 0 | 0 | 0 | 0 | 0 | 0 | 0 | 0 | 0
| Telephone |  |  |  | e. EM&V | 84896.72 | 84896.72 | 84896.72 | 236998.75 | f. Costs recovered from other sources | [5 empty] | 0
| Email |  |  |  | Total | 1786897.7311 | 1812905.6785 | 1838913.6259 | 4999121.5761 | Program Budget w/ Other Costs (a to f) |  |  | 1786897.7311 | 1812905.6785 | 1838913.6259 | 4999121.5761
|  |  | Market Sectors- Primary: | [11 empty] | Number of measures that have negative participant cost: | 0 |  |  | Total Excess incentive: | 0 | [39 empty] | Quarterly Installation Schedule
| Program Inputs |  | Secondary: | [8 empty] | Transfer | Admin | Admin | Admin | Participant | [8 empty] | Second Baseline (For savings after the RUL) | [7 empty] | Table Lookup Values |  |  |  |  | Benefits Adj Factors |  | Market Effects Adjustments | [8 empty] | Annual Installation Schedule (enter quarterly values to the right) | [10 empty] | 2020 |  |  |  | 2021 |  |  |  | 2022 |  |  |  | 2023 |  |  |  | 2024 |  |  |  | 2025 |  |  |  | 2026 |  |  |  | 2027 |  |  |  | 2028 |  |  |  | 2029 |  |  |  | 2030
| Measure Name | DEER RunID | Climate Zone | Target sector | Measure Electric End Use Shape | CZ, Sector, Measure combination found? | Expected Useful Life for New/ROB, RUL for retrofit. (yrs) | Program Type (To look up Net-to-gross Ratio) | Unit Definition (e.g. homes) | Program Type (NEW/ROB or Early Repl(RET)) | Gross Measure Cost (Total Cost for Retrofit, Incr Cost for New/ROB) ($/unit) | Rebate to end use customer or its assignee ($/unit) | Incentives to entities other than the end use customer or its assignee($/unit) | Direct Install Labor ($/unit) | Direct Install Material ($/unit) | Gross Participant Cost ($/unit) | Gross Unit Annual Electricity Savings (kwh/unit) | Electric Rate Schedule | Demand Scaler | User Entered kW Savings per unit (kW/unit) | Gross Unit Annual Gas Savings (therm/unit) | Gas Sector | Gas Rate Schedule | Gas Savings Profile | Total Life. Can be left blank for single baseline measures (Yrs) | Incremental Cost (relative to standard efficiency default device) ($/unit) | Measure Cost Inflation (%/year escalation) | Early retrofit incremental kWh savings (kWh/unit) | Early retrofit incremental kW savings (kW/unit) | Early retrofit incremental Th savings (Th/unit) | Combustion Type | Expected Useful Life for New/ROB, RUL for retrofit. (yrs) | Net-to-Gross Ratio - kWh | Net-to-Gross Ratio -Therms | Net-to-Gross Ratio - kW | Net-to-Gross Ratio - Therms (overides lookup value) | Net-to-Gross Ratio - Costs | Installation Rate (Blank gets 100%) (IR) | Gross Realization Rate (Blank gets 100%) (GRR) | Benefits - Participants Inside | Benefits - Participants Outside | Benefits- Non-participants | Costs - Participants Inside | Costs - Participants Outside | Costs- Non-participants | Total Benefits Factor | Total Cost Factor | % Eligible for TOU AC adjustment | 2020 | 2021 | 2022 | 2023 | 2024 | 2025 | 2026 | 2027 | 2028 | 2029 | 2030 | Qtr 1 | Qtr 2 | Qtr 3 | Qtr 4 | Qtr 1 | Qtr 2 | Qtr 3 | Qtr 4 | Qtr 1 | Qtr 2 | Qtr 3 | Qtr 4 | Qtr 1 | Qtr 2 | Qtr 3 | Qtr 4 | Qtr 1 | Qtr 2 | Qtr 3 | Qtr 4 | Qtr 1 | Qtr 2 | Qtr 3 | Qtr 4 | Qtr 1 | Qtr 2 | Qtr 3 | Qtr 4 | Qtr 1 | Qtr 2 | Qtr 3 | Qtr 4 | Qtr 1 | Qtr 2 | Qtr 3 | Qtr 4 | Qtr 1 | Qtr 2 | Qtr 3 | Qtr 4 | Qtr 1 | Qtr 2 | Qtr 3 | Qtr 4 | Total Number of Units | Comments
MCE Commercial | MCE Commercialprogram, Tier 1 rebates | [14 empty] | 0 |  |  | #N/A | [12 empty] | 0 | [13 empty] | 0% | 0% |  | 0 | 0 | 0 | 0 | 0 | 0 | 0 | 0 | 0 | 0 | 0 | [44 empty] | 0
MCE Commercial | Night cover reduces infiltration by 50% for 4 hours/night | D03-205 | 2 | COMMERCIAL | 4 = Commercial Refrigeration | TRUE | 1.6667 | NonRes-sAll-mRfg-SC | Len-ft | ROB | 45 | 15.75 |  |  |  | 29.25 | 15.5 | Small Commercial | kW | -0.00385 | 1.34 | Commercial | Small Commercial | Annual | 5 | 45 | 3% | 15.5 | -0.00385 | 1.34 | Small Boilers (<100 MMBtu/hr Heat Input):Controlled Low NOx Burner | 1.6667 | 40% | n/a |  |  |  | 90% | 90% | [6 empty] | 0% | 0% |  | 2.0833 | 2.2167 | 2.35 | 0 | 0 | 0 | 0 | 0 | 0 | 0 | 0 | 2020 Qtr 1: 0.50833; 2020 Qtr 2: 0.51667; 2020 Qtr 3: 0.525; 2020 Qtr 4: 0.53333; 2021 Qtr 1: 0.54167; 2021 Qtr 2: 0.55; 2021 Qtr 3: 0.55833; 2021 Qtr 4: 0.56667; 2022 Qtr 1: 0.575; 2022 Qtr 2: 0.58333; 2022 Qtr 3: 0.59167; 2022 Qtr 4: 0.6 | 6.65 | based on bid for 6' covers
MCE Commercial | Night cover reduces infiltration by 50% for 4 hours/night | D03-205 | 3A | COMMERCIAL | 4 = Commercial Refrigeration | TRUE | 1.6667 | NonRes-sAll-mRfg-SC | Len-ft | ROB | 45 | 15.75 |  |  |  | 29.25 | 15.9 | Small Commercial | kW | -0.00356 | 1.62 | Commercial | Small Commercial | Annual | 5 | 45 | 3% | 15.9 | -0.00356 | 1.62 | Small Boilers (<100 MMBtu/hr Heat Input):Controlled Low NOx Burner | 1.6667 | 40% | n/a |  |  |  | 90% | 90% | [6 empty] | 0% | 0% |  | 2.0833 | 2.2167 | 2.35 | 0 | 0 | 0 | 0 | 0 | 0 | 0 | 0 | 2020 Qtr 1: 0.50833; 2020 Qtr 2: 0.51667; 2020 Qtr 3: 0.525; 2020 Qtr 4: 0.53333; 2021 Qtr 1: 0.54167; 2021 Qtr 2: 0.55; 2021 Qtr 3: 0.55833; 2021 Qtr 4: 0.56667; 2022 Qtr 1: 0.575; 2022 Qtr 2: 0.58333; 2022 Qtr 3: 0.59167; 2022 Qtr 4: 0.6 | 6.65 | based on bid for 6' covers
MCE Commercial | Night cover reduces infiltration by 50% for 4 hours/night | D03-205 | 3B | COMMERCIAL | 4 = Commercial Refrigeration | TRUE | 1.6667 | NonRes-sAll-mRfg-SC | Len-ft | ROB | 45 | 15.75 |  |  |  | 29.25 | 15.9 | Small Commercial | kW | -0.00356 | 1.62 | Commercial | Small Commercial | Annual | 5 | 45 | 3% | 15.9 | -0.00356 | 1.62 | Small Boilers (<100 MMBtu/hr Heat Input):Controlled Low NOx Burner | 1.6667 | 40% | n/a |  |  |  | 90% | 90% | [6 empty] | 0% | 0% |  | 2.0833 | 2.2167 | 2.35 | 0 | 0 | 0 | 0 | 0 | 0 | 0 | 0 | 2020 Qtr 1: 0.50833; 2020 Qtr 2: 0.51667; 2020 Qtr 3: 0.525; 2020 Qtr 4: 0.53333; 2021 Qtr 1: 0.54167; 2021 Qtr 2: 0.55; 2021 Qtr 3: 0.55833; 2021 Qtr 4: 0.56667; 2022 Qtr 1: 0.575; 2022 Qtr 2: 0.58333; 2022 Qtr 3: 0.59167; 2022 Qtr 4: 0.6 | 6.65 | based on bid for 6' covers
MCE Commercial | Night cover reduces infiltration by 50% for 4 hours/night | D03-205 | 12 | COMMERCIAL | 4 = Commercial Refrigeration | TRUE | 1.6667 | NonRes-sAll-mRfg-SC | Len-ft | ROB | 45 | 15.75 |  |  |  | 29.25 | 15 | Small Commercial | kW | -0.00281 | 1.19 | Commercial | Small Commercial | Annual | 5 | 45 | 3% | 15 | -0.00281 | 1.19 | Small Boilers (<100 MMBtu/hr Heat Input):Controlled Low NOx Burner | 1.6667 | 40% | n/a |  |  |  | 90% | 90% | [6 empty] | 0% | 0% |  | 2.0833 | 2.2167 | 2.35 | 0 | 0 | 0 | 0 | 0 | 0 | 0 | 0 | 2020 Qtr 1: 0.50833; 2020 Qtr 2: 0.51667; 2020 Qtr 3: 0.525; 2020 Qtr 4: 0.53333; 2021 Qtr 1: 0.54167; 2021 Qtr 2: 0.55; 2021 Qtr 3: 0.55833; 2021 Qtr 4: 0.56667; 2022 Qtr 1: 0.575; 2022 Qtr 2: 0.58333; 2022 Qtr 3: 0.59167; 2022 Qtr 4: 0.6 | 6.65 | based on bid for 6' covers
MCE Commercial | Open fixture is retrofitted with doors and additional lighting | D03-206 | 2 | COMMERCIAL | 4 = Commercial Refrigeration | TRUE | 4 | NonRes-sAll-mRfg-SC | Len-ft | ROB | 320.84 | 112.294 |  |  |  | 208.546 | 125 | Small Commercial | kW | 0.0474 | 25.7 | Commercial | Small Commercial | Annual | 12 | 320.84 | 3% | 125 | 0.0474 | 25.7 | Small Boilers (<100 MMBtu/hr Heat Input):Controlled Low NOx Burner | 4 | 40% | n/a |  |  |  | 90% | 90% | [6 empty] | 0% | 0% |  | 2.0833 | 2.2167 | 2.35 | 0 | 0 | 0 | 0 | 0 | 0 | 0 | 0 | 2020 Qtr 1: 0.50833; 2020 Qtr 2: 0.51667; 2020 Qtr 3: 0.525; 2020 Qtr 4: 0.53333; 2021 Qtr 1: 0.54167; 2021 Qtr 2: 0.55; 2021 Qtr 3: 0.55833; 2021 Qtr 4: 0.56667; 2022 Qtr 1: 0.575; 2022 Qtr 2: 0.58333; 2022 Qtr 3: 0.59167; 2022 Qtr 4: 0.6 | 6.65 | (Itron WO017 10-12 cost study)
MCE Commercial | Open fixture is retrofitted with doors and additional lighting | D03-206 | 3A | COMMERCIAL | 4 = Commercial Refrigeration | TRUE | 4 | NonRes-sAll-mRfg-SC | Len-ft | ROB | 320.84 | 112.294 |  |  |  | 208.546 | 125 | Small Commercial | kW | 0.0221 | 30.2 | Commercial | Small Commercial | Annual | 12 | 320.84 | 3% | 125 | 0.0221 | 30.2 | Small Boilers (<100 MMBtu/hr Heat Input):Controlled Low NOx Burner | 4 | 40% | n/a |  |  |  | 90% | 90% | [6 empty] | 0% | 0% |  | 2.0833 | 2.2167 | 2.35 | 0 | 0 | 0 | 0 | 0 | 0 | 0 | 0 | 2020 Qtr 1: 0.50833; 2020 Qtr 2: 0.51667; 2020 Qtr 3: 0.525; 2020 Qtr 4: 0.53333; 2021 Qtr 1: 0.54167; 2021 Qtr 2: 0.55; 2021 Qtr 3: 0.55833; 2021 Qtr 4: 0.56667; 2022 Qtr 1: 0.575; 2022 Qtr 2: 0.58333; 2022 Qtr 3: 0.59167; 2022 Qtr 4: 0.6 | 6.65 | (Itron WO017 10-12 cost study)
MCE Commercial | Open fixture is retrofitted with doors and additional lighting | D03-206 | 3B | COMMERCIAL | 4 = Commercial Refrigeration | TRUE | 4 | NonRes-sAll-mRfg-SC | Len-ft | ROB | 320.84 | 112.294 |  |  |  | 208.546 | 125 | Small Commercial | kW | 0.0221 | 30.2 | Commercial | Small Commercial | Annual | 12 | 320.84 | 3% | 125 | 0.0221 | 30.2 | Small Boilers (<100 MMBtu/hr Heat Input):Controlled Low NOx Burner | 4 | 40% | n/a |  |  |  | 90% | 90% | [6 empty] | 0% | 0% |  | 2.0833 | 2.2167 | 2.35 | 0 | 0 | 0 | 0 | 0 | 0 | 0 | 0 | 2020 Qtr 1: 0.50833; 2020 Qtr 2: 0.51667; 2020 Qtr 3: 0.525; 2020 Qtr 4: 0.53333; 2021 Qtr 1: 0.54167; 2021 Qtr 2: 0.55; 2021 Qtr 3: 0.55833; 2021 Qtr 4: 0.56667; 2022 Qtr 1: 0.575; 2022 Qtr 2: 0.58333; 2022 Qtr 3: 0.59167; 2022 Qtr 4: 0.6 | 6.65 | (Itron WO017 10-12 cost study)
MCE Commercial | Open fixture is retrofitted with doors and additional lighting | D03-206 | 12 | COMMERCIAL | 4 = Commercial Refrigeration | TRUE | 4 | NonRes-sAll-mRfg-SC | Len-ft | ROB | 320.84 | 112.294 |  |  |  | 208.546 | 122 | Small Commercial | kW | 0.0634 | 23.3 | Commercial | Small Commercial | Annual | 12 | 320.84 | 3% | 122 | 0.0634 | 23.3 | Small Boilers (<100 MMBtu/hr Heat Input):Controlled Low NOx Burner | 4 | 40% | n/a |  |  |  | 90% | 90% | [6 empty] | 0% | 0% |  | 2.0833 | 2.2167 | 2.35 | 0 | 0 | 0 | 0 | 0 | 0 | 0 | 0 | 2020 Qtr 1: 0.50833; 2020 Qtr 2: 0.51667; 2020 Qtr 3: 0.525; 2020 Qtr 4: 0.53333; 2021 Qtr 1: 0.54167; 2021 Qtr 2: 0.55; 2021 Qtr 3: 0.55833; 2021 Qtr 4: 0.56667; 2022 Qtr 1: 0.575; 2022 Qtr 2: 0.58333; 2022 Qtr 3: 0.59167; 2022 Qtr 4: 0.6 | 6.65 | (Itron WO017 10-12 cost study)
MCE Commercial | Replace open fixtures with fixtures having doors | D03-207 | 2 | COMMERCIAL | 4 = Commercial Refrigeration | TRUE | 4 | NonRes-sAll-mRfg-SC | Len-ft | ROB | 686.29 | 240.2015 |  |  |  | 446.0885 | 144 | Small Commercial | kW | 0.0497 | 25.7 | Commercial | Small Commercial | Annual | 12 | 686.29 | 3% | 144 | 0.0497 | 25.7 | Small Boilers (<100 MMBtu/hr Heat Input):Controlled Low NOx Burner | 4 | 40% | n/a |  |  |  | 90% | 90% | [6 empty] | 0% | 0% |  | 2.0833 | 2.2167 | 2.35 | 0 | 0 | 0 | 0 | 0 | 0 | 0 | 0 | 2020 Qtr 1: 0.50833; 2020 Qtr 2: 0.51667; 2020 Qtr 3: 0.525; 2020 Qtr 4: 0.53333; 2021 Qtr 1: 0.54167; 2021 Qtr 2: 0.55; 2021 Qtr 3: 0.55833; 2021 Qtr 4: 0.56667; 2022 Qtr 1: 0.575; 2022 Qtr 2: 0.58333; 2022 Qtr 3: 0.59167; 2022 Qtr 4: 0.6 | 6.65 | (Itron WO017 10-12 cost study)
MCE Commercial | Replace open fixtures with fixtures having doors | D03-207 | 3A | COMMERCIAL | 4 = Commercial Refrigeration | TRUE | 4 | NonRes-sAll-mRfg-SC | Len-ft | ROB | 686.29 | 240.2015 |  |  |  | 446.0885 | 143 | Small Commercial | kW | 0.0238 | 30.2 | Commercial | Small Commercial | Annual | 12 | 686.29 | 3% | 143 | 0.0238 | 30.2 | Small Boilers (<100 MMBtu/hr Heat Input):Controlled Low NOx Burner | 4 | 40% | n/a |  |  |  | 90% | 90% | [6 empty] | 0% | 0% |  | 2.0833 | 2.2167 | 2.35 | 0 | 0 | 0 | 0 | 0 | 0 | 0 | 0 | 2020 Qtr 1: 0.50833; 2020 Qtr 2: 0.51667; 2020 Qtr 3: 0.525; 2020 Qtr 4: 0.53333; 2021 Qtr 1: 0.54167; 2021 Qtr 2: 0.55; 2021 Qtr 3: 0.55833; 2021 Qtr 4: 0.56667; 2022 Qtr 1: 0.575; 2022 Qtr 2: 0.58333; 2022 Qtr 3: 0.59167; 2022 Qtr 4: 0.6 | 6.65 | (Itron WO017 10-12 cost study)
MCE Commercial | Replace open fixtures with fixtures having doors | D03-207 | 3B | COMMERCIAL | 4 = Commercial Refrigeration | TRUE | 4 | NonRes-sAll-mRfg-SC | Len-ft | ROB | 686.29 | 240.2015 |  |  |  | 446.0885 | 143 | Small Commercial | kW | 0.0238 | 30.2 | Commercial | Small Commercial | Annual | 12 | 686.29 | 3% | 143 | 0.0238 | 30.2 | Small Boilers (<100 MMBtu/hr Heat Input):Controlled Low NOx Burner | 4 | 40% | n/a |  |  |  | 90% | 90% | [6 empty] | 0% | 0% |  | 2.0833 | 2.2167 | 2.35 | 0 | 0 | 0 | 0 | 0 | 0 | 0 | 0 | 2020 Qtr 1: 0.50833; 2020 Qtr 2: 0.51667; 2020 Qtr 3: 0.525; 2020 Qtr 4: 0.53333; 2021 Qtr 1: 0.54167; 2021 Qtr 2: 0.55; 2021 Qtr 3: 0.55833; 2021 Qtr 4: 0.56667; 2022 Qtr 1: 0.575; 2022 Qtr 2: 0.58333; 2022 Qtr 3: 0.59167; 2022 Qtr 4: 0.6 | 6.65 | (Itron WO017 10-12 cost study)
MCE Commercial | Replace open fixtures with fixtures having doors | D03-207 | 12 | COMMERCIAL | 4 = Commercial Refrigeration | TRUE | 4 | NonRes-sAll-mRfg-SC | Len-ft | ROB | 686.29 | 240.2015 |  |  |  | 446.0885 | 141 | Small Commercial | kW | 0.0658 | 23.3 | Commercial | Small Commercial | Annual | 12 | 686.29 | 3% | 141 | 0.0658 | 23.3 | Small Boilers (<100 MMBtu/hr Heat Input):Controlled Low NOx Burner | 4 | 40% | n/a |  |  |  | 90% | 90% | [6 empty] | 0% | 0% |  | 2.0833 | 2.2167 | 2.35 | 0 | 0 | 0 | 0 | 0 | 0 | 0 | 0 | 2020 Qtr 1: 0.50833; 2020 Qtr 2: 0.51667; 2020 Qtr 3: 0.525; 2020 Qtr 4: 0.53333; 2021 Qtr 1: 0.54167; 2021 Qtr 2: 0.55; 2021 Qtr 3: 0.55833; 2021 Qtr 4: 0.56667; 2022 Qtr 1: 0.575; 2022 Qtr 2: 0.58333; 2022 Qtr 3: 0.59167; 2022 Qtr 4: 0.6 | 6.65 | (Itron WO017 10-12 cost study)
MCE Commercial | [6 empty] | 0 |  |  |  |  | 0 |  |  |  | 0 |  |  | #N/A | [5 empty] | 0 | 0 | 3% |  |  |  |  | 0 | [13 empty] | 0% | 0% |  | 0 | 0 | 0 | 0 | 0 | 0 | 0 | 0 | 0 | 0 | 0 | 2020 Qtr 1: 0; 2020 Qtr 2: 0; 2020 Qtr 3: 0; 2020 Qtr 4: 0; 2021 Qtr 1: 0; 2021 Qtr 2: 0; 2021 Qtr 3: 0; 2021 Qtr 4: 0; 2022 Qtr 1: 0; 2022 Qtr 2: 0; 2022 Qtr 3: 0; 2022 Qtr 4: 0 | 0
MCE Commercial | SCT controlled to 70degF | D03-222 | 2 | COMMERCIAL | 4 = Commercial Refrigeration | TRUE | 5.3333 | NonRes-sAll-mRfg-SC | Cap-Tons | ROB | 52.4607 | 18.3613 |  |  |  | 34.0995 | 1650 | Small Commercial | kW | 0.0162 | 0.39 | Commercial | Small Commercial | Annual | 16 | 52.4607 | 3% | 1650 | 0.0162 | 0.39 | Small Boilers (<100 MMBtu/hr Heat Input):Controlled Low NOx Burner | 5.3333 | 40% | n/a |  |  |  | 90% | 90% | [6 empty] | 0% | 0% |  | 26.0417 | 27.7083 | 29.375 | 0 | 0 | 0 | 0 | 0 | 0 | 0 | 0 | 2020 Qtr 1: 6.3542; 2020 Qtr 2: 6.4583; 2020 Qtr 3: 6.5625; 2020 Qtr 4: 6.6667; 2021 Qtr 1: 6.7708; 2021 Qtr 2: 6.875; 2021 Qtr 3: 6.9792; 2021 Qtr 4: 7.0833; 2022 Qtr 1: 7.1875; 2022 Qtr 2: 7.2917; 2022 Qtr 3: 7.3958; 2022 Qtr 4: 7.5 | 83.125 | (Itron WO017 10-12 cost study, pg 276 provides list by DEER ID)
MCE Commercial | SCT controlled to 70degF | D03-222 | 3A | COMMERCIAL | 4 = Commercial Refrigeration | TRUE | 5.3333 | NonRes-sAll-mRfg-SC | Cap-Tons | ROB | 50.67 | 17.7345 |  |  |  | 32.9355 | 1460 | Small Commercial | kW | -0.00483 | 0.437 | Commercial | Small Commercial | Annual | 16 | 50.67 | 3% | 1460 | -0.00483 | 0.437 | Small Boilers (<100 MMBtu/hr Heat Input):Controlled Low NOx Burner | 5.3333 | 40% | n/a |  |  |  | 90% | 90% | [6 empty] | 0% | 0% |  | 26.0417 | 27.7083 | 29.375 | 0 | 0 | 0 | 0 | 0 | 0 | 0 | 0 | 2020 Qtr 1: 6.3542; 2020 Qtr 2: 6.4583; 2020 Qtr 3: 6.5625; 2020 Qtr 4: 6.6667; 2021 Qtr 1: 6.7708; 2021 Qtr 2: 6.875; 2021 Qtr 3: 6.9792; 2021 Qtr 4: 7.0833; 2022 Qtr 1: 7.1875; 2022 Qtr 2: 7.2917; 2022 Qtr 3: 7.3958; 2022 Qtr 4: 7.5 | 83.125 | (Itron WO017 10-12 cost study, pg 276 provides list by DEER ID)
MCE Commercial | SCT controlled to 70degF | D03-222 | 3B | COMMERCIAL | 4 = Commercial Refrigeration | TRUE | 5.3333 | NonRes-sAll-mRfg-SC | Cap-Tons | ROB | 50.67 | 17.7345 |  |  |  | 32.9355 | 1460 | Small Commercial | kW | -0.00483 | 0.437 | Commercial | Small Commercial | Annual | 16 | 50.67 | 3% | 1460 | -0.00483 | 0.437 | Small Boilers (<100 MMBtu/hr Heat Input):Controlled Low NOx Burner | 5.3333 | 40% | n/a |  |  |  | 90% | 90% | [6 empty] | 0% | 0% |  | 26.0417 | 27.7083 | 29.375 | 0 | 0 | 0 | 0 | 0 | 0 | 0 | 0 | 2020 Qtr 1: 6.3542; 2020 Qtr 2: 6.4583; 2020 Qtr 3: 6.5625; 2020 Qtr 4: 6.6667; 2021 Qtr 1: 6.7708; 2021 Qtr 2: 6.875; 2021 Qtr 3: 6.9792; 2021 Qtr 4: 7.0833; 2022 Qtr 1: 7.1875; 2022 Qtr 2: 7.2917; 2022 Qtr 3: 7.3958; 2022 Qtr 4: 7.5 | 83.125 | (Itron WO017 10-12 cost study, pg 276 provides list by DEER ID)
MCE Commercial | SCT controlled to 70degF | D03-222 | 12 | COMMERCIAL | 4 = Commercial Refrigeration | TRUE | 5.3333 | NonRes-sAll-mRfg-SC | Cap-Tons | ROB | 51.7829 | 18.124 |  |  |  | 33.6589 | 1380 | Small Commercial | kW | -0.011 | 0.348 | Commercial | Small Commercial | Annual | 16 | 51.7829 | 3% | 1380 | -0.011 | 0.348 | Small Boilers (<100 MMBtu/hr Heat Input):Controlled Low NOx Burner | 5.3333 | 40% | n/a |  |  |  | 90% | 90% | [6 empty] | 0% | 0% |  | 26.0417 | 27.7083 | 29.375 | 0 | 0 | 0 | 0 | 0 | 0 | 0 | 0 | 2020 Qtr 1: 6.3542; 2020 Qtr 2: 6.4583; 2020 Qtr 3: 6.5625; 2020 Qtr 4: 6.6667; 2021 Qtr 1: 6.7708; 2021 Qtr 2: 6.875; 2021 Qtr 3: 6.9792; 2021 Qtr 4: 7.0833; 2022 Qtr 1: 7.1875; 2022 Qtr 2: 7.2917; 2022 Qtr 3: 7.3958; 2022 Qtr 4: 7.5 | 83.125 | (Itron WO017 10-12 cost study, pg 276 provides list by DEER ID)
MCE Commercial | Control SCT to wetbulb + 17degF TD, 70degF min, backflood setpoint of 68degF | D03-224 | 2 | COMMERCIAL | 4 = Commercial Refrigeration | TRUE | 5.3333 | NonRes-sAll-mRfg-SC | Cap-Tons | ROB | 61.6397 | 21.5739 |  |  |  | 40.0658 | 1770 | Small Commercial | kW | 0.0735 | 0.325 | Commercial | Small Commercial | Annual | 16 | 61.6397 | 3% | 1770 | 0.0735 | 0.325 | Small Boilers (<100 MMBtu/hr Heat Input):Controlled Low NOx Burner | 5.3333 | 40% | n/a |  |  |  | 90% | 90% | [6 empty] | 0% | 0% |  | 26.0417 | 27.7083 | 29.375 | 0 | 0 | 0 | 0 | 0 | 0 | 0 | 0 | 2020 Qtr 1: 6.3542; 2020 Qtr 2: 6.4583; 2020 Qtr 3: 6.5625; 2020 Qtr 4: 6.6667; 2021 Qtr 1: 6.7708; 2021 Qtr 2: 6.875; 2021 Qtr 3: 6.9792; 2021 Qtr 4: 7.0833; 2022 Qtr 1: 7.1875; 2022 Qtr 2: 7.2917; 2022 Qtr 3: 7.3958; 2022 Qtr 4: 7.5 | 83.125 | (Itron WO017 10-12 cost study, pg 276 provides list by DEER ID)
MCE Commercial | Control SCT to wetbulb + 17degF TD, 70degF min, backflood setpoint of 68degF | D03-224 | 3A | COMMERCIAL | 4 = Commercial Refrigeration | TRUE | 5.3333 | NonRes-sAll-mRfg-SC | Cap-Tons | ROB | 59.5357 | 20.8375 |  |  |  | 38.6982 | 1600 | Small Commercial | kW | 0.0283 | 0.353 | Commercial | Small Commercial | Annual | 16 | 59.5357 | 3% | 1600 | 0.0283 | 0.353 | Small Boilers (<100 MMBtu/hr Heat Input):Controlled Low NOx Burner | 5.3333 | 40% | n/a |  |  |  | 90% | 90% | [6 empty] | 0% | 0% |  | 26.0417 | 27.7083 | 29.375 | 0 | 0 | 0 | 0 | 0 | 0 | 0 | 0 | 2020 Qtr 1: 6.3542; 2020 Qtr 2: 6.4583; 2020 Qtr 3: 6.5625; 2020 Qtr 4: 6.6667; 2021 Qtr 1: 6.7708; 2021 Qtr 2: 6.875; 2021 Qtr 3: 6.9792; 2021 Qtr 4: 7.0833; 2022 Qtr 1: 7.1875; 2022 Qtr 2: 7.2917; 2022 Qtr 3: 7.3958; 2022 Qtr 4: 7.5 | 83.125 | (Itron WO017 10-12 cost study, pg 276 provides list by DEER ID)
MCE Commercial | Control SCT to wetbulb + 17degF TD, 70degF min, backflood setpoint of 68degF | D03-224 | 3B | COMMERCIAL | 4 = Commercial Refrigeration | TRUE | 5.3333 | NonRes-sAll-mRfg-SC | Cap-Tons | ROB | 59.5357 | 20.8375 |  |  |  | 38.6982 | 1600 | Small Commercial | kW | 0.0283 | 0.353 | Commercial | Small Commercial | Annual | 16 | 59.5357 | 3% | 1600 | 0.0283 | 0.353 | Small Boilers (<100 MMBtu/hr Heat Input):Controlled Low NOx Burner | 5.3333 | 40% | n/a |  |  |  | 90% | 90% | [6 empty] | 0% | 0% |  | 26.0417 | 27.7083 | 29.375 | 0 | 0 | 0 | 0 | 0 | 0 | 0 | 0 | 2020 Qtr 1: 6.3542; 2020 Qtr 2: 6.4583; 2020 Qtr 3: 6.5625; 2020 Qtr 4: 6.6667; 2021 Qtr 1: 6.7708; 2021 Qtr 2: 6.875; 2021 Qtr 3: 6.9792; 2021 Qtr 4: 7.0833; 2022 Qtr 1: 7.1875; 2022 Qtr 2: 7.2917; 2022 Qtr 3: 7.3958; 2022 Qtr 4: 7.5 | 83.125 | (Itron WO017 10-12 cost study, pg 276 provides list by DEER ID)
MCE Commercial | Control SCT to wetbulb + 17degF TD, 70degF min, backflood setpoint of 68degF | D03-224 | 12 | COMMERCIAL | 4 = Commercial Refrigeration | TRUE | 5.3333 | NonRes-sAll-mRfg-SC | Cap-Tons | ROB | 60.8433 | 21.2951 |  |  |  | 39.5481 | 1520 | Small Commercial | kW | 0.0536 | 0.277 | Commercial | Small Commercial | Annual | 16 | 60.8433 | 3% | 1520 | 0.0536 | 0.277 | Small Boilers (<100 MMBtu/hr Heat Input):Controlled Low NOx Burner | 5.3333 | 40% | n/a |  |  |  | 90% | 90% | [6 empty] | 0% | 0% |  | 26.0417 | 27.7083 | 29.375 | 0 | 0 | 0 | 0 | 0 | 0 | 0 | 0 | 2020 Qtr 1: 6.3542; 2020 Qtr 2: 6.4583; 2020 Qtr 3: 6.5625; 2020 Qtr 4: 6.6667; 2021 Qtr 1: 6.7708; 2021 Qtr 2: 6.875; 2021 Qtr 3: 6.9792; 2021 Qtr 4: 7.0833; 2022 Qtr 1: 7.1875; 2022 Qtr 2: 7.2917; 2022 Qtr 3: 7.3958; 2022 Qtr 4: 7.5 | 83.125 | (Itron WO017 10-12 cost study, pg 276 provides list by DEER ID)
MCE Commercial | Control SCT to wetbulb + 17degF TD, 70degF min, backflood setpt of 68degF, var-spd cond | D03-226 | 2 | COMMERCIAL | 4 = Commercial Refrigeration | TRUE | 5.3333 | NonRes-sAll-mRfg-SC | Cap-Tons | ROB | 96.7277 | 33.8547 |  |  |  | 62.873 | 1860 | Small Commercial | kW | 0.0914 | 0.325 | Commercial | Small Commercial | Annual | 16 | 96.7277 | 3% | 1860 | 0.0914 | 0.325 | Small Boilers (<100 MMBtu/hr Heat Input):Controlled Low NOx Burner | 5.3333 | 40% | n/a |  |  |  | 90% | 90% | [6 empty] | 0% | 0% |  | 26.0417 | 27.7083 | 29.375 | 0 | 0 | 0 | 0 | 0 | 0 | 0 | 0 | 2020 Qtr 1: 6.3542; 2020 Qtr 2: 6.4583; 2020 Qtr 3: 6.5625; 2020 Qtr 4: 6.6667; 2021 Qtr 1: 6.7708; 2021 Qtr 2: 6.875; 2021 Qtr 3: 6.9792; 2021 Qtr 4: 7.0833; 2022 Qtr 1: 7.1875; 2022 Qtr 2: 7.2917; 2022 Qtr 3: 7.3958; 2022 Qtr 4: 7.5 | 83.125 | (Itron WO017 10-12 cost study, pg 276 provides list by DEER ID)
MCE Commercial | Control SCT to wetbulb + 17degF TD, 70degF min, backflood setpt of 68degF, var-spd cond | D03-226 | 3A | COMMERCIAL | 4 = Commercial Refrigeration | TRUE | 5.3333 | NonRes-sAll-mRfg-SC | Cap-Tons | ROB | 93.426 | 32.6991 |  |  |  | 60.7269 | 1700 | Small Commercial | kW | 0.0546 | 0.355 | Commercial | Small Commercial | Annual | 16 | 93.426 | 3% | 1700 | 0.0546 | 0.355 | Small Boilers (<100 MMBtu/hr Heat Input):Controlled Low NOx Burner | 5.3333 | 40% | n/a |  |  |  | 90% | 90% | [6 empty] | 0% | 0% |  | 26.0417 | 27.7083 | 29.375 | 0 | 0 | 0 | 0 | 0 | 0 | 0 | 0 | 2020 Qtr 1: 6.3542; 2020 Qtr 2: 6.4583; 2020 Qtr 3: 6.5625; 2020 Qtr 4: 6.6667; 2021 Qtr 1: 6.7708; 2021 Qtr 2: 6.875; 2021 Qtr 3: 6.9792; 2021 Qtr 4: 7.0833; 2022 Qtr 1: 7.1875; 2022 Qtr 2: 7.2917; 2022 Qtr 3: 7.3958; 2022 Qtr 4: 7.5 | 83.125 | (Itron WO017 10-12 cost study, pg 276 provides list by DEER ID)
MCE Commercial | Control SCT to wetbulb + 17degF TD, 70degF min, backflood setpt of 68degF, var-spd cond | D03-226 | 3B | COMMERCIAL | 4 = Commercial Refrigeration | TRUE | 5.3333 | NonRes-sAll-mRfg-SC | Cap-Tons | ROB | 93.426 | 32.6991 |  |  |  | 60.7269 | 1700 | Small Commercial | kW | 0.0546 | 0.355 | Commercial | Small Commercial | Annual | 16 | 93.426 | 3% | 1700 | 0.0546 | 0.355 | Small Boilers (<100 MMBtu/hr Heat Input):Controlled Low NOx Burner | 5.3333 | 40% | n/a |  |  |  | 90% | 90% | [6 empty] | 0% | 0% |  | 26.0417 | 27.7083 | 29.375 | 0 | 0 | 0 | 0 | 0 | 0 | 0 | 0 | 2020 Qtr 1: 6.3542; 2020 Qtr 2: 6.4583; 2020 Qtr 3: 6.5625; 2020 Qtr 4: 6.6667; 2021 Qtr 1: 6.7708; 2021 Qtr 2: 6.875; 2021 Qtr 3: 6.9792; 2021 Qtr 4: 7.0833; 2022 Qtr 1: 7.1875; 2022 Qtr 2: 7.2917; 2022 Qtr 3: 7.3958; 2022 Qtr 4: 7.5 | 83.125 | (Itron WO017 10-12 cost study, pg 276 provides list by DEER ID)
MCE Commercial | Control SCT to wetbulb + 17degF TD, 70degF min, backflood setpt of 68degF, var-spd cond | D03-226 | 12 | COMMERCIAL | 4 = Commercial Refrigeration | TRUE | 5.3333 | NonRes-sAll-mRfg-SC | Cap-Tons | ROB | 95.478 | 33.4173 |  |  |  | 62.0607 | 1620 | Small Commercial | kW | 0.0684 | 0.278 | Commercial | Small Commercial | Annual | 16 | 95.478 | 3% | 1620 | 0.0684 | 0.278 | Small Boilers (<100 MMBtu/hr Heat Input):Controlled Low NOx Burner | 5.3333 | 40% | n/a |  |  |  | 90% | 90% | [6 empty] | 0% | 0% |  | 26.0417 | 27.7083 | 29.375 | 0 | 0 | 0 | 0 | 0 | 0 | 0 | 0 | 2020 Qtr 1: 6.3542; 2020 Qtr 2: 6.4583; 2020 Qtr 3: 6.5625; 2020 Qtr 4: 6.6667; 2021 Qtr 1: 6.7708; 2021 Qtr 2: 6.875; 2021 Qtr 3: 6.9792; 2021 Qtr 4: 7.0833; 2022 Qtr 1: 7.1875; 2022 Qtr 2: 7.2917; 2022 Qtr 3: 7.3958; 2022 Qtr 4: 7.5 | 83.125 | (Itron WO017 10-12 cost study, pg 276 provides list by DEER ID)
MCE Commercial | [6 empty] | 0 |  |  |  | 0 | 0 |  |  |  | 0 |  |  | #N/A | [5 empty] | 0 | 0 | 3% |  |  |  |  | 0 | [13 empty] | 0% | 0% |  | 0 | 0 | 0 | 0 | 0 | 0 | 0 | 0 | 0 | 0 | 0 | 2020 Qtr 1: 0; 2020 Qtr 2: 0; 2020 Qtr 3: 0; 2020 Qtr 4: 0; 2021 Qtr 1: 0; 2021 Qtr 2: 0; 2021 Qtr 3: 0; 2021 Qtr 4: 0; 2022 Qtr 1: 0; 2022 Qtr 2: 0; 2022 Qtr 3: 0; 2022 Qtr 4: 0 | 0 | (Itron WO017 10-12 cost study, pg 276 provides list by DEER ID)
MCE Commercial | SST setpoint reset based on worst-case demand | D03-220 | 2 | COMMERCIAL | 4 = Commercial Refrigeration | TRUE | 5.3333 | NonRes-sAll-mRfg-SC | Cap-Tons | ROB | 81.1765 | 28.4118 |  |  |  | 52.7647 | 367 | Small Commercial | kW | 0.0756 | 0.0432 | Commercial | Small Commercial | Annual | 16 | 81.1765 | 3% | 367 | 0.0756 | 0.0432 | Small Boilers (<100 MMBtu/hr Heat Input):Controlled Low NOx Burner | 5.3333 | 40% | n/a |  |  |  | 90% | 90% | [6 empty] | 0% | 0% |  | 5.2083 | 5.5417 | 5.875 | 0 | 0 | 0 | 0 | 0 | 0 | 0 | 0 | 2020 Qtr 1: 1.2708; 2020 Qtr 2: 1.2917; 2020 Qtr 3: 1.3125; 2020 Qtr 4: 1.3333; 2021 Qtr 1: 1.3542; 2021 Qtr 2: 1.375; 2021 Qtr 3: 1.3958; 2021 Qtr 4: 1.4167; 2022 Qtr 1: 1.4375; 2022 Qtr 2: 1.4583; 2022 Qtr 3: 1.4792; 2022 Qtr 4: 1.5 | 16.625 | (Itron WO017 10-12 cost study, pg 276 provides list by DEER ID)
MCE Commercial | SST setpoint reset based on worst-case demand | D03-220 | 3A | COMMERCIAL | 4 = Commercial Refrigeration | TRUE | 5.3333 | NonRes-sAll-mRfg-SC | Cap-Tons | ROB | 78.3102 | 27.4086 |  |  |  | 50.9016 | 325 | Small Commercial | kW | 0.0321 | 0.0485 | Commercial | Small Commercial | Annual | 16 | 78.3102 | 3% | 325 | 0.0321 | 0.0485 | Small Boilers (<100 MMBtu/hr Heat Input):Controlled Low NOx Burner | 5.3333 | 40% | n/a |  |  |  | 90% | 90% | [6 empty] | 0% | 0% |  | 5.2083 | 5.5417 | 5.875 | 0 | 0 | 0 | 0 | 0 | 0 | 0 | 0 | 2020 Qtr 1: 1.2708; 2020 Qtr 2: 1.2917; 2020 Qtr 3: 1.3125; 2020 Qtr 4: 1.3333; 2021 Qtr 1: 1.3542; 2021 Qtr 2: 1.375; 2021 Qtr 3: 1.3958; 2021 Qtr 4: 1.4167; 2022 Qtr 1: 1.4375; 2022 Qtr 2: 1.4583; 2022 Qtr 3: 1.4792; 2022 Qtr 4: 1.5 | 16.625 | (Itron WO017 10-12 cost study, pg 276 provides list by DEER ID)
MCE Commercial | SST setpoint reset based on worst-case demand | D03-220 | 3B | COMMERCIAL | 4 = Commercial Refrigeration | TRUE | 5.3333 | NonRes-sAll-mRfg-SC | Cap-Tons | ROB | 78.3102 | 27.4086 |  |  |  | 50.9016 | 325 | Small Commercial | kW | 0.0321 | 0.0485 | Commercial | Small Commercial | Annual | 16 | 78.3102 | 3% | 325 | 0.0321 | 0.0485 | Small Boilers (<100 MMBtu/hr Heat Input):Controlled Low NOx Burner | 5.3333 | 40% | n/a |  |  |  | 90% | 90% | [6 empty] | 0% | 0% |  | 5.2083 | 5.5417 | 5.875 | 0 | 0 | 0 | 0 | 0 | 0 | 0 | 0 | 2020 Qtr 1: 1.2708; 2020 Qtr 2: 1.2917; 2020 Qtr 3: 1.3125; 2020 Qtr 4: 1.3333; 2021 Qtr 1: 1.3542; 2021 Qtr 2: 1.375; 2021 Qtr 3: 1.3958; 2021 Qtr 4: 1.4167; 2022 Qtr 1: 1.4375; 2022 Qtr 2: 1.4583; 2022 Qtr 3: 1.4792; 2022 Qtr 4: 1.5 | 16.625 | (Itron WO017 10-12 cost study, pg 276 provides list by DEER ID)
MCE Commercial | SST setpoint reset based on worst-case demand | D03-220 | 12 | COMMERCIAL | 4 = Commercial Refrigeration | TRUE | 5.3333 | NonRes-sAll-mRfg-SC | Cap-Tons | ROB | 79.7176 | 27.9012 |  |  |  | 51.8164 | 352 | Small Commercial | kW | 0.071 | 0.0386 | Commercial | Small Commercial | Annual | 16 | 79.7176 | 3% | 352 | 0.071 | 0.0386 | Small Boilers (<100 MMBtu/hr Heat Input):Controlled Low NOx Burner | 5.3333 | 40% | n/a |  |  |  | 90% | 90% | [6 empty] | 0% | 0% |  | 5.2083 | 5.5417 | 5.875 | 0 | 0 | 0 | 0 | 0 | 0 | 0 | 0 | 2020 Qtr 1: 1.2708; 2020 Qtr 2: 1.2917; 2020 Qtr 3: 1.3125; 2020 Qtr 4: 1.3333; 2021 Qtr 1: 1.3542; 2021 Qtr 2: 1.375; 2021 Qtr 3: 1.3958; 2021 Qtr 4: 1.4167; 2022 Qtr 1: 1.4375; 2022 Qtr 2: 1.4583; 2022 Qtr 3: 1.4792; 2022 Qtr 4: 1.5 | 16.625 | (Itron WO017 10-12 cost study, pg 276 provides list by DEER ID)
MCE Commercial | Hot water boiler (300-2500 kBtuh, 85.0% thermal efficiency, forced draft) | NG-HVAC-Blr-HW-300to2500kBtuh-85p0ET-Drft | 12 | COMMERCIAL | 7 = Commercial Process | TRUE | 6.6667 | Com-Default>2yrs | Cap-kBTUh | ROB | 26.68 | 9.338 |  |  |  | 17.342 | -0.568 | Small Commercial | kW | -1.44e-05 | 1.65 | Commercial | Small Commercial | Annual | 20 | 14.08 | 3% | -0.568 | -1.44e-05 | 1.65 | Small Boilers (<100 MMBtu/hr Heat Input):Controlled Low NOx Burner | 6.6667 | 60% | 60% |  |  |  | 90% | 90% | [6 empty] | 0% | 0% |  | 0 | 0 | 0 | 0 | 0 | 0 | 0 | 0 | 0 | 0 | 0 | 2020 Qtr 1: 0; 2020 Qtr 2: 0; 2020 Qtr 3: 0; 2020 Qtr 4: 0; 2021 Qtr 1: 0; 2021 Qtr 2: 0; 2021 Qtr 3: 0; 2021 Qtr 4: 0; 2022 Qtr 1: 0; 2022 Qtr 2: 0; 2022 Qtr 3: 0; 2022 Qtr 4: 0 | 0 | (Itron WO017 10-12 cost study)
MCE Commercial | Hot water boiler (300-2500 kBtuh, 94.0% thermal efficiency, condensing) | NG-HVAC-Blr-HW-300to2500kBtuh-94p0ET-Cnd | 2 | COMMERCIAL | 7 = Commercial Process | TRUE | 6.6667 | Com-Default>2yrs | Cap-kBTUh | ROB | 17.73 | 6.2055 |  |  |  | 11.5245 | -1.32 | Small Commercial | kW | -3.27e-05 | 2.77 | Commercial | Small Commercial | Annual | 20 | 14.08 | 3% | -1.32 | -3.27e-05 | 2.77 | Small Boilers (<100 MMBtu/hr Heat Input):Controlled Low NOx Burner | 6.6667 | 60% | 60% |  |  |  | 90% | 90% | [6 empty] | 0% | 0% |  | 333.3333 | 354.6667 | 376 | 0 | 0 | 0 | 0 | 0 | 0 | 0 | 0 | 2020 Qtr 1: 81.3333; 2020 Qtr 2: 82.6667; 2020 Qtr 3: 84; 2020 Qtr 4: 85.3333; 2021 Qtr 1: 86.6667; 2021 Qtr 2: 88; 2021 Qtr 3: 89.3333; 2021 Qtr 4: 90.6667; 2022 Qtr 1: 92; 2022 Qtr 2: 93.3333; 2022 Qtr 3: 94.6667; 2022 Qtr 4: 96 | 1064 | (Itron WO017 10-12 cost study)
MCE Commercial | Hot water boiler (300-2500 kBtuh, 94.0% thermal efficiency, condensing) | NG-HVAC-Blr-HW-300to2500kBtuh-94p0ET-Cnd | 3A | COMMERCIAL | 7 = Commercial Process | TRUE | 6.6667 | Com-Default>2yrs | Cap-kBTUh | ROB | 17.73 | 6.2055 |  |  |  | 11.5245 | -1.23 | Small Commercial | kW | -2.66e-05 | 2.5 | Commercial | Small Commercial | Annual | 20 | 14.08 | 3% | -1.23 | -2.66e-05 | 2.5 | Small Boilers (<100 MMBtu/hr Heat Input):Controlled Low NOx Burner | 6.6667 | 60% | 60% |  |  |  | 90% | 90% | [6 empty] | 0% | 0% |  | 333.3333 | 354.6667 | 376 | 0 | 0 | 0 | 0 | 0 | 0 | 0 | 0 | 2020 Qtr 1: 81.3333; 2020 Qtr 2: 82.6667; 2020 Qtr 3: 84; 2020 Qtr 4: 85.3333; 2021 Qtr 1: 86.6667; 2021 Qtr 2: 88; 2021 Qtr 3: 89.3333; 2021 Qtr 4: 90.6667; 2022 Qtr 1: 92; 2022 Qtr 2: 93.3333; 2022 Qtr 3: 94.6667; 2022 Qtr 4: 96 | 1064 | (Itron WO017 10-12 cost study)
MCE Commercial | Hot water boiler (300-2500 kBtuh, 94.0% thermal efficiency, condensing) | NG-HVAC-Blr-HW-300to2500kBtuh-94p0ET-Cnd | 3B | COMMERCIAL | 7 = Commercial Process | TRUE | 6.6667 | Com-Default>2yrs | Cap-kBTUh | ROB | 17.73 | 6.2055 |  |  |  | 11.5245 | -1.23 | Small Commercial | kW | -2.66e-05 | 2.5 | Commercial | Small Commercial | Annual | 20 | 14.08 | 3% | -1.23 | -2.66e-05 | 2.5 | Small Boilers (<100 MMBtu/hr Heat Input):Controlled Low NOx Burner | 6.6667 | 60% | 60% |  |  |  | 90% | 90% | [6 empty] | 0% | 0% |  | 333.3333 | 354.6667 | 376 | 0 | 0 | 0 | 0 | 0 | 0 | 0 | 0 | 2020 Qtr 1: 81.3333; 2020 Qtr 2: 82.6667; 2020 Qtr 3: 84; 2020 Qtr 4: 85.3333; 2021 Qtr 1: 86.6667; 2021 Qtr 2: 88; 2021 Qtr 3: 89.3333; 2021 Qtr 4: 90.6667; 2022 Qtr 1: 92; 2022 Qtr 2: 93.3333; 2022 Qtr 3: 94.6667; 2022 Qtr 4: 96 | 1064 | (Itron WO017 10-12 cost study)
MCE Commercial | Hot water boiler (300-2500 kBtuh, 94.0% thermal efficiency, condensing) | NG-HVAC-Blr-HW-300to2500kBtuh-94p0ET-Cnd | 12 | COMMERCIAL | 7 = Commercial Process | TRUE | 6.6667 | Com-Default>2yrs | Cap-kBTUh | ROB | 17.73 | 6.2055 |  |  |  | 11.5245 | -1.08 | Small Commercial | kW | -2.93e-05 | 2.24 | Commercial | Small Commercial | Annual | 20 | 14.08 | 3% | -1.08 | -2.93e-05 | 2.24 | Small Boilers (<100 MMBtu/hr Heat Input):Controlled Low NOx Burner | 6.6667 | 60% | 60% |  |  |  | 90% | 90% | [6 empty] | 0% | 0% |  | 333.3333 | 354.6667 | 376 | 0 | 0 | 0 | 0 | 0 | 0 | 0 | 0 | 2020 Qtr 1: 81.3333; 2020 Qtr 2: 82.6667; 2020 Qtr 3: 84; 2020 Qtr 4: 85.3333; 2021 Qtr 1: 86.6667; 2021 Qtr 2: 88; 2021 Qtr 3: 89.3333; 2021 Qtr 4: 90.6667; 2022 Qtr 1: 92; 2022 Qtr 2: 93.3333; 2022 Qtr 3: 94.6667; 2022 Qtr 4: 96 | 1064 | (Itron WO017 10-12 cost study)
MCE Commercial | [6 empty] | 0 |  |  |  |  | 0 |  |  |  | 0 |  |  | #N/A | [5 empty] | 0 | 0 | 3% |  |  |  |  | 0 | [13 empty] | 0% | 0% |  | 0 | 0 | 0 | 0 | 0 | 0 | 0 | 0 | 0 | 0 | 0 | 2020 Qtr 1: 0; 2020 Qtr 2: 0; 2020 Qtr 3: 0; 2020 Qtr 4: 0; 2021 Qtr 1: 0; 2021 Qtr 2: 0; 2021 Qtr 3: 0; 2021 Qtr 4: 0; 2022 Qtr 1: 0; 2022 Qtr 2: 0; 2022 Qtr 3: 0; 2022 Qtr 4: 0 | 0
MCE Commercial | Small storage HP water heater: 40 gallon, EF = 2.20, RE = 0.98, Cap = 4.5 kW, UA = 4.20 BTU/hr-F | NE-WtrHt-SmlStrg-HP-lte12kW-40G-2p20EF | 2 | COMMERCIAL | 7 = Commercial Process | TRUE | 3.3333 | Com-Default>2yrs | Each | ROB | 1761.23 | 616.4305 |  |  |  | 1144.7995 | 3900 | Small Commercial | kW | 0.812 | 0 | Commercial | Small Commercial | Annual | 10 | 1340.3 | 3% | 3900 | 0.812 | 0 | Small Boilers (<100 MMBtu/hr Heat Input):Controlled Low NOx Burner | 3.3333 | 60% | 60% |  |  |  | 90% | 90% | [6 empty] | 0% | 0% |  | 1.9531 | 2.0781 | 2.2031 | 0 | 0 | 0 | 0 | 0 | 0 | 0 | 0 | 2020 Qtr 1: 0.47656; 2020 Qtr 2: 0.48438; 2020 Qtr 3: 0.49219; 2020 Qtr 4: 0.5; 2021 Qtr 1: 0.50781; 2021 Qtr 2: 0.51562; 2021 Qtr 3: 0.52344; 2021 Qtr 4: 0.53125; 2022 Qtr 1: 0.53906; 2022 Qtr 2: 0.54688; 2022 Qtr 3: 0.55469; 2022 Qtr 4: 0.5625 | 6.2344 | (Itron WO017 10-12 cost study)
MCE Commercial | Small storage HP water heater: 40 gallon, EF = 2.20, RE = 0.98, Cap = 4.5 kW, UA = 4.20 BTU/hr-F | NE-WtrHt-SmlStrg-HP-lte12kW-40G-2p20EF | 3A | COMMERCIAL | 7 = Commercial Process | TRUE | 3.3333 | Com-Default>2yrs | Each | ROB | 1761.23 | 616.4305 |  |  |  | 1144.7995 | 3680 | Small Commercial | kW | 0.805 | 0 | Commercial | Small Commercial | Annual | 10 | 1340.3 | 3% | 3680 | 0.805 | 0 | Small Boilers (<100 MMBtu/hr Heat Input):Controlled Low NOx Burner | 3.3333 | 60% | 60% |  |  |  | 90% | 90% | [6 empty] | 0% | 0% |  | 1.9531 | 2.0781 | 2.2031 | 0 | 0 | 0 | 0 | 0 | 0 | 0 | 0 | 2020 Qtr 1: 0.47656; 2020 Qtr 2: 0.48438; 2020 Qtr 3: 0.49219; 2020 Qtr 4: 0.5; 2021 Qtr 1: 0.50781; 2021 Qtr 2: 0.51562; 2021 Qtr 3: 0.52344; 2021 Qtr 4: 0.53125; 2022 Qtr 1: 0.53906; 2022 Qtr 2: 0.54688; 2022 Qtr 3: 0.55469; 2022 Qtr 4: 0.5625 | 6.2344 | (Itron WO017 10-12 cost study)
MCE Commercial | Small storage HP water heater: 40 gallon, EF = 2.20, RE = 0.98, Cap = 4.5 kW, UA = 4.20 BTU/hr-F | NE-WtrHt-SmlStrg-HP-lte12kW-40G-2p20EF | 3B | COMMERCIAL | 7 = Commercial Process | TRUE | 3.3333 | Com-Default>2yrs | Each | ROB | 1761.23 | 616.4305 |  |  |  | 1144.7995 | 3680 | Small Commercial | kW | 0.805 | 0 | Commercial | Small Commercial | Annual | 10 | 1340.3 | 3% | 3680 | 0.805 | 0 | Small Boilers (<100 MMBtu/hr Heat Input):Controlled Low NOx Burner | 3.3333 | 60% | 60% |  |  |  | 90% | 90% | [6 empty] | 0% | 0% |  | 1.9531 | 2.0781 | 2.2031 | 0 | 0 | 0 | 0 | 0 | 0 | 0 | 0 | 2020 Qtr 1: 0.47656; 2020 Qtr 2: 0.48438; 2020 Qtr 3: 0.49219; 2020 Qtr 4: 0.5; 2021 Qtr 1: 0.50781; 2021 Qtr 2: 0.51562; 2021 Qtr 3: 0.52344; 2021 Qtr 4: 0.53125; 2022 Qtr 1: 0.53906; 2022 Qtr 2: 0.54688; 2022 Qtr 3: 0.55469; 2022 Qtr 4: 0.5625 | 6.2344 | (Itron WO017 10-12 cost study)
MCE Commercial | Small storage HP water heater: 40 gallon, EF = 2.20, RE = 0.98, Cap = 4.5 kW, UA = 4.20 BTU/hr-F | NE-WtrHt-SmlStrg-HP-lte12kW-40G-2p20EF | 12 | COMMERCIAL | 7 = Commercial Process | TRUE | 3.3333 | Com-Default>2yrs | Each | ROB | 1761.23 | 616.4305 |  |  |  | 1144.7995 | 3540 | Small Commercial | kW | 0.754 | 0 | Commercial | Small Commercial | Annual | 10 | 1340.3 | 3% | 3540 | 0.754 | 0 | Small Boilers (<100 MMBtu/hr Heat Input):Controlled Low NOx Burner | 3.3333 | 60% | 60% |  |  |  | 90% | 90% | [6 empty] | 0% | 0% |  | 1.9531 | 2.0781 | 2.2031 | 0 | 0 | 0 | 0 | 0 | 0 | 0 | 0 | 2020 Qtr 1: 0.47656; 2020 Qtr 2: 0.48438; 2020 Qtr 3: 0.49219; 2020 Qtr 4: 0.5; 2021 Qtr 1: 0.50781; 2021 Qtr 2: 0.51562; 2021 Qtr 3: 0.52344; 2021 Qtr 4: 0.53125; 2022 Qtr 1: 0.53906; 2022 Qtr 2: 0.54688; 2022 Qtr 3: 0.55469; 2022 Qtr 4: 0.5625 | 6.2344 | (Itron WO017 10-12 cost study)
MCE Commercial | Small storage HP water heater: 40 gallon, EF = 2.40, RE = 0.98, Cap = 4.5 kW, UA = 4.20 BTU/hr-F | NE-WtrHt-SmlStrg-HP-lte12kW-40G-2p40EF | 2 | COMMERCIAL | 7 = Commercial Process | TRUE | 3.3333 | Com-Default>2yrs | Each | ROB | 1761.23 | 616.4305 |  |  |  | 1144.7995 | 4290 | Small Commercial | kW | 0.882 | 0 | Commercial | Small Commercial | Annual | 10 | 1340.3 | 3% | 4290 | 0.882 | 0 | Small Boilers (<100 MMBtu/hr Heat Input):Controlled Low NOx Burner | 3.3333 | 60% | 60% |  |  |  | 90% | 90% | [6 empty] | 0% | 0% |  | 1.9531 | 2.0781 | 2.2031 | 0 | 0 | 0 | 0 | 0 | 0 | 0 | 0 | 2020 Qtr 1: 0.47656; 2020 Qtr 2: 0.48438; 2020 Qtr 3: 0.49219; 2020 Qtr 4: 0.5; 2021 Qtr 1: 0.50781; 2021 Qtr 2: 0.51562; 2021 Qtr 3: 0.52344; 2021 Qtr 4: 0.53125; 2022 Qtr 1: 0.53906; 2022 Qtr 2: 0.54688; 2022 Qtr 3: 0.55469; 2022 Qtr 4: 0.5625 | 6.2344 | (Itron WO017 10-12 cost study)
MCE Commercial | Small storage HP water heater: 40 gallon, EF = 2.40, RE = 0.98, Cap = 4.5 kW, UA = 4.20 BTU/hr-F | NE-WtrHt-SmlStrg-HP-lte12kW-40G-2p40EF | 3A | COMMERCIAL | 7 = Commercial Process | TRUE | 3.3333 | Com-Default>2yrs | Each | ROB | 1761.23 | 616.4305 |  |  |  | 1144.7995 | 4050 | Small Commercial | kW | 0.876 | 0 | Commercial | Small Commercial | Annual | 10 | 1340.3 | 3% | 4050 | 0.876 | 0 | Small Boilers (<100 MMBtu/hr Heat Input):Controlled Low NOx Burner | 3.3333 | 60% | 60% |  |  |  | 90% | 90% | [6 empty] | 0% | 0% |  | 1.9531 | 2.0781 | 2.2031 | 0 | 0 | 0 | 0 | 0 | 0 | 0 | 0 | 2020 Qtr 1: 0.47656; 2020 Qtr 2: 0.48438; 2020 Qtr 3: 0.49219; 2020 Qtr 4: 0.5; 2021 Qtr 1: 0.50781; 2021 Qtr 2: 0.51562; 2021 Qtr 3: 0.52344; 2021 Qtr 4: 0.53125; 2022 Qtr 1: 0.53906; 2022 Qtr 2: 0.54688; 2022 Qtr 3: 0.55469; 2022 Qtr 4: 0.5625 | 6.2344 | (Itron WO017 10-12 cost study)
MCE Commercial | Small storage HP water heater: 40 gallon, EF = 2.40, RE = 0.98, Cap = 4.5 kW, UA = 4.20 BTU/hr-F | NE-WtrHt-SmlStrg-HP-lte12kW-40G-2p40EF | 3B | COMMERCIAL | 7 = Commercial Process | TRUE | 3.3333 | Com-Default>2yrs | Each | ROB | 1761.23 | 616.4305 |  |  |  | 1144.7995 | 4050 | Small Commercial | kW | 0.876 | 0 | Commercial | Small Commercial | Annual | 10 | 1340.3 | 3% | 4050 | 0.876 | 0 | Small Boilers (<100 MMBtu/hr Heat Input):Controlled Low NOx Burner | 3.3333 | 60% | 60% |  |  |  | 90% | 90% | [6 empty] | 0% | 0% |  | 1.9531 | 2.0781 | 2.2031 | 0 | 0 | 0 | 0 | 0 | 0 | 0 | 0 | 2020 Qtr 1: 0.47656; 2020 Qtr 2: 0.48438; 2020 Qtr 3: 0.49219; 2020 Qtr 4: 0.5; 2021 Qtr 1: 0.50781; 2021 Qtr 2: 0.51562; 2021 Qtr 3: 0.52344; 2021 Qtr 4: 0.53125; 2022 Qtr 1: 0.53906; 2022 Qtr 2: 0.54688; 2022 Qtr 3: 0.55469; 2022 Qtr 4: 0.5625 | 6.2344 | (Itron WO017 10-12 cost study)
MCE Commercial | Small storage HP water heater: 40 gallon, EF = 2.40, RE = 0.98, Cap = 4.5 kW, UA = 4.20 BTU/hr-F | NE-WtrHt-SmlStrg-HP-lte12kW-40G-2p40EF | 12 | COMMERCIAL | 7 = Commercial Process | TRUE | 3.3333 | Com-Default>2yrs | Each | ROB | 1761.23 | 616.4305 |  |  |  | 1144.7995 | 3900 | Small Commercial | kW | 0.819 | 0 | Commercial | Small Commercial | Annual | 10 | 1340.3 | 3% | 3900 | 0.819 | 0 | Small Boilers (<100 MMBtu/hr Heat Input):Controlled Low NOx Burner | 3.3333 | 60% | 60% |  |  |  | 90% | 90% | [6 empty] | 0% | 0% |  | 1.9531 | 2.0781 | 2.2031 | 0 | 0 | 0 | 0 | 0 | 0 | 0 | 0 | 2020 Qtr 1: 0.47656; 2020 Qtr 2: 0.48438; 2020 Qtr 3: 0.49219; 2020 Qtr 4: 0.5; 2021 Qtr 1: 0.50781; 2021 Qtr 2: 0.51562; 2021 Qtr 3: 0.52344; 2021 Qtr 4: 0.53125; 2022 Qtr 1: 0.53906; 2022 Qtr 2: 0.54688; 2022 Qtr 3: 0.55469; 2022 Qtr 4: 0.5625 | 6.2344 | (Itron WO017 10-12 cost study)
MCE Commercial | Small storage HP water heater: 50 gallon, EF = 2.20, RE = 0.98, Cap = 5 kW, UA = 4.20 BTU/hr-F | NE-WtrHt-SmlStrg-HP-lte12kW-50G-2p20EF | 2 | COMMERCIAL | 7 = Commercial Process | TRUE | 3.3333 | Com-Default>2yrs | Each | ROB | 1295.82 | 453.537 |  |  |  | 842.283 | 4490 | Small Commercial | kW | 0.896 | 0 | Commercial | Small Commercial | Annual | 10 | 917.99 | 3% | 4490 | 0.896 | 0 | Small Boilers (<100 MMBtu/hr Heat Input):Controlled Low NOx Burner | 3.3333 | 60% | 60% |  |  |  | 90% | 90% | [6 empty] | 0% | 0% |  | 1.9531 | 2.0781 | 2.2031 | 0 | 0 | 0 | 0 | 0 | 0 | 0 | 0 | 2020 Qtr 1: 0.47656; 2020 Qtr 2: 0.48438; 2020 Qtr 3: 0.49219; 2020 Qtr 4: 0.5; 2021 Qtr 1: 0.50781; 2021 Qtr 2: 0.51562; 2021 Qtr 3: 0.52344; 2021 Qtr 4: 0.53125; 2022 Qtr 1: 0.53906; 2022 Qtr 2: 0.54688; 2022 Qtr 3: 0.55469; 2022 Qtr 4: 0.5625 | 6.2344 | (Itron WO017 10-12 cost study)
MCE Commercial | Small storage HP water heater: 50 gallon, EF = 2.20, RE = 0.98, Cap = 5 kW, UA = 4.20 BTU/hr-F | NE-WtrHt-SmlStrg-HP-lte12kW-50G-2p20EF | 3A | COMMERCIAL | 7 = Commercial Process | TRUE | 3.3333 | Com-Default>2yrs | Each | ROB | 1295.82 | 453.537 |  |  |  | 842.283 | 4250 | Small Commercial | kW | 0.897 | 0 | Commercial | Small Commercial | Annual | 10 | 917.99 | 3% | 4250 | 0.897 | 0 | Small Boilers (<100 MMBtu/hr Heat Input):Controlled Low NOx Burner | 3.3333 | 60% | 60% |  |  |  | 90% | 90% | [6 empty] | 0% | 0% |  | 1.9531 | 2.0781 | 2.2031 | 0 | 0 | 0 | 0 | 0 | 0 | 0 | 0 | 2020 Qtr 1: 0.47656; 2020 Qtr 2: 0.48438; 2020 Qtr 3: 0.49219; 2020 Qtr 4: 0.5; 2021 Qtr 1: 0.50781; 2021 Qtr 2: 0.51562; 2021 Qtr 3: 0.52344; 2021 Qtr 4: 0.53125; 2022 Qtr 1: 0.53906; 2022 Qtr 2: 0.54688; 2022 Qtr 3: 0.55469; 2022 Qtr 4: 0.5625 | 6.2344 | (Itron WO017 10-12 cost study)
MCE Commercial | Small storage HP water heater: 50 gallon, EF = 2.20, RE = 0.98, Cap = 5 kW, UA = 4.20 BTU/hr-F | NE-WtrHt-SmlStrg-HP-lte12kW-50G-2p20EF | 3B | COMMERCIAL | 7 = Commercial Process | TRUE | 3.3333 | Com-Default>2yrs | Each | ROB | 1295.82 | 453.537 |  |  |  | 842.283 | 4250 | Small Commercial | kW | 0.897 | 0 | Commercial | Small Commercial | Annual | 10 | 917.99 | 3% | 4250 | 0.897 | 0 | Small Boilers (<100 MMBtu/hr Heat Input):Controlled Low NOx Burner | 3.3333 | 60% | 60% |  |  |  | 90% | 90% | [6 empty] | 0% | 0% |  | 1.9531 | 2.0781 | 2.2031 | 0 | 0 | 0 | 0 | 0 | 0 | 0 | 0 | 2020 Qtr 1: 0.47656; 2020 Qtr 2: 0.48438; 2020 Qtr 3: 0.49219; 2020 Qtr 4: 0.5; 2021 Qtr 1: 0.50781; 2021 Qtr 2: 0.51562; 2021 Qtr 3: 0.52344; 2021 Qtr 4: 0.53125; 2022 Qtr 1: 0.53906; 2022 Qtr 2: 0.54688; 2022 Qtr 3: 0.55469; 2022 Qtr 4: 0.5625 | 6.2344 | (Itron WO017 10-12 cost study)
MCE Commercial | Small storage HP water heater: 50 gallon, EF = 2.20, RE = 0.98, Cap = 5 kW, UA = 4.20 BTU/hr-F | NE-WtrHt-SmlStrg-HP-lte12kW-50G-2p20EF | 12 | COMMERCIAL | 7 = Commercial Process | TRUE | 3.3333 | Com-Default>2yrs | Each | ROB | 1295.82 | 453.537 |  |  |  | 842.283 | 4110 | Small Commercial | kW | 0.841 | 0 | Commercial | Small Commercial | Annual | 10 | 917.99 | 3% | 4110 | 0.841 | 0 | Small Boilers (<100 MMBtu/hr Heat Input):Controlled Low NOx Burner | 3.3333 | 60% | 60% |  |  |  | 90% | 90% | [6 empty] | 0% | 0% |  | 1.9531 | 2.0781 | 2.2031 | 0 | 0 | 0 | 0 | 0 | 0 | 0 | 0 | 2020 Qtr 1: 0.47656; 2020 Qtr 2: 0.48438; 2020 Qtr 3: 0.49219; 2020 Qtr 4: 0.5; 2021 Qtr 1: 0.50781; 2021 Qtr 2: 0.51562; 2021 Qtr 3: 0.52344; 2021 Qtr 4: 0.53125; 2022 Qtr 1: 0.53906; 2022 Qtr 2: 0.54688; 2022 Qtr 3: 0.55469; 2022 Qtr 4: 0.5625 | 6.2344 | (Itron WO017 10-12 cost study)
MCE Commercial | Small storage HP water heater: 50 gallon, EF = 2.40, RE = 0.98, Cap = 5 kW, UA = 4.20 BTU/hr-F | NE-WtrHt-SmlStrg-HP-lte12kW-50G-2p40EF | 2 | COMMERCIAL | 7 = Commercial Process | TRUE | 3.3333 | Com-Default>2yrs | Each | ROB | 1295.82 | 453.537 |  |  |  | 842.283 | 4930 | Small Commercial | kW | 0.973 | 0 | Commercial | Small Commercial | Annual | 10 | 917.99 | 3% | 4930 | 0.973 | 0 | Small Boilers (<100 MMBtu/hr Heat Input):Controlled Low NOx Burner | 3.3333 | 60% | 60% |  |  |  | 90% | 90% | [6 empty] | 0% | 0% |  | 1.9531 | 2.0781 | 2.2031 | 0 | 0 | 0 | 0 | 0 | 0 | 0 | 0 | 2020 Qtr 1: 0.47656; 2020 Qtr 2: 0.48438; 2020 Qtr 3: 0.49219; 2020 Qtr 4: 0.5; 2021 Qtr 1: 0.50781; 2021 Qtr 2: 0.51562; 2021 Qtr 3: 0.52344; 2021 Qtr 4: 0.53125; 2022 Qtr 1: 0.53906; 2022 Qtr 2: 0.54688; 2022 Qtr 3: 0.55469; 2022 Qtr 4: 0.5625 | 6.2344 | (Itron WO017 10-12 cost study)
MCE Commercial | Small storage HP water heater: 50 gallon, EF = 2.40, RE = 0.98, Cap = 5 kW, UA = 4.20 BTU/hr-F | NE-WtrHt-SmlStrg-HP-lte12kW-50G-2p40EF | 3A | COMMERCIAL | 7 = Commercial Process | TRUE | 3.3333 | Com-Default>2yrs | Each | ROB | 1295.82 | 453.537 |  |  |  | 842.283 | 4670 | Small Commercial | kW | 0.975 | 0 | Commercial | Small Commercial | Annual | 10 | 917.99 | 3% | 4670 | 0.975 | 0 | Small Boilers (<100 MMBtu/hr Heat Input):Controlled Low NOx Burner | 3.3333 | 60% | 60% |  |  |  | 90% | 90% | [6 empty] | 0% | 0% |  | 1.9531 | 2.0781 | 2.2031 | 0 | 0 | 0 | 0 | 0 | 0 | 0 | 0 | 2020 Qtr 1: 0.47656; 2020 Qtr 2: 0.48438; 2020 Qtr 3: 0.49219; 2020 Qtr 4: 0.5; 2021 Qtr 1: 0.50781; 2021 Qtr 2: 0.51562; 2021 Qtr 3: 0.52344; 2021 Qtr 4: 0.53125; 2022 Qtr 1: 0.53906; 2022 Qtr 2: 0.54688; 2022 Qtr 3: 0.55469; 2022 Qtr 4: 0.5625 | 6.2344 | (Itron WO017 10-12 cost study)
MCE Commercial | Small storage HP water heater: 50 gallon, EF = 2.40, RE = 0.98, Cap = 5 kW, UA = 4.20 BTU/hr-F | NE-WtrHt-SmlStrg-HP-lte12kW-50G-2p40EF | 3B | COMMERCIAL | 7 = Commercial Process | TRUE | 3.3333 | Com-Default>2yrs | Each | ROB | 1295.82 | 453.537 |  |  |  | 842.283 | 4670 | Small Commercial | kW | 0.975 | 0 | Commercial | Small Commercial | Annual | 10 | 917.99 | 3% | 4670 | 0.975 | 0 | Small Boilers (<100 MMBtu/hr Heat Input):Controlled Low NOx Burner | 3.3333 | 60% | 60% |  |  |  | 90% | 90% | [6 empty] | 0% | 0% |  | 1.9531 | 2.0781 | 2.2031 | 0 | 0 | 0 | 0 | 0 | 0 | 0 | 0 | 2020 Qtr 1: 0.47656; 2020 Qtr 2: 0.48438; 2020 Qtr 3: 0.49219; 2020 Qtr 4: 0.5; 2021 Qtr 1: 0.50781; 2021 Qtr 2: 0.51562; 2021 Qtr 3: 0.52344; 2021 Qtr 4: 0.53125; 2022 Qtr 1: 0.53906; 2022 Qtr 2: 0.54688; 2022 Qtr 3: 0.55469; 2022 Qtr 4: 0.5625 | 6.2344 | (Itron WO017 10-12 cost study)
MCE Commercial | Small storage HP water heater: 50 gallon, EF = 2.40, RE = 0.98, Cap = 5 kW, UA = 4.20 BTU/hr-F | NE-WtrHt-SmlStrg-HP-lte12kW-50G-2p40EF | 12 | COMMERCIAL | 7 = Commercial Process | TRUE | 3.3333 | Com-Default>2yrs | Each | ROB | 1295.82 | 453.537 |  |  |  | 842.283 | 4520 | Small Commercial | kW | 0.912 | 0 | Commercial | Small Commercial | Annual | 10 | 917.99 | 3% | 4520 | 0.912 | 0 | Small Boilers (<100 MMBtu/hr Heat Input):Controlled Low NOx Burner | 3.3333 | 60% | 60% |  |  |  | 90% | 90% | [6 empty] | 0% | 0% |  | 1.9531 | 2.0781 | 2.2031 | 0 | 0 | 0 | 0 | 0 | 0 | 0 | 0 | 2020 Qtr 1: 0.47656; 2020 Qtr 2: 0.48438; 2020 Qtr 3: 0.49219; 2020 Qtr 4: 0.5; 2021 Qtr 1: 0.50781; 2021 Qtr 2: 0.51562; 2021 Qtr 3: 0.52344; 2021 Qtr 4: 0.53125; 2022 Qtr 1: 0.53906; 2022 Qtr 2: 0.54688; 2022 Qtr 3: 0.55469; 2022 Qtr 4: 0.5625 | 6.2344 | (Itron WO017 10-12 cost study)
MCE Commercial | Small storage Gas water heater: 40 gallon, EF = 0.70, RE = 0.82, Cap = 40kBTUh, UA = 4.63 BTU/hr-F, AuxBTUh: 350 | NG-WtrHt-SmlStrg-Gas-lte75kBtuh-40G-0p70EF | 2 | COMMERCIAL | 7 = Commercial Process | TRUE | 3.3333 | Com-Default>2yrs | Each | ROB | 1031.43 | 361.0005 |  |  |  | 670.4295 | 0 | Small Commercial | kW | 0 | 115 | Commercial | Small Commercial | Annual | 10 | 466.38 | 3% | 0 | 0 | 115 | Small Boilers (<100 MMBtu/hr Heat Input):Controlled Low NOx Burner | 3.3333 | 60% | 60% |  |  |  | 90% | 90% | [6 empty] | 0% | 0% |  | 5.2083 | 5.5417 | 5.875 | 0 | 0 | 0 | 0 | 0 | 0 | 0 | 0 | 2020 Qtr 1: 1.2708; 2020 Qtr 2: 1.2917; 2020 Qtr 3: 1.3125; 2020 Qtr 4: 1.3333; 2021 Qtr 1: 1.3542; 2021 Qtr 2: 1.375; 2021 Qtr 3: 1.3958; 2021 Qtr 4: 1.4167; 2022 Qtr 1: 1.4375; 2022 Qtr 2: 1.4583; 2022 Qtr 3: 1.4792; 2022 Qtr 4: 1.5 | 16.625 | (Itron WO017 10-12 cost study)
MCE Commercial | Small storage Gas water heater: 40 gallon, EF = 0.70, RE = 0.82, Cap = 40kBTUh, UA = 4.63 BTU/hr-F, AuxBTUh: 350 | NG-WtrHt-SmlStrg-Gas-lte75kBtuh-40G-0p70EF | 3A | COMMERCIAL | 7 = Commercial Process | TRUE | 3.3333 | Com-Default>2yrs | Each | ROB | 1031.43 | 361.0005 |  |  |  | 670.4295 | 0 | Small Commercial | kW | 0 | 113 | Commercial | Small Commercial | Annual | 10 | 466.38 | 3% | 0 | 0 | 113 | Small Boilers (<100 MMBtu/hr Heat Input):Controlled Low NOx Burner | 3.3333 | 60% | 60% |  |  |  | 90% | 90% | [6 empty] | 0% | 0% |  | 5.2083 | 5.5417 | 5.875 | 0 | 0 | 0 | 0 | 0 | 0 | 0 | 0 | 2020 Qtr 1: 1.2708; 2020 Qtr 2: 1.2917; 2020 Qtr 3: 1.3125; 2020 Qtr 4: 1.3333; 2021 Qtr 1: 1.3542; 2021 Qtr 2: 1.375; 2021 Qtr 3: 1.3958; 2021 Qtr 4: 1.4167; 2022 Qtr 1: 1.4375; 2022 Qtr 2: 1.4583; 2022 Qtr 3: 1.4792; 2022 Qtr 4: 1.5 | 16.625 | (Itron WO017 10-12 cost study)
MCE Commercial | Small storage Gas water heater: 40 gallon, EF = 0.70, RE = 0.82, Cap = 40kBTUh, UA = 4.63 BTU/hr-F, AuxBTUh: 350 | NG-WtrHt-SmlStrg-Gas-lte75kBtuh-40G-0p70EF | 3B | COMMERCIAL | 7 = Commercial Process | TRUE | 3.3333 | Com-Default>2yrs | Each | ROB | 1031.43 | 361.0005 |  |  |  | 670.4295 | 0 | Small Commercial | kW | 0 | 113 | Commercial | Small Commercial | Annual | 10 | 466.38 | 3% | 0 | 0 | 113 | Small Boilers (<100 MMBtu/hr Heat Input):Controlled Low NOx Burner | 3.3333 | 60% | 60% |  |  |  | 90% | 90% | [6 empty] | 0% | 0% |  | 5.2083 | 5.5417 | 5.875 | 0 | 0 | 0 | 0 | 0 | 0 | 0 | 0 | 2020 Qtr 1: 1.2708; 2020 Qtr 2: 1.2917; 2020 Qtr 3: 1.3125; 2020 Qtr 4: 1.3333; 2021 Qtr 1: 1.3542; 2021 Qtr 2: 1.375; 2021 Qtr 3: 1.3958; 2021 Qtr 4: 1.4167; 2022 Qtr 1: 1.4375; 2022 Qtr 2: 1.4583; 2022 Qtr 3: 1.4792; 2022 Qtr 4: 1.5 | 16.625 | (Itron WO017 10-12 cost study)
MCE Commercial | Small storage Gas water heater: 40 gallon, EF = 0.70, RE = 0.82, Cap = 40kBTUh, UA = 4.63 BTU/hr-F, AuxBTUh: 350 | NG-WtrHt-SmlStrg-Gas-lte75kBtuh-40G-0p70EF | 12 | COMMERCIAL | 7 = Commercial Process | TRUE | 3.3333 | Com-Default>2yrs | Each | ROB | 1031.43 | 361.0005 |  |  |  | 670.4295 | 0 | Small Commercial | kW | 0 | 106 | Commercial | Small Commercial | Annual | 10 | 466.38 | 3% | 0 | 0 | 106 | Small Boilers (<100 MMBtu/hr Heat Input):Controlled Low NOx Burner | 3.3333 | 60% | 60% |  |  |  | 90% | 90% | [6 empty] | 0% | 0% |  | 5.2083 | 5.5417 | 5.875 | 0 | 0 | 0 | 0 | 0 | 0 | 0 | 0 | 2020 Qtr 1: 1.2708; 2020 Qtr 2: 1.2917; 2020 Qtr 3: 1.3125; 2020 Qtr 4: 1.3333; 2021 Qtr 1: 1.3542; 2021 Qtr 2: 1.375; 2021 Qtr 3: 1.3958; 2021 Qtr 4: 1.4167; 2022 Qtr 1: 1.4375; 2022 Qtr 2: 1.4583; 2022 Qtr 3: 1.4792; 2022 Qtr 4: 1.5 | 16.625 | (Itron WO017 10-12 cost study)
MCE Commercial | Small storage Gas water heater: 40 gallon, EF = 0.82, RE = 0.9, Cap = 40kBTUh, UA = 2.61 BTU/hr-F, VentW: 50, AuxBTUh: 350 | NG-WtrHt-SmlStrg-Gas-lte75kBtuh-40G-0p82EF | 2 | COMMERCIAL | 7 = Commercial Process | TRUE | 3.3333 | Com-Default>2yrs | Each | ROB | 1031.43 | 361.0005 |  |  |  | 670.4295 | -138 | Small Commercial | kW | -0.0268 | 248 | Commercial | Small Commercial | Annual | 10 | 466.38 | 3% | -138 | -0.0268 | 248 | Small Boilers (<100 MMBtu/hr Heat Input):Controlled Low NOx Burner | 3.3333 | 60% | 60% |  |  |  | 90% | 90% | [6 empty] | 0% | 0% |  | 7.8125 | 8.3125 | 8.8125 | 0 | 0 | 0 | 0 | 0 | 0 | 0 | 0 | 2020 Qtr 1: 1.9062; 2020 Qtr 2: 1.9375; 2020 Qtr 3: 1.9688; 2020 Qtr 4: 2; 2021 Qtr 1: 2.0312; 2021 Qtr 2: 2.0625; 2021 Qtr 3: 2.0938; 2021 Qtr 4: 2.125; 2022 Qtr 1: 2.1562; 2022 Qtr 2: 2.1875; 2022 Qtr 3: 2.2188; 2022 Qtr 4: 2.25 | 24.9375 | (Itron WO017 10-12 cost study)
MCE Commercial | Small storage Gas water heater: 40 gallon, EF = 0.82, RE = 0.9, Cap = 40kBTUh, UA = 2.61 BTU/hr-F, VentW: 50, AuxBTUh: 350 | NG-WtrHt-SmlStrg-Gas-lte75kBtuh-40G-0p82EF | 3A | COMMERCIAL | 7 = Commercial Process | TRUE | 3.3333 | Com-Default>2yrs | Each | ROB | 1031.43 | 361.0005 |  |  |  | 670.4295 | -134 | Small Commercial | kW | -0.0286 | 241 | Commercial | Small Commercial | Annual | 10 | 466.38 | 3% | -134 | -0.0286 | 241 | Small Boilers (<100 MMBtu/hr Heat Input):Controlled Low NOx Burner | 3.3333 | 60% | 60% |  |  |  | 90% | 90% | [6 empty] | 0% | 0% |  | 7.8125 | 8.3125 | 8.8125 | 0 | 0 | 0 | 0 | 0 | 0 | 0 | 0 | 2020 Qtr 1: 1.9062; 2020 Qtr 2: 1.9375; 2020 Qtr 3: 1.9688; 2020 Qtr 4: 2; 2021 Qtr 1: 2.0312; 2021 Qtr 2: 2.0625; 2021 Qtr 3: 2.0938; 2021 Qtr 4: 2.125; 2022 Qtr 1: 2.1562; 2022 Qtr 2: 2.1875; 2022 Qtr 3: 2.2188; 2022 Qtr 4: 2.25 | 24.9375 | (Itron WO017 10-12 cost study)
MCE Commercial | Small storage Gas water heater: 40 gallon, EF = 0.82, RE = 0.9, Cap = 40kBTUh, UA = 2.61 BTU/hr-F, VentW: 50, AuxBTUh: 350 | NG-WtrHt-SmlStrg-Gas-lte75kBtuh-40G-0p82EF | 3B | COMMERCIAL | 7 = Commercial Process | TRUE | 3.3333 | Com-Default>2yrs | Each | ROB | 1031.43 | 361.0005 |  |  |  | 670.4295 | -134 | Small Commercial | kW | -0.0286 | 241 | Commercial | Small Commercial | Annual | 10 | 466.38 | 3% | -134 | -0.0286 | 241 | Small Boilers (<100 MMBtu/hr Heat Input):Controlled Low NOx Burner | 3.3333 | 60% | 60% |  |  |  | 90% | 90% | [6 empty] | 0% | 0% |  | 7.8125 | 8.3125 | 8.8125 | 0 | 0 | 0 | 0 | 0 | 0 | 0 | 0 | 2020 Qtr 1: 1.9062; 2020 Qtr 2: 1.9375; 2020 Qtr 3: 1.9688; 2020 Qtr 4: 2; 2021 Qtr 1: 2.0312; 2021 Qtr 2: 2.0625; 2021 Qtr 3: 2.0938; 2021 Qtr 4: 2.125; 2022 Qtr 1: 2.1562; 2022 Qtr 2: 2.1875; 2022 Qtr 3: 2.2188; 2022 Qtr 4: 2.25 | 24.9375 | (Itron WO017 10-12 cost study)
MCE Commercial | Small storage Gas water heater: 40 gallon, EF = 0.82, RE = 0.9, Cap = 40kBTUh, UA = 2.61 BTU/hr-F, VentW: 50, AuxBTUh: 350 | NG-WtrHt-SmlStrg-Gas-lte75kBtuh-40G-0p82EF | 12 | COMMERCIAL | 7 = Commercial Process | TRUE | 3.3333 | Com-Default>2yrs | Each | ROB | 1031.43 | 361.0005 |  |  |  | 670.4295 | -128 | Small Commercial | kW | -0.0259 | 227 | Commercial | Small Commercial | Annual | 10 | 466.38 | 3% | -128 | -0.0259 | 227 | Small Boilers (<100 MMBtu/hr Heat Input):Controlled Low NOx Burner | 3.3333 | 60% | 60% |  |  |  | 90% | 90% | [6 empty] | 0% | 0% |  | 7.8125 | 8.3125 | 8.8125 | 0 | 0 | 0 | 0 | 0 | 0 | 0 | 0 | 2020 Qtr 1: 1.9062; 2020 Qtr 2: 1.9375; 2020 Qtr 3: 1.9688; 2020 Qtr 4: 2; 2021 Qtr 1: 2.0312; 2021 Qtr 2: 2.0625; 2021 Qtr 3: 2.0938; 2021 Qtr 4: 2.125; 2022 Qtr 1: 2.1562; 2022 Qtr 2: 2.1875; 2022 Qtr 3: 2.2188; 2022 Qtr 4: 2.25 | 24.9375 | (Itron WO017 10-12 cost study)
MCE Commercial | Small storage Gas water heater: 50 gallon, EF = 0.70, RE = 0.82, Cap = 40kBTUh, UA = 4.63 BTU/hr-F, AuxBTUh: 350 | NG-WtrHt-SmlStrg-Gas-lte75kBtuh-50G-0p70EF | 2 | COMMERCIAL | 7 = Commercial Process | TRUE | 3.3333 | Com-Default>2yrs | Each | ROB | 1135.71 | 397.4985 |  |  |  | 738.2115 | 0 | Small Commercial | kW | 0 | 146 | Commercial | Small Commercial | Annual | 10 | 520.03 | 3% | 0 | 0 | 146 | Small Boilers (<100 MMBtu/hr Heat Input):Controlled Low NOx Burner | 3.3333 | 60% | 60% |  |  |  | 90% | 90% | [6 empty] | 0% | 0% |  | 5.2083 | 5.5417 | 5.875 | 0 | 0 | 0 | 0 | 0 | 0 | 0 | 0 | 2020 Qtr 1: 1.2708; 2020 Qtr 2: 1.2917; 2020 Qtr 3: 1.3125; 2020 Qtr 4: 1.3333; 2021 Qtr 1: 1.3542; 2021 Qtr 2: 1.375; 2021 Qtr 3: 1.3958; 2021 Qtr 4: 1.4167; 2022 Qtr 1: 1.4375; 2022 Qtr 2: 1.4583; 2022 Qtr 3: 1.4792; 2022 Qtr 4: 1.5 | 16.625 | (Itron WO017 10-12 cost study)
MCE Commercial | Small storage Gas water heater: 50 gallon, EF = 0.70, RE = 0.82, Cap = 40kBTUh, UA = 4.63 BTU/hr-F, AuxBTUh: 350 | NG-WtrHt-SmlStrg-Gas-lte75kBtuh-50G-0p70EF | 3A | COMMERCIAL | 7 = Commercial Process | TRUE | 3.3333 | Com-Default>2yrs | Each | ROB | 1135.71 | 397.4985 |  |  |  | 738.2115 | 0 | Small Commercial | kW | 0 | 148 | Commercial | Small Commercial | Annual | 10 | 520.03 | 3% | 0 | 0 | 148 | Small Boilers (<100 MMBtu/hr Heat Input):Controlled Low NOx Burner | 3.3333 | 60% | 60% |  |  |  | 90% | 90% | [6 empty] | 0% | 0% |  | 5.2083 | 5.5417 | 5.875 | 0 | 0 | 0 | 0 | 0 | 0 | 0 | 0 | 2020 Qtr 1: 1.2708; 2020 Qtr 2: 1.2917; 2020 Qtr 3: 1.3125; 2020 Qtr 4: 1.3333; 2021 Qtr 1: 1.3542; 2021 Qtr 2: 1.375; 2021 Qtr 3: 1.3958; 2021 Qtr 4: 1.4167; 2022 Qtr 1: 1.4375; 2022 Qtr 2: 1.4583; 2022 Qtr 3: 1.4792; 2022 Qtr 4: 1.5 | 16.625 | (Itron WO017 10-12 cost study)
MCE Commercial | Small storage Gas water heater: 50 gallon, EF = 0.70, RE = 0.82, Cap = 40kBTUh, UA = 4.63 BTU/hr-F, AuxBTUh: 350 | NG-WtrHt-SmlStrg-Gas-lte75kBtuh-50G-0p70EF | 3B | COMMERCIAL | 7 = Commercial Process | TRUE | 3.3333 | Com-Default>2yrs | Each | ROB | 1135.71 | 397.4985 |  |  |  | 738.2115 | 0 | Small Commercial | kW | 0 | 148 | Commercial | Small Commercial | Annual | 10 | 520.03 | 3% | 0 | 0 | 148 | Small Boilers (<100 MMBtu/hr Heat Input):Controlled Low NOx Burner | 3.3333 | 60% | 60% |  |  |  | 90% | 90% | [6 empty] | 0% | 0% |  | 5.2083 | 5.5417 | 5.875 | 0 | 0 | 0 | 0 | 0 | 0 | 0 | 0 | 2020 Qtr 1: 1.2708; 2020 Qtr 2: 1.2917; 2020 Qtr 3: 1.3125; 2020 Qtr 4: 1.3333; 2021 Qtr 1: 1.3542; 2021 Qtr 2: 1.375; 2021 Qtr 3: 1.3958; 2021 Qtr 4: 1.4167; 2022 Qtr 1: 1.4375; 2022 Qtr 2: 1.4583; 2022 Qtr 3: 1.4792; 2022 Qtr 4: 1.5 | 16.625 | (Itron WO017 10-12 cost study)
MCE Commercial | Small storage Gas water heater: 50 gallon, EF = 0.70, RE = 0.82, Cap = 40kBTUh, UA = 4.63 BTU/hr-F, AuxBTUh: 350 | NG-WtrHt-SmlStrg-Gas-lte75kBtuh-50G-0p70EF | 12 | COMMERCIAL | 7 = Commercial Process | TRUE | 3.3333 | Com-Default>2yrs | Each | ROB | 1135.71 | 397.4985 |  |  |  | 738.2115 | 0 | Small Commercial | kW | 0 | 129 | Commercial | Small Commercial | Annual | 10 | 520.03 | 3% | 0 | 0 | 129 | Small Boilers (<100 MMBtu/hr Heat Input):Controlled Low NOx Burner | 3.3333 | 60% | 60% |  |  |  | 90% | 90% | [6 empty] | 0% | 0% |  | 5.2083 | 5.5417 | 5.875 | 0 | 0 | 0 | 0 | 0 | 0 | 0 | 0 | 2020 Qtr 1: 1.2708; 2020 Qtr 2: 1.2917; 2020 Qtr 3: 1.3125; 2020 Qtr 4: 1.3333; 2021 Qtr 1: 1.3542; 2021 Qtr 2: 1.375; 2021 Qtr 3: 1.3958; 2021 Qtr 4: 1.4167; 2022 Qtr 1: 1.4375; 2022 Qtr 2: 1.4583; 2022 Qtr 3: 1.4792; 2022 Qtr 4: 1.5 | 16.625 | (Itron WO017 10-12 cost study)
MCE Commercial | Small storage Gas water heater: 50 gallon, EF = 0.82, RE = 0.9, Cap = 40kBTUh, UA = 2.61 BTU/hr-F, VentW: 50, AuxBTUh: 350 | NG-WtrHt-SmlStrg-Gas-lte75kBtuh-50G-0p82EF | 2 | COMMERCIAL | 7 = Commercial Process | TRUE | 3.3333 | Com-Default>2yrs | Each | ROB | 1135.71 | 397.4985 |  |  |  | 738.2115 | -152 | Small Commercial | kW | -0.0289 | 306 | Commercial | Small Commercial | Annual | 10 | 520.03 | 3% | -152 | -0.0289 | 306 | Small Boilers (<100 MMBtu/hr Heat Input):Controlled Low NOx Burner | 3.3333 | 60% | 60% |  |  |  | 90% | 90% | [6 empty] | 0% | 0% |  | 7.8125 | 8.3125 | 8.8125 | 0 | 0 | 0 | 0 | 0 | 0 | 0 | 0 | 2020 Qtr 1: 1.9062; 2020 Qtr 2: 1.9375; 2020 Qtr 3: 1.9688; 2020 Qtr 4: 2; 2021 Qtr 1: 2.0312; 2021 Qtr 2: 2.0625; 2021 Qtr 3: 2.0938; 2021 Qtr 4: 2.125; 2022 Qtr 1: 2.1562; 2022 Qtr 2: 2.1875; 2022 Qtr 3: 2.2188; 2022 Qtr 4: 2.25 | 24.9375 | (Itron WO017 10-12 cost study)
MCE Commercial | Small storage Gas water heater: 50 gallon, EF = 0.82, RE = 0.9, Cap = 40kBTUh, UA = 2.61 BTU/hr-F, VentW: 50, AuxBTUh: 350 | NG-WtrHt-SmlStrg-Gas-lte75kBtuh-50G-0p82EF | 3A | COMMERCIAL | 7 = Commercial Process | TRUE | 3.3333 | Com-Default>2yrs | Each | ROB | 1135.71 | 397.4985 |  |  |  | 738.2115 | -148 | Small Commercial | kW | -0.0308 | 310 | Commercial | Small Commercial | Annual | 10 | 520.03 | 3% | -148 | -0.0308 | 310 | Small Boilers (<100 MMBtu/hr Heat Input):Controlled Low NOx Burner | 3.3333 | 60% | 60% |  |  |  | 90% | 90% | [6 empty] | 0% | 0% |  | 7.8125 | 8.3125 | 8.8125 | 0 | 0 | 0 | 0 | 0 | 0 | 0 | 0 | 2020 Qtr 1: 1.9062; 2020 Qtr 2: 1.9375; 2020 Qtr 3: 1.9688; 2020 Qtr 4: 2; 2021 Qtr 1: 2.0312; 2021 Qtr 2: 2.0625; 2021 Qtr 3: 2.0938; 2021 Qtr 4: 2.125; 2022 Qtr 1: 2.1562; 2022 Qtr 2: 2.1875; 2022 Qtr 3: 2.2188; 2022 Qtr 4: 2.25 | 24.9375 | (Itron WO017 10-12 cost study)
MCE Commercial | Small storage Gas water heater: 50 gallon, EF = 0.82, RE = 0.9, Cap = 40kBTUh, UA = 2.61 BTU/hr-F, VentW: 50, AuxBTUh: 350 | NG-WtrHt-SmlStrg-Gas-lte75kBtuh-50G-0p82EF | 3B | COMMERCIAL | 7 = Commercial Process | TRUE | 3.3333 | Com-Default>2yrs | Each | ROB | 1135.71 | 397.4985 |  |  |  | 738.2115 | -148 | Small Commercial | kW | -0.0308 | 310 | Commercial | Small Commercial | Annual | 10 | 520.03 | 3% | -148 | -0.0308 | 310 | Small Boilers (<100 MMBtu/hr Heat Input):Controlled Low NOx Burner | 3.3333 | 60% | 60% |  |  |  | 90% | 90% | [6 empty] | 0% | 0% |  | 7.8125 | 8.3125 | 8.8125 | 0 | 0 | 0 | 0 | 0 | 0 | 0 | 0 | 2020 Qtr 1: 1.9062; 2020 Qtr 2: 1.9375; 2020 Qtr 3: 1.9688; 2020 Qtr 4: 2; 2021 Qtr 1: 2.0312; 2021 Qtr 2: 2.0625; 2021 Qtr 3: 2.0938; 2021 Qtr 4: 2.125; 2022 Qtr 1: 2.1562; 2022 Qtr 2: 2.1875; 2022 Qtr 3: 2.2188; 2022 Qtr 4: 2.25 | 24.9375 | (Itron WO017 10-12 cost study)
MCE Commercial | Small storage Gas water heater: 50 gallon, EF = 0.82, RE = 0.9, Cap = 40kBTUh, UA = 2.61 BTU/hr-F, VentW: 50, AuxBTUh: 350 | NG-WtrHt-SmlStrg-Gas-lte75kBtuh-50G-0p82EF | 12 | COMMERCIAL | 7 = Commercial Process | TRUE | 3.3333 | Com-Default>2yrs | Each | ROB | 1135.71 | 397.4985 |  |  |  | 738.2115 | -141 | Small Commercial | kW | -0.0279 | 274 | Commercial | Small Commercial | Annual | 10 | 520.03 | 3% | -141 | -0.0279 | 274 | Small Boilers (<100 MMBtu/hr Heat Input):Controlled Low NOx Burner | 3.3333 | 60% | 60% |  |  |  | 90% | 90% | [6 empty] | 0% | 0% |  | 7.8125 | 8.3125 | 8.8125 | 0 | 0 | 0 | 0 | 0 | 0 | 0 | 0 | 2020 Qtr 1: 1.9062; 2020 Qtr 2: 1.9375; 2020 Qtr 3: 1.9688; 2020 Qtr 4: 2; 2021 Qtr 1: 2.0312; 2021 Qtr 2: 2.0625; 2021 Qtr 3: 2.0938; 2021 Qtr 4: 2.125; 2022 Qtr 1: 2.1562; 2022 Qtr 2: 2.1875; 2022 Qtr 3: 2.2188; 2022 Qtr 4: 2.25 | 24.9375 | (Itron WO017 10-12 cost study)
MCE Commercial | Small storage Gas water heater: 60 gallon, EF = 0.80, RE = 0.92, Cap = 40kBTUh, UA = 4.02 BTU/hr-F, VentW: 50, AuxBTUh: 350 | NG-WtrHt-SmlStrg-Gas-lte75kBtuh-60G-0p80EF | 2 | COMMERCIAL | 7 = Commercial Process | TRUE | 3.3333 | Com-Default>2yrs | Each | ROB | 1239.98 | 433.993 |  |  |  | 805.987 | 17.3 | Small Commercial | kW | 0.00384 | 139 | Commercial | Small Commercial | Annual | 10 | 546.85 | 3% | 17.3 | 0.00384 | 139 | Small Boilers (<100 MMBtu/hr Heat Input):Controlled Low NOx Burner | 3.3333 | 60% | 60% |  |  |  | 90% | 90% | [6 empty] | 0% | 0% |  | 5.2083 | 5.5417 | 5.875 | 0 | 0 | 0 | 0 | 0 | 0 | 0 | 0 | 2020 Qtr 1: 1.2708; 2020 Qtr 2: 1.2917; 2020 Qtr 3: 1.3125; 2020 Qtr 4: 1.3333; 2021 Qtr 1: 1.3542; 2021 Qtr 2: 1.375; 2021 Qtr 3: 1.3958; 2021 Qtr 4: 1.4167; 2022 Qtr 1: 1.4375; 2022 Qtr 2: 1.4583; 2022 Qtr 3: 1.4792; 2022 Qtr 4: 1.5 | 16.625 | (Itron WO017 10-12 cost study)
MCE Commercial | Small storage Gas water heater: 60 gallon, EF = 0.80, RE = 0.92, Cap = 40kBTUh, UA = 4.02 BTU/hr-F, VentW: 50, AuxBTUh: 350 | NG-WtrHt-SmlStrg-Gas-lte75kBtuh-60G-0p80EF | 3A | COMMERCIAL | 7 = Commercial Process | TRUE | 3.3333 | Com-Default>2yrs | Each | ROB | 1239.98 | 433.993 |  |  |  | 805.987 | 17.3 | Small Commercial | kW | 0.00439 | 138 | Commercial | Small Commercial | Annual | 10 | 546.85 | 3% | 17.3 | 0.00439 | 138 | Small Boilers (<100 MMBtu/hr Heat Input):Controlled Low NOx Burner | 3.3333 | 60% | 60% |  |  |  | 90% | 90% | [6 empty] | 0% | 0% |  | 5.2083 | 5.5417 | 5.875 | 0 | 0 | 0 | 0 | 0 | 0 | 0 | 0 | 2020 Qtr 1: 1.2708; 2020 Qtr 2: 1.2917; 2020 Qtr 3: 1.3125; 2020 Qtr 4: 1.3333; 2021 Qtr 1: 1.3542; 2021 Qtr 2: 1.375; 2021 Qtr 3: 1.3958; 2021 Qtr 4: 1.4167; 2022 Qtr 1: 1.4375; 2022 Qtr 2: 1.4583; 2022 Qtr 3: 1.4792; 2022 Qtr 4: 1.5 | 16.625 | (Itron WO017 10-12 cost study)
MCE Commercial | Small storage Gas water heater: 60 gallon, EF = 0.80, RE = 0.92, Cap = 40kBTUh, UA = 4.02 BTU/hr-F, VentW: 50, AuxBTUh: 350 | NG-WtrHt-SmlStrg-Gas-lte75kBtuh-60G-0p80EF | 3B | COMMERCIAL | 7 = Commercial Process | TRUE | 3.3333 | Com-Default>2yrs | Each | ROB | 1239.98 | 433.993 |  |  |  | 805.987 | 17.3 | Small Commercial | kW | 0.00439 | 138 | Commercial | Small Commercial | Annual | 10 | 546.85 | 3% | 17.3 | 0.00439 | 138 | Small Boilers (<100 MMBtu/hr Heat Input):Controlled Low NOx Burner | 3.3333 | 60% | 60% |  |  |  | 90% | 90% | [6 empty] | 0% | 0% |  | 5.2083 | 5.5417 | 5.875 | 0 | 0 | 0 | 0 | 0 | 0 | 0 | 0 | 2020 Qtr 1: 1.2708; 2020 Qtr 2: 1.2917; 2020 Qtr 3: 1.3125; 2020 Qtr 4: 1.3333; 2021 Qtr 1: 1.3542; 2021 Qtr 2: 1.375; 2021 Qtr 3: 1.3958; 2021 Qtr 4: 1.4167; 2022 Qtr 1: 1.4375; 2022 Qtr 2: 1.4583; 2022 Qtr 3: 1.4792; 2022 Qtr 4: 1.5 | 16.625 | (Itron WO017 10-12 cost study)
MCE Commercial | Small storage Gas water heater: 60 gallon, EF = 0.80, RE = 0.92, Cap = 40kBTUh, UA = 4.02 BTU/hr-F, VentW: 50, AuxBTUh: 350 | NG-WtrHt-SmlStrg-Gas-lte75kBtuh-60G-0p80EF | 12 | COMMERCIAL | 7 = Commercial Process | TRUE | 3.3333 | Com-Default>2yrs | Each | ROB | 1239.98 | 433.993 |  |  |  | 805.987 | 15.1 | Small Commercial | kW | 0.0024 | 121 | Commercial | Small Commercial | Annual | 10 | 546.85 | 3% | 15.1 | 0.0024 | 121 | Small Boilers (<100 MMBtu/hr Heat Input):Controlled Low NOx Burner | 3.3333 | 60% | 60% |  |  |  | 90% | 90% | [6 empty] | 0% | 0% |  | 5.2083 | 5.5417 | 5.875 | 0 | 0 | 0 | 0 | 0 | 0 | 0 | 0 | 2020 Qtr 1: 1.2708; 2020 Qtr 2: 1.2917; 2020 Qtr 3: 1.3125; 2020 Qtr 4: 1.3333; 2021 Qtr 1: 1.3542; 2021 Qtr 2: 1.375; 2021 Qtr 3: 1.3958; 2021 Qtr 4: 1.4167; 2022 Qtr 1: 1.4375; 2022 Qtr 2: 1.4583; 2022 Qtr 3: 1.4792; 2022 Qtr 4: 1.5 | 16.625 | (Itron WO017 10-12 cost study)
MCE Commercial | Small storage Gas water heater: 60 gallon, EF = 0.82, RE = 0.92, Cap = 40kBTUh, UA = 3.26 BTU/hr-F, VentW: 50, AuxBTUh: 350 | NG-WtrHt-SmlStrg-Gas-lte75kBtuh-60G-0p82EF | 2 | COMMERCIAL | 7 = Commercial Process | TRUE | 3.3333 | Com-Default>2yrs | Each | ROB | 1239.98 | 433.993 |  |  |  | 805.987 | 17.9 | Small Commercial | kW | 0.00393 | 143 | Commercial | Small Commercial | Annual | 10 | 546.85 | 3% | 17.9 | 0.00393 | 143 | Small Boilers (<100 MMBtu/hr Heat Input):Controlled Low NOx Burner | 3.3333 | 60% | 60% |  |  |  | 90% | 90% | [6 empty] | 0% | 0% |  | 5.2083 | 5.5417 | 5.875 | 0 | 0 | 0 | 0 | 0 | 0 | 0 | 0 | 2020 Qtr 1: 1.2708; 2020 Qtr 2: 1.2917; 2020 Qtr 3: 1.3125; 2020 Qtr 4: 1.3333; 2021 Qtr 1: 1.3542; 2021 Qtr 2: 1.375; 2021 Qtr 3: 1.3958; 2021 Qtr 4: 1.4167; 2022 Qtr 1: 1.4375; 2022 Qtr 2: 1.4583; 2022 Qtr 3: 1.4792; 2022 Qtr 4: 1.5 | 16.625 | (Itron WO017 10-12 cost study)
MCE Commercial | Small storage Gas water heater: 60 gallon, EF = 0.82, RE = 0.92, Cap = 40kBTUh, UA = 3.26 BTU/hr-F, VentW: 50, AuxBTUh: 350 | NG-WtrHt-SmlStrg-Gas-lte75kBtuh-60G-0p82EF | 3A | COMMERCIAL | 7 = Commercial Process | TRUE | 3.3333 | Com-Default>2yrs | Each | ROB | 1239.98 | 433.993 |  |  |  | 805.987 | 17.8 | Small Commercial | kW | 0.0045 | 143 | Commercial | Small Commercial | Annual | 10 | 546.85 | 3% | 17.8 | 0.0045 | 143 | Small Boilers (<100 MMBtu/hr Heat Input):Controlled Low NOx Burner | 3.3333 | 60% | 60% |  |  |  | 90% | 90% | [6 empty] | 0% | 0% |  | 5.2083 | 5.5417 | 5.875 | 0 | 0 | 0 | 0 | 0 | 0 | 0 | 0 | 2020 Qtr 1: 1.2708; 2020 Qtr 2: 1.2917; 2020 Qtr 3: 1.3125; 2020 Qtr 4: 1.3333; 2021 Qtr 1: 1.3542; 2021 Qtr 2: 1.375; 2021 Qtr 3: 1.3958; 2021 Qtr 4: 1.4167; 2022 Qtr 1: 1.4375; 2022 Qtr 2: 1.4583; 2022 Qtr 3: 1.4792; 2022 Qtr 4: 1.5 | 16.625 | (Itron WO017 10-12 cost study)
MCE Commercial | Small storage Gas water heater: 60 gallon, EF = 0.82, RE = 0.92, Cap = 40kBTUh, UA = 3.26 BTU/hr-F, VentW: 50, AuxBTUh: 350 | NG-WtrHt-SmlStrg-Gas-lte75kBtuh-60G-0p82EF | 3B | COMMERCIAL | 7 = Commercial Process | TRUE | 3.3333 | Com-Default>2yrs | Each | ROB | 1239.98 | 433.993 |  |  |  | 805.987 | 17.8 | Small Commercial | kW | 0.0045 | 143 | Commercial | Small Commercial | Annual | 10 | 546.85 | 3% | 17.8 | 0.0045 | 143 | Small Boilers (<100 MMBtu/hr Heat Input):Controlled Low NOx Burner | 3.3333 | 60% | 60% |  |  |  | 90% | 90% | [6 empty] | 0% | 0% |  | 5.2083 | 5.5417 | 5.875 | 0 | 0 | 0 | 0 | 0 | 0 | 0 | 0 | 2020 Qtr 1: 1.2708; 2020 Qtr 2: 1.2917; 2020 Qtr 3: 1.3125; 2020 Qtr 4: 1.3333; 2021 Qtr 1: 1.3542; 2021 Qtr 2: 1.375; 2021 Qtr 3: 1.3958; 2021 Qtr 4: 1.4167; 2022 Qtr 1: 1.4375; 2022 Qtr 2: 1.4583; 2022 Qtr 3: 1.4792; 2022 Qtr 4: 1.5 | 16.625 | (Itron WO017 10-12 cost study)
MCE Commercial | Small storage Gas water heater: 60 gallon, EF = 0.82, RE = 0.92, Cap = 40kBTUh, UA = 3.26 BTU/hr-F, VentW: 50, AuxBTUh: 350 | NG-WtrHt-SmlStrg-Gas-lte75kBtuh-60G-0p82EF | 12 | COMMERCIAL | 7 = Commercial Process | TRUE | 3.3333 | Com-Default>2yrs | Each | ROB | 1239.98 | 433.993 |  |  |  | 805.987 | 15.6 | Small Commercial | kW | 0.00246 | 125 | Commercial | Small Commercial | Annual | 10 | 546.85 | 3% | 15.6 | 0.00246 | 125 | Small Boilers (<100 MMBtu/hr Heat Input):Controlled Low NOx Burner | 3.3333 | 60% | 60% |  |  |  | 90% | 90% | [6 empty] | 0% | 0% |  | 5.2083 | 5.5417 | 5.875 | 0 | 0 | 0 | 0 | 0 | 0 | 0 | 0 | 2020 Qtr 1: 1.2708; 2020 Qtr 2: 1.2917; 2020 Qtr 3: 1.3125; 2020 Qtr 4: 1.3333; 2021 Qtr 1: 1.3542; 2021 Qtr 2: 1.375; 2021 Qtr 3: 1.3958; 2021 Qtr 4: 1.4167; 2022 Qtr 1: 1.4375; 2022 Qtr 2: 1.4583; 2022 Qtr 3: 1.4792; 2022 Qtr 4: 1.5 | 16.625 | (Itron WO017 10-12 cost study)
MCE Commercial | [6 empty] | 0 |  |  |  | 0 | 0 |  |  |  | 0 |  |  | #N/A | [5 empty] | 0 | 0 | 3% |  |  |  |  | 0 | [13 empty] | 0% | 0% |  | 0 | 0 | 0 | 0 | 0 | 0 | 0 | 0 | 0 | 0 | 0 | 2020 Qtr 1: 0; 2020 Qtr 2: 0; 2020 Qtr 3: 0; 2020 Qtr 4: 0; 2021 Qtr 1: 0; 2021 Qtr 2: 0; 2021 Qtr 3: 0; 2021 Qtr 4: 0; 2022 Qtr 1: 0; 2022 Qtr 2: 0; 2022 Qtr 3: 0; 2022 Qtr 4: 0 | 0
MCE Commercial | Instantaneous Gas water heater: EF = 0.92, RE = 0.92, Cap = 150kBTUh, VentW: 50, AuxBTUh: 350 | NG-WtrHt-SmlInst-Gas-150kBtuh-lt2G-0p92EF | 2 | COMMERCIAL | 7 = Commercial Process | TRUE | 5 | Com-Default>2yrs | Each | ROB | 400 | 140 |  |  |  | 260 | 120 | Small Commercial | kW | 0.023 | 162 | Commercial | Small Commercial | Annual | 15 | 428.61 | 3% | 120 | 0.023 | 162 | Small Boilers (<100 MMBtu/hr Heat Input):Controlled Low NOx Burner | 5 | 60% | 60% |  |  |  | 90% | 90% | [6 empty] | 0% | 0% |  | 0.97656 | 1.0391 | 1.1016 | 0 | 0 | 0 | 0 | 0 | 0 | 0 | 0 | 2020 Qtr 1: 0.23828; 2020 Qtr 2: 0.24219; 2020 Qtr 3: 0.24609; 2020 Qtr 4: 0.25; 2021 Qtr 1: 0.25391; 2021 Qtr 2: 0.25781; 2021 Qtr 3: 0.26172; 2021 Qtr 4: 0.26562; 2022 Qtr 1: 0.26953; 2022 Qtr 2: 0.27344; 2022 Qtr 3: 0.27734; 2022 Qtr 4: 0.28125 | 3.1172 | (Itron WO017 10-12 cost study)
MCE Commercial | Instantaneous Gas water heater: EF = 0.92, RE = 0.92, Cap = 150kBTUh, VentW: 50, AuxBTUh: 350 | NG-WtrHt-SmlInst-Gas-150kBtuh-lt2G-0p92EF | 3A | COMMERCIAL | 7 = Commercial Process | TRUE | 5 | Com-Default>2yrs | Each | ROB | 400 | 140 |  |  |  | 260 | 117 | Small Commercial | kW | 0.0245 | 151 | Commercial | Small Commercial | Annual | 15 | 428.61 | 3% | 117 | 0.0245 | 151 | Small Boilers (<100 MMBtu/hr Heat Input):Controlled Low NOx Burner | 5 | 60% | 60% |  |  |  | 90% | 90% | [6 empty] | 0% | 0% |  | 0.97656 | 1.0391 | 1.1016 | 0 | 0 | 0 | 0 | 0 | 0 | 0 | 0 | 2020 Qtr 1: 0.23828; 2020 Qtr 2: 0.24219; 2020 Qtr 3: 0.24609; 2020 Qtr 4: 0.25; 2021 Qtr 1: 0.25391; 2021 Qtr 2: 0.25781; 2021 Qtr 3: 0.26172; 2021 Qtr 4: 0.26562; 2022 Qtr 1: 0.26953; 2022 Qtr 2: 0.27344; 2022 Qtr 3: 0.27734; 2022 Qtr 4: 0.28125 | 3.1172 | (Itron WO017 10-12 cost study)
MCE Commercial | Instantaneous Gas water heater: EF = 0.92, RE = 0.92, Cap = 150kBTUh, VentW: 50, AuxBTUh: 350 | NG-WtrHt-SmlInst-Gas-150kBtuh-lt2G-0p92EF | 3B | COMMERCIAL | 7 = Commercial Process | TRUE | 5 | Com-Default>2yrs | Each | ROB | 400 | 140 |  |  |  | 260 | 117 | Small Commercial | kW | 0.0245 | 151 | Commercial | Small Commercial | Annual | 15 | 428.61 | 3% | 117 | 0.0245 | 151 | Small Boilers (<100 MMBtu/hr Heat Input):Controlled Low NOx Burner | 5 | 60% | 60% |  |  |  | 90% | 90% | [6 empty] | 0% | 0% |  | 0.97656 | 1.0391 | 1.1016 | 0 | 0 | 0 | 0 | 0 | 0 | 0 | 0 | 2020 Qtr 1: 0.23828; 2020 Qtr 2: 0.24219; 2020 Qtr 3: 0.24609; 2020 Qtr 4: 0.25; 2021 Qtr 1: 0.25391; 2021 Qtr 2: 0.25781; 2021 Qtr 3: 0.26172; 2021 Qtr 4: 0.26562; 2022 Qtr 1: 0.26953; 2022 Qtr 2: 0.27344; 2022 Qtr 3: 0.27734; 2022 Qtr 4: 0.28125 | 3.1172 | (Itron WO017 10-12 cost study)
MCE Commercial | Instantaneous Gas water heater: EF = 0.92, RE = 0.92, Cap = 150kBTUh, VentW: 50, AuxBTUh: 350 | NG-WtrHt-SmlInst-Gas-150kBtuh-lt2G-0p92EF | 12 | COMMERCIAL | 7 = Commercial Process | TRUE | 5 | Com-Default>2yrs | Each | ROB | 400 | 140 |  |  |  | 260 | 111 | Small Commercial | kW | 0.0222 | 143 | Commercial | Small Commercial | Annual | 15 | 428.61 | 3% | 111 | 0.0222 | 143 | Small Boilers (<100 MMBtu/hr Heat Input):Controlled Low NOx Burner | 5 | 60% | 60% |  |  |  | 90% | 90% | [6 empty] | 0% | 0% |  | 0.97656 | 1.0391 | 1.1016 | 0 | 0 | 0 | 0 | 0 | 0 | 0 | 0 | 2020 Qtr 1: 0.23828; 2020 Qtr 2: 0.24219; 2020 Qtr 3: 0.24609; 2020 Qtr 4: 0.25; 2021 Qtr 1: 0.25391; 2021 Qtr 2: 0.25781; 2021 Qtr 3: 0.26172; 2021 Qtr 4: 0.26562; 2022 Qtr 1: 0.26953; 2022 Qtr 2: 0.27344; 2022 Qtr 3: 0.27734; 2022 Qtr 4: 0.28125 | 3.1172 | (Itron WO017 10-12 cost study)
MCE Commercial | [6 empty] | 0 |  |  |  | 0 | 0 |  |  |  | 0 |  |  | #N/A | [5 empty] | 0 | 0 | 3% |  |  |  |  | 0 | [13 empty] | 0% | 0% |  | 0 | 0 | 0 | 0 | 0 | 0 | 0 | 0 | 0 | 0 | 0 | 2020 Qtr 1: 0; 2020 Qtr 2: 0; 2020 Qtr 3: 0; 2020 Qtr 4: 0; 2021 Qtr 1: 0; 2021 Qtr 2: 0; 2021 Qtr 3: 0; 2021 Qtr 4: 0; 2022 Qtr 1: 0; 2022 Qtr 2: 0; 2022 Qtr 3: 0; 2022 Qtr 4: 0 | 0 | BldgType
MCE Commercial | Air cooled package reciprocating chiller (1.008 kW/ton) | NE-HVAC-Chlr-AirPkgRecip-AllSizes-1p008kwpton | 2 | COMMERCIAL | 3 = Commercial HVAC | TRUE | 6.6667 | NonRes-sAll-mHVAC-Chiller | Cap-Tons | ROB | 805.59 | 281.9565 |  |  |  | 523.6335 | 287 | Small Commercial | kW | 0.112 |  | Commercial | Small Commercial | Summer Only | 20 | 274.01 | 3% | 252 | 0.0985 |  | Small Boilers (<100 MMBtu/hr Heat Input):Controlled Low NOx Burner | 6.6667 | 58% | NA |  |  |  | 90% | 90% | [6 empty] | 0% | 0% |  | 0.52083 | 0.55417 | 0.5875 | 0 | 0 | 0 | 0 | 0 | 0 | 0 | 0 | 2020 Qtr 1: 0.12708; 2020 Qtr 2: 0.12917; 2020 Qtr 3: 0.13125; 2020 Qtr 4: 0.13333; 2021 Qtr 1: 0.13542; 2021 Qtr 2: 0.1375; 2021 Qtr 3: 0.13958; 2021 Qtr 4: 0.14167; 2022 Qtr 1: 0.14375; 2022 Qtr 2: 0.14583; 2022 Qtr 3: 0.14792; 2022 Qtr 4: 0.15 | 1.6625 | Hsp; (borrowed screw chiller cost from Itron WO017 10-12 cost study)
MCE Commercial | Air cooled package reciprocating chiller (1.008 kW/ton) | NE-HVAC-Chlr-AirPkgRecip-AllSizes-1p008kwpton | 3A | COMMERCIAL | 3 = Commercial HVAC | TRUE | 6.6667 | NonRes-sAll-mHVAC-Chiller | Cap-Tons | ROB | 805.59 | 281.9565 |  |  |  | 523.6335 | 282 | Small Commercial | kW | 0.0893 |  | Commercial | Small Commercial | Summer Only | 20 | 274.01 | 3% | 246 | 0.078 |  | Small Boilers (<100 MMBtu/hr Heat Input):Controlled Low NOx Burner | 6.6667 | 58% | NA |  |  |  | 90% | 90% | [6 empty] | 0% | 0% |  | 0.52083 | 0.55417 | 0.5875 | 0 | 0 | 0 | 0 | 0 | 0 | 0 | 0 | 2020 Qtr 1: 0.12708; 2020 Qtr 2: 0.12917; 2020 Qtr 3: 0.13125; 2020 Qtr 4: 0.13333; 2021 Qtr 1: 0.13542; 2021 Qtr 2: 0.1375; 2021 Qtr 3: 0.13958; 2021 Qtr 4: 0.14167; 2022 Qtr 1: 0.14375; 2022 Qtr 2: 0.14583; 2022 Qtr 3: 0.14792; 2022 Qtr 4: 0.15 | 1.6625 | Hsp; (borrowed screw chiller cost from Itron WO017 10-12 cost study)
MCE Commercial | Air cooled package reciprocating chiller (1.008 kW/ton) | NE-HVAC-Chlr-AirPkgRecip-AllSizes-1p008kwpton | 3B | COMMERCIAL | 3 = Commercial HVAC | TRUE | 6.6667 | NonRes-sAll-mHVAC-Chiller | Cap-Tons | ROB | 805.59 | 281.9565 |  |  |  | 523.6335 | 282 | Small Commercial | kW | 0.0893 |  | Commercial | Small Commercial | Summer Only | 20 | 274.01 | 3% | 246 | 0.078 |  | Small Boilers (<100 MMBtu/hr Heat Input):Controlled Low NOx Burner | 6.6667 | 58% | NA |  |  |  | 90% | 90% | [6 empty] | 0% | 0% |  | 0.52083 | 0.55417 | 0.5875 | 0 | 0 | 0 | 0 | 0 | 0 | 0 | 0 | 2020 Qtr 1: 0.12708; 2020 Qtr 2: 0.12917; 2020 Qtr 3: 0.13125; 2020 Qtr 4: 0.13333; 2021 Qtr 1: 0.13542; 2021 Qtr 2: 0.1375; 2021 Qtr 3: 0.13958; 2021 Qtr 4: 0.14167; 2022 Qtr 1: 0.14375; 2022 Qtr 2: 0.14583; 2022 Qtr 3: 0.14792; 2022 Qtr 4: 0.15 | 1.6625 | Hsp; (borrowed screw chiller cost from Itron WO017 10-12 cost study)
MCE Commercial | Air cooled package reciprocating chiller (1.008 kW/ton) | NE-HVAC-Chlr-AirPkgRecip-AllSizes-1p008kwpton | 12 | COMMERCIAL | 3 = Commercial HVAC | TRUE | 6.6667 | NonRes-sAll-mHVAC-Chiller | Cap-Tons | ROB | 805.59 | 281.9565 |  |  |  | 523.6335 | 389 | Small Commercial | kW | 0.177 |  | Commercial | Small Commercial | Summer Only | 20 | 274.01 | 3% | 342 | 0.156 |  | Small Boilers (<100 MMBtu/hr Heat Input):Controlled Low NOx Burner | 6.6667 | 58% | NA |  |  |  | 90% | 90% | [6 empty] | 0% | 0% |  | 0.52083 | 0.55417 | 0.5875 | 0 | 0 | 0 | 0 | 0 | 0 | 0 | 0 | 2020 Qtr 1: 0.12708; 2020 Qtr 2: 0.12917; 2020 Qtr 3: 0.13125; 2020 Qtr 4: 0.13333; 2021 Qtr 1: 0.13542; 2021 Qtr 2: 0.1375; 2021 Qtr 3: 0.13958; 2021 Qtr 4: 0.14167; 2022 Qtr 1: 0.14375; 2022 Qtr 2: 0.14583; 2022 Qtr 3: 0.14792; 2022 Qtr 4: 0.15 | 1.6625 | Hsp; (borrowed screw chiller cost from Itron WO017 10-12 cost study)
MCE Commercial | Air cooled package reciprocating chiller (1.008 kW/ton) | NE-HVAC-Chlr-AirPkgRecip-AllSizes-1p008kwpton | 2 | COMMERCIAL | 3 = Commercial HVAC | TRUE | 6.6667 | NonRes-sAll-mHVAC-Chiller | Cap-Tons | ROB | 805.59 | 281.9565 |  |  |  | 523.6335 | 326 | Small Commercial | kW | 0.109 |  | Commercial | Small Commercial | Summer Only | 20 | 274.01 | 3% | 286 | 0.0961 |  | Small Boilers (<100 MMBtu/hr Heat Input):Controlled Low NOx Burner | 6.6667 | 58% | NA |  |  |  | 90% | 90% | [6 empty] | 0% | 0% |  | 0.52083 | 0.55417 | 0.5875 | 0 | 0 | 0 | 0 | 0 | 0 | 0 | 0 | 2020 Qtr 1: 0.12708; 2020 Qtr 2: 0.12917; 2020 Qtr 3: 0.13125; 2020 Qtr 4: 0.13333; 2021 Qtr 1: 0.13542; 2021 Qtr 2: 0.1375; 2021 Qtr 3: 0.13958; 2021 Qtr 4: 0.14167; 2022 Qtr 1: 0.14375; 2022 Qtr 2: 0.14583; 2022 Qtr 3: 0.14792; 2022 Qtr 4: 0.15 | 1.6625 | Htl; (borrowed screw chiller cost from Itron WO017 10-12 cost study)
MCE Commercial | Air cooled package reciprocating chiller (1.008 kW/ton) | NE-HVAC-Chlr-AirPkgRecip-AllSizes-1p008kwpton | 3A | COMMERCIAL | 3 = Commercial HVAC | TRUE | 6.6667 | NonRes-sAll-mHVAC-Chiller | Cap-Tons | ROB | 805.59 | 281.9565 |  |  |  | 523.6335 | 304 | Small Commercial | kW | 0.0856 |  | Commercial | Small Commercial | Summer Only | 20 | 274.01 | 3% | 266 | 0.0749 |  | Small Boilers (<100 MMBtu/hr Heat Input):Controlled Low NOx Burner | 6.6667 | 58% | NA |  |  |  | 90% | 90% | [6 empty] | 0% | 0% |  | 0.52083 | 0.55417 | 0.5875 | 0 | 0 | 0 | 0 | 0 | 0 | 0 | 0 | 2020 Qtr 1: 0.12708; 2020 Qtr 2: 0.12917; 2020 Qtr 3: 0.13125; 2020 Qtr 4: 0.13333; 2021 Qtr 1: 0.13542; 2021 Qtr 2: 0.1375; 2021 Qtr 3: 0.13958; 2021 Qtr 4: 0.14167; 2022 Qtr 1: 0.14375; 2022 Qtr 2: 0.14583; 2022 Qtr 3: 0.14792; 2022 Qtr 4: 0.15 | 1.6625 | Htl; (borrowed screw chiller cost from Itron WO017 10-12 cost study)
MCE Commercial | Air cooled package reciprocating chiller (1.008 kW/ton) | NE-HVAC-Chlr-AirPkgRecip-AllSizes-1p008kwpton | 3B | COMMERCIAL | 3 = Commercial HVAC | TRUE | 6.6667 | NonRes-sAll-mHVAC-Chiller | Cap-Tons | ROB | 805.59 | 281.9565 |  |  |  | 523.6335 | 304 | Small Commercial | kW | 0.0856 |  | Commercial | Small Commercial | Summer Only | 20 | 274.01 | 3% | 266 | 0.0749 |  | Small Boilers (<100 MMBtu/hr Heat Input):Controlled Low NOx Burner | 6.6667 | 58% | NA |  |  |  | 90% | 90% | [6 empty] | 0% | 0% |  | 0.52083 | 0.55417 | 0.5875 | 0 | 0 | 0 | 0 | 0 | 0 | 0 | 0 | 2020 Qtr 1: 0.12708; 2020 Qtr 2: 0.12917; 2020 Qtr 3: 0.13125; 2020 Qtr 4: 0.13333; 2021 Qtr 1: 0.13542; 2021 Qtr 2: 0.1375; 2021 Qtr 3: 0.13958; 2021 Qtr 4: 0.14167; 2022 Qtr 1: 0.14375; 2022 Qtr 2: 0.14583; 2022 Qtr 3: 0.14792; 2022 Qtr 4: 0.15 | 1.6625 | Htl; (borrowed screw chiller cost from Itron WO017 10-12 cost study)
MCE Commercial | Air cooled package reciprocating chiller (1.008 kW/ton) | NE-HVAC-Chlr-AirPkgRecip-AllSizes-1p008kwpton | 12 | COMMERCIAL | 3 = Commercial HVAC | TRUE | 6.6667 | NonRes-sAll-mHVAC-Chiller | Cap-Tons | ROB | 805.59 | 281.9565 |  |  |  | 523.6335 | 350 | Small Commercial | kW | 0.168 |  | Commercial | Small Commercial | Summer Only | 20 | 274.01 | 3% | 309 | 0.149 |  | Small Boilers (<100 MMBtu/hr Heat Input):Controlled Low NOx Burner | 6.6667 | 58% | NA |  |  |  | 90% | 90% | [6 empty] | 0% | 0% |  | 0.52083 | 0.55417 | 0.5875 | 0 | 0 | 0 | 0 | 0 | 0 | 0 | 0 | 2020 Qtr 1: 0.12708; 2020 Qtr 2: 0.12917; 2020 Qtr 3: 0.13125; 2020 Qtr 4: 0.13333; 2021 Qtr 1: 0.13542; 2021 Qtr 2: 0.1375; 2021 Qtr 3: 0.13958; 2021 Qtr 4: 0.14167; 2022 Qtr 1: 0.14375; 2022 Qtr 2: 0.14583; 2022 Qtr 3: 0.14792; 2022 Qtr 4: 0.15 | 1.6625 | Htl; (borrowed screw chiller cost from Itron WO017 10-12 cost study)
MCE Commercial | Air cooled package reciprocating chiller (1.008 kW/ton) | NE-HVAC-Chlr-AirPkgRecip-AllSizes-1p008kwpton | 2 | COMMERCIAL | 3 = Commercial HVAC | TRUE | 6.6667 | NonRes-sAll-mHVAC-Chiller | Cap-Tons | ROB | 805.59 | 281.9565 |  |  |  | 523.6335 | 152 | Small Commercial | kW | 0.119 |  | Commercial | Small Commercial | Summer Only | 20 | 274.01 | 3% | 133 | 0.104 |  | Small Boilers (<100 MMBtu/hr Heat Input):Controlled Low NOx Burner | 6.6667 | 58% | NA |  |  |  | 90% | 90% | [6 empty] | 0% | 0% |  | 0.52083 | 0.55417 | 0.5875 | 0 | 0 | 0 | 0 | 0 | 0 | 0 | 0 | 2020 Qtr 1: 0.12708; 2020 Qtr 2: 0.12917; 2020 Qtr 3: 0.13125; 2020 Qtr 4: 0.13333; 2021 Qtr 1: 0.13542; 2021 Qtr 2: 0.1375; 2021 Qtr 3: 0.13958; 2021 Qtr 4: 0.14167; 2022 Qtr 1: 0.14375; 2022 Qtr 2: 0.14583; 2022 Qtr 3: 0.14792; 2022 Qtr 4: 0.15 | 1.6625 | MBT; (borrowed screw chiller cost from Itron WO017 10-12 cost study)
MCE Commercial | Air cooled package reciprocating chiller (1.008 kW/ton) | NE-HVAC-Chlr-AirPkgRecip-AllSizes-1p008kwpton | 3A | COMMERCIAL | 3 = Commercial HVAC | TRUE | 6.6667 | NonRes-sAll-mHVAC-Chiller | Cap-Tons | ROB | 805.59 | 281.9565 |  |  |  | 523.6335 | 117 | Small Commercial | kW | 0.0177 |  | Commercial | Small Commercial | Summer Only | 20 | 274.01 | 3% | 102 | 0.0155 |  | Small Boilers (<100 MMBtu/hr Heat Input):Controlled Low NOx Burner | 6.6667 | 58% | NA |  |  |  | 90% | 90% | [6 empty] | 0% | 0% |  | 0.52083 | 0.55417 | 0.5875 | 0 | 0 | 0 | 0 | 0 | 0 | 0 | 0 | 2020 Qtr 1: 0.12708; 2020 Qtr 2: 0.12917; 2020 Qtr 3: 0.13125; 2020 Qtr 4: 0.13333; 2021 Qtr 1: 0.13542; 2021 Qtr 2: 0.1375; 2021 Qtr 3: 0.13958; 2021 Qtr 4: 0.14167; 2022 Qtr 1: 0.14375; 2022 Qtr 2: 0.14583; 2022 Qtr 3: 0.14792; 2022 Qtr 4: 0.15 | 1.6625 | MBT; (borrowed screw chiller cost from Itron WO017 10-12 cost study)
MCE Commercial | Air cooled package reciprocating chiller (1.008 kW/ton) | NE-HVAC-Chlr-AirPkgRecip-AllSizes-1p008kwpton | 3B | COMMERCIAL | 3 = Commercial HVAC | TRUE | 6.6667 | NonRes-sAll-mHVAC-Chiller | Cap-Tons | ROB | 805.59 | 281.9565 |  |  |  | 523.6335 | 117 | Small Commercial | kW | 0.0177 |  | Commercial | Small Commercial | Summer Only | 20 | 274.01 | 3% | 102 | 0.0155 |  | Small Boilers (<100 MMBtu/hr Heat Input):Controlled Low NOx Burner | 6.6667 | 58% | NA |  |  |  | 90% | 90% | [6 empty] | 0% | 0% |  | 0.52083 | 0.55417 | 0.5875 | 0 | 0 | 0 | 0 | 0 | 0 | 0 | 0 | 2020 Qtr 1: 0.12708; 2020 Qtr 2: 0.12917; 2020 Qtr 3: 0.13125; 2020 Qtr 4: 0.13333; 2021 Qtr 1: 0.13542; 2021 Qtr 2: 0.1375; 2021 Qtr 3: 0.13958; 2021 Qtr 4: 0.14167; 2022 Qtr 1: 0.14375; 2022 Qtr 2: 0.14583; 2022 Qtr 3: 0.14792; 2022 Qtr 4: 0.15 | 1.6625 | MBT; (borrowed screw chiller cost from Itron WO017 10-12 cost study)
MCE Commercial | Air cooled package reciprocating chiller (1.008 kW/ton) | NE-HVAC-Chlr-AirPkgRecip-AllSizes-1p008kwpton | 12 | COMMERCIAL | 3 = Commercial HVAC | TRUE | 6.6667 | NonRes-sAll-mHVAC-Chiller | Cap-Tons | ROB | 805.59 | 281.9565 |  |  |  | 523.6335 | 191 | Small Commercial | kW | 0.176 |  | Commercial | Small Commercial | Summer Only | 20 | 274.01 | 3% | 168 | 0.155 |  | Small Boilers (<100 MMBtu/hr Heat Input):Controlled Low NOx Burner | 6.6667 | 58% | NA |  |  |  | 90% | 90% | [6 empty] | 0% | 0% |  | 0.52083 | 0.55417 | 0.5875 | 0 | 0 | 0 | 0 | 0 | 0 | 0 | 0 | 2020 Qtr 1: 0.12708; 2020 Qtr 2: 0.12917; 2020 Qtr 3: 0.13125; 2020 Qtr 4: 0.13333; 2021 Qtr 1: 0.13542; 2021 Qtr 2: 0.1375; 2021 Qtr 3: 0.13958; 2021 Qtr 4: 0.14167; 2022 Qtr 1: 0.14375; 2022 Qtr 2: 0.14583; 2022 Qtr 3: 0.14792; 2022 Qtr 4: 0.15 | 1.6625 | MBT; (borrowed screw chiller cost from Itron WO017 10-12 cost study)
MCE Commercial | Air cooled package reciprocating chiller (1.008 kW/ton) | NE-HVAC-Chlr-AirPkgRecip-AllSizes-1p008kwpton | 2 | COMMERCIAL | 3 = Commercial HVAC | TRUE | 6.6667 | NonRes-sAll-mHVAC-Chiller | Cap-Tons | ROB | 805.59 | 281.9565 |  |  |  | 523.6335 | 194 | Small Commercial | kW | 0.0751 |  | Commercial | Small Commercial | Summer Only | 20 | 274.01 | 3% | 170 | 0.0659 |  | Small Boilers (<100 MMBtu/hr Heat Input):Controlled Low NOx Burner | 6.6667 | 58% | NA |  |  |  | 90% | 90% | [6 empty] | 0% | 0% |  | 0.52083 | 0.55417 | 0.5875 | 0 | 0 | 0 | 0 | 0 | 0 | 0 | 0 | 2020 Qtr 1: 0.12708; 2020 Qtr 2: 0.12917; 2020 Qtr 3: 0.13125; 2020 Qtr 4: 0.13333; 2021 Qtr 1: 0.13542; 2021 Qtr 2: 0.1375; 2021 Qtr 3: 0.13958; 2021 Qtr 4: 0.14167; 2022 Qtr 1: 0.14375; 2022 Qtr 2: 0.14583; 2022 Qtr 3: 0.14792; 2022 Qtr 4: 0.15 | 1.6625 | Nrs; (borrowed screw chiller cost from Itron WO017 10-12 cost study)
MCE Commercial | Air cooled package reciprocating chiller (1.008 kW/ton) | NE-HVAC-Chlr-AirPkgRecip-AllSizes-1p008kwpton | 3A | COMMERCIAL | 3 = Commercial HVAC | TRUE | 6.6667 | NonRes-sAll-mHVAC-Chiller | Cap-Tons | ROB | 805.59 | 281.9565 |  |  |  | 523.6335 | 181 | Small Commercial | kW | 0.0619 |  | Commercial | Small Commercial | Summer Only | 20 | 274.01 | 3% | 157 | 0.0539 |  | Small Boilers (<100 MMBtu/hr Heat Input):Controlled Low NOx Burner | 6.6667 | 58% | NA |  |  |  | 90% | 90% | [6 empty] | 0% | 0% |  | 0.52083 | 0.55417 | 0.5875 | 0 | 0 | 0 | 0 | 0 | 0 | 0 | 0 | 2020 Qtr 1: 0.12708; 2020 Qtr 2: 0.12917; 2020 Qtr 3: 0.13125; 2020 Qtr 4: 0.13333; 2021 Qtr 1: 0.13542; 2021 Qtr 2: 0.1375; 2021 Qtr 3: 0.13958; 2021 Qtr 4: 0.14167; 2022 Qtr 1: 0.14375; 2022 Qtr 2: 0.14583; 2022 Qtr 3: 0.14792; 2022 Qtr 4: 0.15 | 1.6625 | Nrs; (borrowed screw chiller cost from Itron WO017 10-12 cost study)
MCE Commercial | Air cooled package reciprocating chiller (1.008 kW/ton) | NE-HVAC-Chlr-AirPkgRecip-AllSizes-1p008kwpton | 3B | COMMERCIAL | 3 = Commercial HVAC | TRUE | 6.6667 | NonRes-sAll-mHVAC-Chiller | Cap-Tons | ROB | 805.59 | 281.9565 |  |  |  | 523.6335 | 181 | Small Commercial | kW | 0.0619 |  | Commercial | Small Commercial | Summer Only | 20 | 274.01 | 3% | 157 | 0.0539 |  | Small Boilers (<100 MMBtu/hr Heat Input):Controlled Low NOx Burner | 6.6667 | 58% | NA |  |  |  | 90% | 90% | [6 empty] | 0% | 0% |  | 0.52083 | 0.55417 | 0.5875 | 0 | 0 | 0 | 0 | 0 | 0 | 0 | 0 | 2020 Qtr 1: 0.12708; 2020 Qtr 2: 0.12917; 2020 Qtr 3: 0.13125; 2020 Qtr 4: 0.13333; 2021 Qtr 1: 0.13542; 2021 Qtr 2: 0.1375; 2021 Qtr 3: 0.13958; 2021 Qtr 4: 0.14167; 2022 Qtr 1: 0.14375; 2022 Qtr 2: 0.14583; 2022 Qtr 3: 0.14792; 2022 Qtr 4: 0.15 | 1.6625 | Nrs; (borrowed screw chiller cost from Itron WO017 10-12 cost study)
MCE Commercial | Air cooled package reciprocating chiller (1.008 kW/ton) | NE-HVAC-Chlr-AirPkgRecip-AllSizes-1p008kwpton | 12 | COMMERCIAL | 3 = Commercial HVAC | TRUE | 6.6667 | NonRes-sAll-mHVAC-Chiller | Cap-Tons | ROB | 805.59 | 281.9565 |  |  |  | 523.6335 | 239 | Small Commercial | kW | 0.146 |  | Commercial | Small Commercial | Summer Only | 20 | 274.01 | 3% | 210 | 0.129 |  | Small Boilers (<100 MMBtu/hr Heat Input):Controlled Low NOx Burner | 6.6667 | 58% | NA |  |  |  | 90% | 90% | [6 empty] | 0% | 0% |  | 0.52083 | 0.55417 | 0.5875 | 0 | 0 | 0 | 0 | 0 | 0 | 0 | 0 | 2020 Qtr 1: 0.12708; 2020 Qtr 2: 0.12917; 2020 Qtr 3: 0.13125; 2020 Qtr 4: 0.13333; 2021 Qtr 1: 0.13542; 2021 Qtr 2: 0.1375; 2021 Qtr 3: 0.13958; 2021 Qtr 4: 0.14167; 2022 Qtr 1: 0.14375; 2022 Qtr 2: 0.14583; 2022 Qtr 3: 0.14792; 2022 Qtr 4: 0.15 | 1.6625 | Nrs; (borrowed screw chiller cost from Itron WO017 10-12 cost study)
MCE Commercial | Air cooled package reciprocating chiller (1.008 kW/ton) | NE-HVAC-Chlr-AirPkgRecip-AllSizes-1p008kwpton | 2 | COMMERCIAL | 3 = Commercial HVAC | TRUE | 6.6667 | NonRes-sAll-mHVAC-Chiller | Cap-Tons | ROB | 805.59 | 281.9565 |  |  |  | 523.6335 | 173 | Small Commercial | kW | 0.109 |  | Commercial | Small Commercial | Summer Only | 20 | 274.01 | 3% | 152 | 0.0963 |  | Small Boilers (<100 MMBtu/hr Heat Input):Controlled Low NOx Burner | 6.6667 | 58% | NA |  |  |  | 90% | 90% | [6 empty] | 0% | 0% |  | 0.52083 | 0.55417 | 0.5875 | 0 | 0 | 0 | 0 | 0 | 0 | 0 | 0 | 2020 Qtr 1: 0.12708; 2020 Qtr 2: 0.12917; 2020 Qtr 3: 0.13125; 2020 Qtr 4: 0.13333; 2021 Qtr 1: 0.13542; 2021 Qtr 2: 0.1375; 2021 Qtr 3: 0.13958; 2021 Qtr 4: 0.14167; 2022 Qtr 1: 0.14375; 2022 Qtr 2: 0.14583; 2022 Qtr 3: 0.14792; 2022 Qtr 4: 0.15 | 1.6625 | OfL; (borrowed screw chiller cost from Itron WO017 10-12 cost study)
MCE Commercial | Air cooled package reciprocating chiller (1.008 kW/ton) | NE-HVAC-Chlr-AirPkgRecip-AllSizes-1p008kwpton | 3A | COMMERCIAL | 3 = Commercial HVAC | TRUE | 6.6667 | NonRes-sAll-mHVAC-Chiller | Cap-Tons | ROB | 805.59 | 281.9565 |  |  |  | 523.6335 | 135 | Small Commercial | kW | 0.0557 |  | Commercial | Small Commercial | Summer Only | 20 | 274.01 | 3% | 118 | 0.0487 |  | Small Boilers (<100 MMBtu/hr Heat Input):Controlled Low NOx Burner | 6.6667 | 58% | NA |  |  |  | 90% | 90% | [6 empty] | 0% | 0% |  | 0.52083 | 0.55417 | 0.5875 | 0 | 0 | 0 | 0 | 0 | 0 | 0 | 0 | 2020 Qtr 1: 0.12708; 2020 Qtr 2: 0.12917; 2020 Qtr 3: 0.13125; 2020 Qtr 4: 0.13333; 2021 Qtr 1: 0.13542; 2021 Qtr 2: 0.1375; 2021 Qtr 3: 0.13958; 2021 Qtr 4: 0.14167; 2022 Qtr 1: 0.14375; 2022 Qtr 2: 0.14583; 2022 Qtr 3: 0.14792; 2022 Qtr 4: 0.15 | 1.6625 | OfL; (borrowed screw chiller cost from Itron WO017 10-12 cost study)
MCE Commercial | Air cooled package reciprocating chiller (1.008 kW/ton) | NE-HVAC-Chlr-AirPkgRecip-AllSizes-1p008kwpton | 3B | COMMERCIAL | 3 = Commercial HVAC | TRUE | 6.6667 | NonRes-sAll-mHVAC-Chiller | Cap-Tons | ROB | 805.59 | 281.9565 |  |  |  | 523.6335 | 135 | Small Commercial | kW | 0.0557 |  | Commercial | Small Commercial | Summer Only | 20 | 274.01 | 3% | 118 | 0.0487 |  | Small Boilers (<100 MMBtu/hr Heat Input):Controlled Low NOx Burner | 6.6667 | 58% | NA |  |  |  | 90% | 90% | [6 empty] | 0% | 0% |  | 0.52083 | 0.55417 | 0.5875 | 0 | 0 | 0 | 0 | 0 | 0 | 0 | 0 | 2020 Qtr 1: 0.12708; 2020 Qtr 2: 0.12917; 2020 Qtr 3: 0.13125; 2020 Qtr 4: 0.13333; 2021 Qtr 1: 0.13542; 2021 Qtr 2: 0.1375; 2021 Qtr 3: 0.13958; 2021 Qtr 4: 0.14167; 2022 Qtr 1: 0.14375; 2022 Qtr 2: 0.14583; 2022 Qtr 3: 0.14792; 2022 Qtr 4: 0.15 | 1.6625 | OfL; (borrowed screw chiller cost from Itron WO017 10-12 cost study)
MCE Commercial | Air cooled package reciprocating chiller (1.008 kW/ton) | NE-HVAC-Chlr-AirPkgRecip-AllSizes-1p008kwpton | 12 | COMMERCIAL | 3 = Commercial HVAC | TRUE | 6.6667 | NonRes-sAll-mHVAC-Chiller | Cap-Tons | ROB | 805.59 | 281.9565 |  |  |  | 523.6335 | 214 | Small Commercial | kW | 0.176 |  | Commercial | Small Commercial | Summer Only | 20 | 274.01 | 3% | 190 | 0.157 |  | Small Boilers (<100 MMBtu/hr Heat Input):Controlled Low NOx Burner | 6.6667 | 58% | NA |  |  |  | 90% | 90% | [6 empty] | 0% | 0% |  | 0.52083 | 0.55417 | 0.5875 | 0 | 0 | 0 | 0 | 0 | 0 | 0 | 0 | 2020 Qtr 1: 0.12708; 2020 Qtr 2: 0.12917; 2020 Qtr 3: 0.13125; 2020 Qtr 4: 0.13333; 2021 Qtr 1: 0.13542; 2021 Qtr 2: 0.1375; 2021 Qtr 3: 0.13958; 2021 Qtr 4: 0.14167; 2022 Qtr 1: 0.14375; 2022 Qtr 2: 0.14583; 2022 Qtr 3: 0.14792; 2022 Qtr 4: 0.15 | 1.6625 | OfL; (borrowed screw chiller cost from Itron WO017 10-12 cost study)
MCE Commercial | Air cooled package reciprocating chiller (1.008 kW/ton) | NE-HVAC-Chlr-AirPkgRecip-AllSizes-1p008kwpton | 2 | COMMERCIAL | 3 = Commercial HVAC | TRUE | 6.6667 | NonRes-sAll-mHVAC-Chiller | Cap-Tons | ROB | 805.59 | 281.9565 |  |  |  | 523.6335 | 154 | Small Commercial | kW | 0.117 |  | Commercial | Small Commercial | Summer Only | 20 | 274.01 | 3% | 135 | 0.103 |  | Small Boilers (<100 MMBtu/hr Heat Input):Controlled Low NOx Burner | 6.6667 | 58% | NA |  |  |  | 90% | 90% | [6 empty] | 0% | 0% |  | 0.52083 | 0.55417 | 0.5875 | 0 | 0 | 0 | 0 | 0 | 0 | 0 | 0 | 2020 Qtr 1: 0.12708; 2020 Qtr 2: 0.12917; 2020 Qtr 3: 0.13125; 2020 Qtr 4: 0.13333; 2021 Qtr 1: 0.13542; 2021 Qtr 2: 0.1375; 2021 Qtr 3: 0.13958; 2021 Qtr 4: 0.14167; 2022 Qtr 1: 0.14375; 2022 Qtr 2: 0.14583; 2022 Qtr 3: 0.14792; 2022 Qtr 4: 0.15 | 1.6625 | OfS; (borrowed screw chiller cost from Itron WO017 10-12 cost study)
MCE Commercial | Air cooled package reciprocating chiller (1.008 kW/ton) | NE-HVAC-Chlr-AirPkgRecip-AllSizes-1p008kwpton | 3A | COMMERCIAL | 3 = Commercial HVAC | TRUE | 6.6667 | NonRes-sAll-mHVAC-Chiller | Cap-Tons | ROB | 805.59 | 281.9565 |  |  |  | 523.6335 | 115 | Small Commercial | kW | 0.0343 |  | Commercial | Small Commercial | Summer Only | 20 | 274.01 | 3% | 101 | 0.0299 |  | Small Boilers (<100 MMBtu/hr Heat Input):Controlled Low NOx Burner | 6.6667 | 58% | NA |  |  |  | 90% | 90% | [6 empty] | 0% | 0% |  | 0.52083 | 0.55417 | 0.5875 | 0 | 0 | 0 | 0 | 0 | 0 | 0 | 0 | 2020 Qtr 1: 0.12708; 2020 Qtr 2: 0.12917; 2020 Qtr 3: 0.13125; 2020 Qtr 4: 0.13333; 2021 Qtr 1: 0.13542; 2021 Qtr 2: 0.1375; 2021 Qtr 3: 0.13958; 2021 Qtr 4: 0.14167; 2022 Qtr 1: 0.14375; 2022 Qtr 2: 0.14583; 2022 Qtr 3: 0.14792; 2022 Qtr 4: 0.15 | 1.6625 | OfS; (borrowed screw chiller cost from Itron WO017 10-12 cost study)
MCE Commercial | Air cooled package reciprocating chiller (1.008 kW/ton) | NE-HVAC-Chlr-AirPkgRecip-AllSizes-1p008kwpton | 3B | COMMERCIAL | 3 = Commercial HVAC | TRUE | 6.6667 | NonRes-sAll-mHVAC-Chiller | Cap-Tons | ROB | 805.59 | 281.9565 |  |  |  | 523.6335 | 115 | Small Commercial | kW | 0.0343 |  | Commercial | Small Commercial | Summer Only | 20 | 274.01 | 3% | 101 | 0.0299 |  | Small Boilers (<100 MMBtu/hr Heat Input):Controlled Low NOx Burner | 6.6667 | 58% | NA |  |  |  | 90% | 90% | [6 empty] | 0% | 0% |  | 0.52083 | 0.55417 | 0.5875 | 0 | 0 | 0 | 0 | 0 | 0 | 0 | 0 | 2020 Qtr 1: 0.12708; 2020 Qtr 2: 0.12917; 2020 Qtr 3: 0.13125; 2020 Qtr 4: 0.13333; 2021 Qtr 1: 0.13542; 2021 Qtr 2: 0.1375; 2021 Qtr 3: 0.13958; 2021 Qtr 4: 0.14167; 2022 Qtr 1: 0.14375; 2022 Qtr 2: 0.14583; 2022 Qtr 3: 0.14792; 2022 Qtr 4: 0.15 | 1.6625 | OfS; (borrowed screw chiller cost from Itron WO017 10-12 cost study)
MCE Commercial | Air cooled package reciprocating chiller (1.008 kW/ton) | NE-HVAC-Chlr-AirPkgRecip-AllSizes-1p008kwpton | 12 | COMMERCIAL | 3 = Commercial HVAC | TRUE | 6.6667 | NonRes-sAll-mHVAC-Chiller | Cap-Tons | ROB | 805.59 | 281.9565 |  |  |  | 523.6335 | 190 | Small Commercial | kW | 0.176 |  | Commercial | Small Commercial | Summer Only | 20 | 274.01 | 3% | 167 | 0.155 |  | Small Boilers (<100 MMBtu/hr Heat Input):Controlled Low NOx Burner | 6.6667 | 58% | NA |  |  |  | 90% | 90% | [6 empty] | 0% | 0% |  | 0.52083 | 0.55417 | 0.5875 | 0 | 0 | 0 | 0 | 0 | 0 | 0 | 0 | 2020 Qtr 1: 0.12708; 2020 Qtr 2: 0.12917; 2020 Qtr 3: 0.13125; 2020 Qtr 4: 0.13333; 2021 Qtr 1: 0.13542; 2021 Qtr 2: 0.1375; 2021 Qtr 3: 0.13958; 2021 Qtr 4: 0.14167; 2022 Qtr 1: 0.14375; 2022 Qtr 2: 0.14583; 2022 Qtr 3: 0.14792; 2022 Qtr 4: 0.15 | 1.6625 | OfS; (borrowed screw chiller cost from Itron WO017 10-12 cost study)
MCE Commercial | Air cooled package reciprocating chiller (1.008 kW/ton) | NE-HVAC-Chlr-AirPkgRecip-AllSizes-1p008kwpton | 2 | COMMERCIAL | 3 = Commercial HVAC | TRUE | 6.6667 | NonRes-sAll-mHVAC-Chiller | Cap-Tons | ROB | 805.59 | 281.9565 |  |  |  | 523.6335 | 183 | Small Commercial | kW | 0.0807 |  | Commercial | Small Commercial | Summer Only | 20 | 274.01 | 3% | 160 | 0.0706 |  | Small Boilers (<100 MMBtu/hr Heat Input):Controlled Low NOx Burner | 6.6667 | 58% | NA |  |  |  | 90% | 90% | [6 empty] | 0% | 0% |  | 0.52083 | 0.55417 | 0.5875 | 0 | 0 | 0 | 0 | 0 | 0 | 0 | 0 | 2020 Qtr 1: 0.12708; 2020 Qtr 2: 0.12917; 2020 Qtr 3: 0.13125; 2020 Qtr 4: 0.13333; 2021 Qtr 1: 0.13542; 2021 Qtr 2: 0.1375; 2021 Qtr 3: 0.13958; 2021 Qtr 4: 0.14167; 2022 Qtr 1: 0.14375; 2022 Qtr 2: 0.14583; 2022 Qtr 3: 0.14792; 2022 Qtr 4: 0.15 | 1.6625 | Rt3; (borrowed screw chiller cost from Itron WO017 10-12 cost study)
MCE Commercial | Air cooled package reciprocating chiller (1.008 kW/ton) | NE-HVAC-Chlr-AirPkgRecip-AllSizes-1p008kwpton | 3A | COMMERCIAL | 3 = Commercial HVAC | TRUE | 6.6667 | NonRes-sAll-mHVAC-Chiller | Cap-Tons | ROB | 805.59 | 281.9565 |  |  |  | 523.6335 | 154 | Small Commercial | kW | 0.0702 |  | Commercial | Small Commercial | Summer Only | 20 | 274.01 | 3% | 135 | 0.0613 |  | Small Boilers (<100 MMBtu/hr Heat Input):Controlled Low NOx Burner | 6.6667 | 58% | NA |  |  |  | 90% | 90% | [6 empty] | 0% | 0% |  | 0.52083 | 0.55417 | 0.5875 | 0 | 0 | 0 | 0 | 0 | 0 | 0 | 0 | 2020 Qtr 1: 0.12708; 2020 Qtr 2: 0.12917; 2020 Qtr 3: 0.13125; 2020 Qtr 4: 0.13333; 2021 Qtr 1: 0.13542; 2021 Qtr 2: 0.1375; 2021 Qtr 3: 0.13958; 2021 Qtr 4: 0.14167; 2022 Qtr 1: 0.14375; 2022 Qtr 2: 0.14583; 2022 Qtr 3: 0.14792; 2022 Qtr 4: 0.15 | 1.6625 | Rt3; (borrowed screw chiller cost from Itron WO017 10-12 cost study)
MCE Commercial | Air cooled package reciprocating chiller (1.008 kW/ton) | NE-HVAC-Chlr-AirPkgRecip-AllSizes-1p008kwpton | 3B | COMMERCIAL | 3 = Commercial HVAC | TRUE | 6.6667 | NonRes-sAll-mHVAC-Chiller | Cap-Tons | ROB | 805.59 | 281.9565 |  |  |  | 523.6335 | 154 | Small Commercial | kW | 0.0702 |  | Commercial | Small Commercial | Summer Only | 20 | 274.01 | 3% | 135 | 0.0613 |  | Small Boilers (<100 MMBtu/hr Heat Input):Controlled Low NOx Burner | 6.6667 | 58% | NA |  |  |  | 90% | 90% | [6 empty] | 0% | 0% |  | 0.52083 | 0.55417 | 0.5875 | 0 | 0 | 0 | 0 | 0 | 0 | 0 | 0 | 2020 Qtr 1: 0.12708; 2020 Qtr 2: 0.12917; 2020 Qtr 3: 0.13125; 2020 Qtr 4: 0.13333; 2021 Qtr 1: 0.13542; 2021 Qtr 2: 0.1375; 2021 Qtr 3: 0.13958; 2021 Qtr 4: 0.14167; 2022 Qtr 1: 0.14375; 2022 Qtr 2: 0.14583; 2022 Qtr 3: 0.14792; 2022 Qtr 4: 0.15 | 1.6625 | Rt3; (borrowed screw chiller cost from Itron WO017 10-12 cost study)
MCE Commercial | Air cooled package reciprocating chiller (1.008 kW/ton) | NE-HVAC-Chlr-AirPkgRecip-AllSizes-1p008kwpton | 12 | COMMERCIAL | 3 = Commercial HVAC | TRUE | 6.6667 | NonRes-sAll-mHVAC-Chiller | Cap-Tons | ROB | 805.59 | 281.9565 |  |  |  | 523.6335 | 226 | Small Commercial | kW | 0.144 |  | Commercial | Small Commercial | Summer Only | 20 | 274.01 | 3% | 199 | 0.127 |  | Small Boilers (<100 MMBtu/hr Heat Input):Controlled Low NOx Burner | 6.6667 | 58% | NA |  |  |  | 90% | 90% | [6 empty] | 0% | 0% |  | 0.52083 | 0.55417 | 0.5875 | 0 | 0 | 0 | 0 | 0 | 0 | 0 | 0 | 2020 Qtr 1: 0.12708; 2020 Qtr 2: 0.12917; 2020 Qtr 3: 0.13125; 2020 Qtr 4: 0.13333; 2021 Qtr 1: 0.13542; 2021 Qtr 2: 0.1375; 2021 Qtr 3: 0.13958; 2021 Qtr 4: 0.14167; 2022 Qtr 1: 0.14375; 2022 Qtr 2: 0.14583; 2022 Qtr 3: 0.14792; 2022 Qtr 4: 0.15 | 1.6625 | Rt3; (borrowed screw chiller cost from Itron WO017 10-12 cost study)
MCE Commercial | Air cooled screw chiller (1.008 kW/ton) | NE-HVAC-Chlr-AirScrew-AllSizes-1p008kwpton | 2 | COMMERCIAL | 3 = Commercial HVAC | TRUE | 6.6667 | NonRes-sAll-mHVAC-Chiller | Cap-Tons | ROB | 805.59 | 281.9565 |  |  |  | 523.6335 | 319 | Small Commercial | kW | 0.121 |  | Commercial | Small Commercial | Summer Only | 20 | 274.01 | 3% | 280 | 0.107 |  | Small Boilers (<100 MMBtu/hr Heat Input):Controlled Low NOx Burner | 6.6667 | 58% | NA |  |  |  | 90% | 90% | [6 empty] | 0% | 0% |  | 0.52083 | 0.55417 | 0.5875 | 0 | 0 | 0 | 0 | 0 | 0 | 0 | 0 | 2020 Qtr 1: 0.12708; 2020 Qtr 2: 0.12917; 2020 Qtr 3: 0.13125; 2020 Qtr 4: 0.13333; 2021 Qtr 1: 0.13542; 2021 Qtr 2: 0.1375; 2021 Qtr 3: 0.13958; 2021 Qtr 4: 0.14167; 2022 Qtr 1: 0.14375; 2022 Qtr 2: 0.14583; 2022 Qtr 3: 0.14792; 2022 Qtr 4: 0.15 | 1.6625 | Hsp; (assumed 130 ton, per Itron WO017 10-12 cost study)
MCE Commercial | Air cooled screw chiller (1.008 kW/ton) | NE-HVAC-Chlr-AirScrew-AllSizes-1p008kwpton | 3A | COMMERCIAL | 3 = Commercial HVAC | TRUE | 6.6667 | NonRes-sAll-mHVAC-Chiller | Cap-Tons | ROB | 805.59 | 281.9565 |  |  |  | 523.6335 | 316 | Small Commercial | kW | 0.0952 |  | Commercial | Small Commercial | Summer Only | 20 | 274.01 | 3% | 275 | 0.0832 |  | Small Boilers (<100 MMBtu/hr Heat Input):Controlled Low NOx Burner | 6.6667 | 58% | NA |  |  |  | 90% | 90% | [6 empty] | 0% | 0% |  | 0.52083 | 0.55417 | 0.5875 | 0 | 0 | 0 | 0 | 0 | 0 | 0 | 0 | 2020 Qtr 1: 0.12708; 2020 Qtr 2: 0.12917; 2020 Qtr 3: 0.13125; 2020 Qtr 4: 0.13333; 2021 Qtr 1: 0.13542; 2021 Qtr 2: 0.1375; 2021 Qtr 3: 0.13958; 2021 Qtr 4: 0.14167; 2022 Qtr 1: 0.14375; 2022 Qtr 2: 0.14583; 2022 Qtr 3: 0.14792; 2022 Qtr 4: 0.15 | 1.6625 | Hsp; (assumed 130 ton, per Itron WO017 10-12 cost study)
MCE Commercial | Air cooled screw chiller (1.008 kW/ton) | NE-HVAC-Chlr-AirScrew-AllSizes-1p008kwpton | 3B | COMMERCIAL | 3 = Commercial HVAC | TRUE | 6.6667 | NonRes-sAll-mHVAC-Chiller | Cap-Tons | ROB | 805.59 | 281.9565 |  |  |  | 523.6335 | 316 | Small Commercial | kW | 0.0952 |  | Commercial | Small Commercial | Summer Only | 20 | 274.01 | 3% | 275 | 0.0832 |  | Small Boilers (<100 MMBtu/hr Heat Input):Controlled Low NOx Burner | 6.6667 | 58% | NA |  |  |  | 90% | 90% | [6 empty] | 0% | 0% |  | 0.52083 | 0.55417 | 0.5875 | 0 | 0 | 0 | 0 | 0 | 0 | 0 | 0 | 2020 Qtr 1: 0.12708; 2020 Qtr 2: 0.12917; 2020 Qtr 3: 0.13125; 2020 Qtr 4: 0.13333; 2021 Qtr 1: 0.13542; 2021 Qtr 2: 0.1375; 2021 Qtr 3: 0.13958; 2021 Qtr 4: 0.14167; 2022 Qtr 1: 0.14375; 2022 Qtr 2: 0.14583; 2022 Qtr 3: 0.14792; 2022 Qtr 4: 0.15 | 1.6625 | Hsp; (assumed 130 ton, per Itron WO017 10-12 cost study)
MCE Commercial | Air cooled screw chiller (1.008 kW/ton) | NE-HVAC-Chlr-AirScrew-AllSizes-1p008kwpton | 12 | COMMERCIAL | 3 = Commercial HVAC | TRUE | 6.6667 | NonRes-sAll-mHVAC-Chiller | Cap-Tons | ROB | 805.59 | 281.9565 |  |  |  | 523.6335 | 427 | Small Commercial | kW | 0.186 |  | Commercial | Small Commercial | Summer Only | 20 | 274.01 | 3% | 376 | 0.164 |  | Small Boilers (<100 MMBtu/hr Heat Input):Controlled Low NOx Burner | 6.6667 | 58% | NA |  |  |  | 90% | 90% | [6 empty] | 0% | 0% |  | 0.52083 | 0.55417 | 0.5875 | 0 | 0 | 0 | 0 | 0 | 0 | 0 | 0 | 2020 Qtr 1: 0.12708; 2020 Qtr 2: 0.12917; 2020 Qtr 3: 0.13125; 2020 Qtr 4: 0.13333; 2021 Qtr 1: 0.13542; 2021 Qtr 2: 0.1375; 2021 Qtr 3: 0.13958; 2021 Qtr 4: 0.14167; 2022 Qtr 1: 0.14375; 2022 Qtr 2: 0.14583; 2022 Qtr 3: 0.14792; 2022 Qtr 4: 0.15 | 1.6625 | Hsp; (assumed 130 ton, per Itron WO017 10-12 cost study)
MCE Commercial | Air cooled screw chiller (1.008 kW/ton) | NE-HVAC-Chlr-AirScrew-AllSizes-1p008kwpton | 2 | COMMERCIAL | 3 = Commercial HVAC | TRUE | 6.6667 | NonRes-sAll-mHVAC-Chiller | Cap-Tons | ROB | 805.59 | 281.9565 |  |  |  | 523.6335 | 371 | Small Commercial | kW | 0.116 |  | Commercial | Small Commercial | Summer Only | 20 | 274.01 | 3% | 326 | 0.102 |  | Small Boilers (<100 MMBtu/hr Heat Input):Controlled Low NOx Burner | 6.6667 | 58% | NA |  |  |  | 90% | 90% | [6 empty] | 0% | 0% |  | 0.52083 | 0.55417 | 0.5875 | 0 | 0 | 0 | 0 | 0 | 0 | 0 | 0 | 2020 Qtr 1: 0.12708; 2020 Qtr 2: 0.12917; 2020 Qtr 3: 0.13125; 2020 Qtr 4: 0.13333; 2021 Qtr 1: 0.13542; 2021 Qtr 2: 0.1375; 2021 Qtr 3: 0.13958; 2021 Qtr 4: 0.14167; 2022 Qtr 1: 0.14375; 2022 Qtr 2: 0.14583; 2022 Qtr 3: 0.14792; 2022 Qtr 4: 0.15 | 1.6625 | Htl; (assumed 130 ton, per Itron WO017 10-12 cost study)
MCE Commercial | Air cooled screw chiller (1.008 kW/ton) | NE-HVAC-Chlr-AirScrew-AllSizes-1p008kwpton | 3A | COMMERCIAL | 3 = Commercial HVAC | TRUE | 6.6667 | NonRes-sAll-mHVAC-Chiller | Cap-Tons | ROB | 805.59 | 281.9565 |  |  |  | 523.6335 | 350 | Small Commercial | kW | 0.0942 |  | Commercial | Small Commercial | Summer Only | 20 | 274.01 | 3% | 306 | 0.0824 |  | Small Boilers (<100 MMBtu/hr Heat Input):Controlled Low NOx Burner | 6.6667 | 58% | NA |  |  |  | 90% | 90% | [6 empty] | 0% | 0% |  | 0.52083 | 0.55417 | 0.5875 | 0 | 0 | 0 | 0 | 0 | 0 | 0 | 0 | 2020 Qtr 1: 0.12708; 2020 Qtr 2: 0.12917; 2020 Qtr 3: 0.13125; 2020 Qtr 4: 0.13333; 2021 Qtr 1: 0.13542; 2021 Qtr 2: 0.1375; 2021 Qtr 3: 0.13958; 2021 Qtr 4: 0.14167; 2022 Qtr 1: 0.14375; 2022 Qtr 2: 0.14583; 2022 Qtr 3: 0.14792; 2022 Qtr 4: 0.15 | 1.6625 | Htl; (assumed 130 ton, per Itron WO017 10-12 cost study)
MCE Commercial | Air cooled screw chiller (1.008 kW/ton) | NE-HVAC-Chlr-AirScrew-AllSizes-1p008kwpton | 3B | COMMERCIAL | 3 = Commercial HVAC | TRUE | 6.6667 | NonRes-sAll-mHVAC-Chiller | Cap-Tons | ROB | 805.59 | 281.9565 |  |  |  | 523.6335 | 350 | Small Commercial | kW | 0.0942 |  | Commercial | Small Commercial | Summer Only | 20 | 274.01 | 3% | 306 | 0.0824 |  | Small Boilers (<100 MMBtu/hr Heat Input):Controlled Low NOx Burner | 6.6667 | 58% | NA |  |  |  | 90% | 90% | [6 empty] | 0% | 0% |  | 0.52083 | 0.55417 | 0.5875 | 0 | 0 | 0 | 0 | 0 | 0 | 0 | 0 | 2020 Qtr 1: 0.12708; 2020 Qtr 2: 0.12917; 2020 Qtr 3: 0.13125; 2020 Qtr 4: 0.13333; 2021 Qtr 1: 0.13542; 2021 Qtr 2: 0.1375; 2021 Qtr 3: 0.13958; 2021 Qtr 4: 0.14167; 2022 Qtr 1: 0.14375; 2022 Qtr 2: 0.14583; 2022 Qtr 3: 0.14792; 2022 Qtr 4: 0.15 | 1.6625 | Htl; (assumed 130 ton, per Itron WO017 10-12 cost study)
MCE Commercial | Air cooled screw chiller (1.008 kW/ton) | NE-HVAC-Chlr-AirScrew-AllSizes-1p008kwpton | 12 | COMMERCIAL | 3 = Commercial HVAC | TRUE | 6.6667 | NonRes-sAll-mHVAC-Chiller | Cap-Tons | ROB | 805.59 | 281.9565 |  |  |  | 523.6335 | 397 | Small Commercial | kW | 0.189 |  | Commercial | Small Commercial | Summer Only | 20 | 274.01 | 3% | 351 | 0.167 |  | Small Boilers (<100 MMBtu/hr Heat Input):Controlled Low NOx Burner | 6.6667 | 58% | NA |  |  |  | 90% | 90% | [6 empty] | 0% | 0% |  | 0.52083 | 0.55417 | 0.5875 | 0 | 0 | 0 | 0 | 0 | 0 | 0 | 0 | 2020 Qtr 1: 0.12708; 2020 Qtr 2: 0.12917; 2020 Qtr 3: 0.13125; 2020 Qtr 4: 0.13333; 2021 Qtr 1: 0.13542; 2021 Qtr 2: 0.1375; 2021 Qtr 3: 0.13958; 2021 Qtr 4: 0.14167; 2022 Qtr 1: 0.14375; 2022 Qtr 2: 0.14583; 2022 Qtr 3: 0.14792; 2022 Qtr 4: 0.15 | 1.6625 | Htl; (assumed 130 ton, per Itron WO017 10-12 cost study)
MCE Commercial | Air cooled screw chiller (1.008 kW/ton) | NE-HVAC-Chlr-AirScrew-AllSizes-1p008kwpton | 2 | COMMERCIAL | 3 = Commercial HVAC | TRUE | 6.6667 | NonRes-sAll-mHVAC-Chiller | Cap-Tons | ROB | 805.59 | 281.9565 |  |  |  | 523.6335 | 169 | Small Commercial | kW | 0.128 |  | Commercial | Small Commercial | Summer Only | 20 | 274.01 | 3% | 148 | 0.112 |  | Small Boilers (<100 MMBtu/hr Heat Input):Controlled Low NOx Burner | 6.6667 | 58% | NA |  |  |  | 90% | 90% | [6 empty] | 0% | 0% |  | 0.52083 | 0.55417 | 0.5875 | 0 | 0 | 0 | 0 | 0 | 0 | 0 | 0 | 2020 Qtr 1: 0.12708; 2020 Qtr 2: 0.12917; 2020 Qtr 3: 0.13125; 2020 Qtr 4: 0.13333; 2021 Qtr 1: 0.13542; 2021 Qtr 2: 0.1375; 2021 Qtr 3: 0.13958; 2021 Qtr 4: 0.14167; 2022 Qtr 1: 0.14375; 2022 Qtr 2: 0.14583; 2022 Qtr 3: 0.14792; 2022 Qtr 4: 0.15 | 1.6625 | MBT; (assumed 130 ton, per Itron WO017 10-12 cost study)
MCE Commercial | Air cooled screw chiller (1.008 kW/ton) | NE-HVAC-Chlr-AirScrew-AllSizes-1p008kwpton | 3A | COMMERCIAL | 3 = Commercial HVAC | TRUE | 6.6667 | NonRes-sAll-mHVAC-Chiller | Cap-Tons | ROB | 805.59 | 281.9565 |  |  |  | 523.6335 | 132 | Small Commercial | kW | 0.0206 |  | Commercial | Small Commercial | Summer Only | 20 | 274.01 | 3% | 115 | 0.018 |  | Small Boilers (<100 MMBtu/hr Heat Input):Controlled Low NOx Burner | 6.6667 | 58% | NA |  |  |  | 90% | 90% | [6 empty] | 0% | 0% |  | 0.52083 | 0.55417 | 0.5875 | 0 | 0 | 0 | 0 | 0 | 0 | 0 | 0 | 2020 Qtr 1: 0.12708; 2020 Qtr 2: 0.12917; 2020 Qtr 3: 0.13125; 2020 Qtr 4: 0.13333; 2021 Qtr 1: 0.13542; 2021 Qtr 2: 0.1375; 2021 Qtr 3: 0.13958; 2021 Qtr 4: 0.14167; 2022 Qtr 1: 0.14375; 2022 Qtr 2: 0.14583; 2022 Qtr 3: 0.14792; 2022 Qtr 4: 0.15 | 1.6625 | MBT; (assumed 130 ton, per Itron WO017 10-12 cost study)
MCE Commercial | Air cooled screw chiller (1.008 kW/ton) | NE-HVAC-Chlr-AirScrew-AllSizes-1p008kwpton | 3B | COMMERCIAL | 3 = Commercial HVAC | TRUE | 6.6667 | NonRes-sAll-mHVAC-Chiller | Cap-Tons | ROB | 805.59 | 281.9565 |  |  |  | 523.6335 | 132 | Small Commercial | kW | 0.0206 |  | Commercial | Small Commercial | Summer Only | 20 | 274.01 | 3% | 115 | 0.018 |  | Small Boilers (<100 MMBtu/hr Heat Input):Controlled Low NOx Burner | 6.6667 | 58% | NA |  |  |  | 90% | 90% | [6 empty] | 0% | 0% |  | 0.52083 | 0.55417 | 0.5875 | 0 | 0 | 0 | 0 | 0 | 0 | 0 | 0 | 2020 Qtr 1: 0.12708; 2020 Qtr 2: 0.12917; 2020 Qtr 3: 0.13125; 2020 Qtr 4: 0.13333; 2021 Qtr 1: 0.13542; 2021 Qtr 2: 0.1375; 2021 Qtr 3: 0.13958; 2021 Qtr 4: 0.14167; 2022 Qtr 1: 0.14375; 2022 Qtr 2: 0.14583; 2022 Qtr 3: 0.14792; 2022 Qtr 4: 0.15 | 1.6625 | MBT; (assumed 130 ton, per Itron WO017 10-12 cost study)
MCE Commercial | Air cooled screw chiller (1.008 kW/ton) | NE-HVAC-Chlr-AirScrew-AllSizes-1p008kwpton | 12 | COMMERCIAL | 3 = Commercial HVAC | TRUE | 6.6667 | NonRes-sAll-mHVAC-Chiller | Cap-Tons | ROB | 805.59 | 281.9565 |  |  |  | 523.6335 | 211 | Small Commercial | kW | 0.197 |  | Commercial | Small Commercial | Summer Only | 20 | 274.01 | 3% | 186 | 0.173 |  | Small Boilers (<100 MMBtu/hr Heat Input):Controlled Low NOx Burner | 6.6667 | 58% | NA |  |  |  | 90% | 90% | [6 empty] | 0% | 0% |  | 0.52083 | 0.55417 | 0.5875 | 0 | 0 | 0 | 0 | 0 | 0 | 0 | 0 | 2020 Qtr 1: 0.12708; 2020 Qtr 2: 0.12917; 2020 Qtr 3: 0.13125; 2020 Qtr 4: 0.13333; 2021 Qtr 1: 0.13542; 2021 Qtr 2: 0.1375; 2021 Qtr 3: 0.13958; 2021 Qtr 4: 0.14167; 2022 Qtr 1: 0.14375; 2022 Qtr 2: 0.14583; 2022 Qtr 3: 0.14792; 2022 Qtr 4: 0.15 | 1.6625 | MBT; (assumed 130 ton, per Itron WO017 10-12 cost study)
MCE Commercial | Air cooled screw chiller (1.008 kW/ton) | NE-HVAC-Chlr-AirScrew-AllSizes-1p008kwpton | 2 | COMMERCIAL | 3 = Commercial HVAC | TRUE | 6.6667 | NonRes-sAll-mHVAC-Chiller | Cap-Tons | ROB | 805.59 | 281.9565 |  |  |  | 523.6335 | 221 | Small Commercial | kW | 0.0826 |  | Commercial | Small Commercial | Summer Only | 20 | 274.01 | 3% | 194 | 0.0725 |  | Small Boilers (<100 MMBtu/hr Heat Input):Controlled Low NOx Burner | 6.6667 | 58% | NA |  |  |  | 90% | 90% | [6 empty] | 0% | 0% |  | 0.52083 | 0.55417 | 0.5875 | 0 | 0 | 0 | 0 | 0 | 0 | 0 | 0 | 2020 Qtr 1: 0.12708; 2020 Qtr 2: 0.12917; 2020 Qtr 3: 0.13125; 2020 Qtr 4: 0.13333; 2021 Qtr 1: 0.13542; 2021 Qtr 2: 0.1375; 2021 Qtr 3: 0.13958; 2021 Qtr 4: 0.14167; 2022 Qtr 1: 0.14375; 2022 Qtr 2: 0.14583; 2022 Qtr 3: 0.14792; 2022 Qtr 4: 0.15 | 1.6625 | Nrs; (assumed 130 ton, per Itron WO017 10-12 cost study)
MCE Commercial | Air cooled screw chiller (1.008 kW/ton) | NE-HVAC-Chlr-AirScrew-AllSizes-1p008kwpton | 3A | COMMERCIAL | 3 = Commercial HVAC | TRUE | 6.6667 | NonRes-sAll-mHVAC-Chiller | Cap-Tons | ROB | 805.59 | 281.9565 |  |  |  | 523.6335 | 210 | Small Commercial | kW | 0.0689 |  | Commercial | Small Commercial | Summer Only | 20 | 274.01 | 3% | 183 | 0.0601 |  | Small Boilers (<100 MMBtu/hr Heat Input):Controlled Low NOx Burner | 6.6667 | 58% | NA |  |  |  | 90% | 90% | [6 empty] | 0% | 0% |  | 0.52083 | 0.55417 | 0.5875 | 0 | 0 | 0 | 0 | 0 | 0 | 0 | 0 | 2020 Qtr 1: 0.12708; 2020 Qtr 2: 0.12917; 2020 Qtr 3: 0.13125; 2020 Qtr 4: 0.13333; 2021 Qtr 1: 0.13542; 2021 Qtr 2: 0.1375; 2021 Qtr 3: 0.13958; 2021 Qtr 4: 0.14167; 2022 Qtr 1: 0.14375; 2022 Qtr 2: 0.14583; 2022 Qtr 3: 0.14792; 2022 Qtr 4: 0.15 | 1.6625 | Nrs; (assumed 130 ton, per Itron WO017 10-12 cost study)
MCE Commercial | Air cooled screw chiller (1.008 kW/ton) | NE-HVAC-Chlr-AirScrew-AllSizes-1p008kwpton | 3B | COMMERCIAL | 3 = Commercial HVAC | TRUE | 6.6667 | NonRes-sAll-mHVAC-Chiller | Cap-Tons | ROB | 805.59 | 281.9565 |  |  |  | 523.6335 | 210 | Small Commercial | kW | 0.0689 |  | Commercial | Small Commercial | Summer Only | 20 | 274.01 | 3% | 183 | 0.0601 |  | Small Boilers (<100 MMBtu/hr Heat Input):Controlled Low NOx Burner | 6.6667 | 58% | NA |  |  |  | 90% | 90% | [6 empty] | 0% | 0% |  | 0.52083 | 0.55417 | 0.5875 | 0 | 0 | 0 | 0 | 0 | 0 | 0 | 0 | 2020 Qtr 1: 0.12708; 2020 Qtr 2: 0.12917; 2020 Qtr 3: 0.13125; 2020 Qtr 4: 0.13333; 2021 Qtr 1: 0.13542; 2021 Qtr 2: 0.1375; 2021 Qtr 3: 0.13958; 2021 Qtr 4: 0.14167; 2022 Qtr 1: 0.14375; 2022 Qtr 2: 0.14583; 2022 Qtr 3: 0.14792; 2022 Qtr 4: 0.15 | 1.6625 | Nrs; (assumed 130 ton, per Itron WO017 10-12 cost study)
MCE Commercial | Air cooled screw chiller (1.008 kW/ton) | NE-HVAC-Chlr-AirScrew-AllSizes-1p008kwpton | 12 | COMMERCIAL | 3 = Commercial HVAC | TRUE | 6.6667 | NonRes-sAll-mHVAC-Chiller | Cap-Tons | ROB | 805.59 | 281.9565 |  |  |  | 523.6335 | 272 | Small Commercial | kW | 0.164 |  | Commercial | Small Commercial | Summer Only | 20 | 274.01 | 3% | 239 | 0.144 |  | Small Boilers (<100 MMBtu/hr Heat Input):Controlled Low NOx Burner | 6.6667 | 58% | NA |  |  |  | 90% | 90% | [6 empty] | 0% | 0% |  | 0.52083 | 0.55417 | 0.5875 | 0 | 0 | 0 | 0 | 0 | 0 | 0 | 0 | 2020 Qtr 1: 0.12708; 2020 Qtr 2: 0.12917; 2020 Qtr 3: 0.13125; 2020 Qtr 4: 0.13333; 2021 Qtr 1: 0.13542; 2021 Qtr 2: 0.1375; 2021 Qtr 3: 0.13958; 2021 Qtr 4: 0.14167; 2022 Qtr 1: 0.14375; 2022 Qtr 2: 0.14583; 2022 Qtr 3: 0.14792; 2022 Qtr 4: 0.15 | 1.6625 | Nrs; (assumed 130 ton, per Itron WO017 10-12 cost study)
MCE Commercial | Air cooled screw chiller (1.008 kW/ton) | NE-HVAC-Chlr-AirScrew-AllSizes-1p008kwpton | 2 | COMMERCIAL | 3 = Commercial HVAC | TRUE | 6.6667 | NonRes-sAll-mHVAC-Chiller | Cap-Tons | ROB | 805.59 | 281.9565 |  |  |  | 523.6335 | 193 | Small Commercial | kW | 0.116 |  | Commercial | Small Commercial | Summer Only | 20 | 274.01 | 3% | 169 | 0.102 |  | Small Boilers (<100 MMBtu/hr Heat Input):Controlled Low NOx Burner | 6.6667 | 58% | NA |  |  |  | 90% | 90% | [6 empty] | 0% | 0% |  | 0.52083 | 0.55417 | 0.5875 | 0 | 0 | 0 | 0 | 0 | 0 | 0 | 0 | 2020 Qtr 1: 0.12708; 2020 Qtr 2: 0.12917; 2020 Qtr 3: 0.13125; 2020 Qtr 4: 0.13333; 2021 Qtr 1: 0.13542; 2021 Qtr 2: 0.1375; 2021 Qtr 3: 0.13958; 2021 Qtr 4: 0.14167; 2022 Qtr 1: 0.14375; 2022 Qtr 2: 0.14583; 2022 Qtr 3: 0.14792; 2022 Qtr 4: 0.15 | 1.6625 | OfL; (assumed 130 ton, per Itron WO017 10-12 cost study)
MCE Commercial | Air cooled screw chiller (1.008 kW/ton) | NE-HVAC-Chlr-AirScrew-AllSizes-1p008kwpton | 3A | COMMERCIAL | 3 = Commercial HVAC | TRUE | 6.6667 | NonRes-sAll-mHVAC-Chiller | Cap-Tons | ROB | 805.59 | 281.9565 |  |  |  | 523.6335 | 152 | Small Commercial | kW | 0.0617 |  | Commercial | Small Commercial | Summer Only | 20 | 274.01 | 3% | 133 | 0.054 |  | Small Boilers (<100 MMBtu/hr Heat Input):Controlled Low NOx Burner | 6.6667 | 58% | NA |  |  |  | 90% | 90% | [6 empty] | 0% | 0% |  | 0.52083 | 0.55417 | 0.5875 | 0 | 0 | 0 | 0 | 0 | 0 | 0 | 0 | 2020 Qtr 1: 0.12708; 2020 Qtr 2: 0.12917; 2020 Qtr 3: 0.13125; 2020 Qtr 4: 0.13333; 2021 Qtr 1: 0.13542; 2021 Qtr 2: 0.1375; 2021 Qtr 3: 0.13958; 2021 Qtr 4: 0.14167; 2022 Qtr 1: 0.14375; 2022 Qtr 2: 0.14583; 2022 Qtr 3: 0.14792; 2022 Qtr 4: 0.15 | 1.6625 | OfL; (assumed 130 ton, per Itron WO017 10-12 cost study)
MCE Commercial | Air cooled screw chiller (1.008 kW/ton) | NE-HVAC-Chlr-AirScrew-AllSizes-1p008kwpton | 3B | COMMERCIAL | 3 = Commercial HVAC | TRUE | 6.6667 | NonRes-sAll-mHVAC-Chiller | Cap-Tons | ROB | 805.59 | 281.9565 |  |  |  | 523.6335 | 152 | Small Commercial | kW | 0.0617 |  | Commercial | Small Commercial | Summer Only | 20 | 274.01 | 3% | 133 | 0.054 |  | Small Boilers (<100 MMBtu/hr Heat Input):Controlled Low NOx Burner | 6.6667 | 58% | NA |  |  |  | 90% | 90% | [6 empty] | 0% | 0% |  | 0.52083 | 0.55417 | 0.5875 | 0 | 0 | 0 | 0 | 0 | 0 | 0 | 0 | 2020 Qtr 1: 0.12708; 2020 Qtr 2: 0.12917; 2020 Qtr 3: 0.13125; 2020 Qtr 4: 0.13333; 2021 Qtr 1: 0.13542; 2021 Qtr 2: 0.1375; 2021 Qtr 3: 0.13958; 2021 Qtr 4: 0.14167; 2022 Qtr 1: 0.14375; 2022 Qtr 2: 0.14583; 2022 Qtr 3: 0.14792; 2022 Qtr 4: 0.15 | 1.6625 | OfL; (assumed 130 ton, per Itron WO017 10-12 cost study)
MCE Commercial | Air cooled screw chiller (1.008 kW/ton) | NE-HVAC-Chlr-AirScrew-AllSizes-1p008kwpton | 12 | COMMERCIAL | 3 = Commercial HVAC | TRUE | 6.6667 | NonRes-sAll-mHVAC-Chiller | Cap-Tons | ROB | 805.59 | 281.9565 |  |  |  | 523.6335 | 238 | Small Commercial | kW | 0.197 |  | Commercial | Small Commercial | Summer Only | 20 | 274.01 | 3% | 211 | 0.175 |  | Small Boilers (<100 MMBtu/hr Heat Input):Controlled Low NOx Burner | 6.6667 | 58% | NA |  |  |  | 90% | 90% | [6 empty] | 0% | 0% |  | 0.52083 | 0.55417 | 0.5875 | 0 | 0 | 0 | 0 | 0 | 0 | 0 | 0 | 2020 Qtr 1: 0.12708; 2020 Qtr 2: 0.12917; 2020 Qtr 3: 0.13125; 2020 Qtr 4: 0.13333; 2021 Qtr 1: 0.13542; 2021 Qtr 2: 0.1375; 2021 Qtr 3: 0.13958; 2021 Qtr 4: 0.14167; 2022 Qtr 1: 0.14375; 2022 Qtr 2: 0.14583; 2022 Qtr 3: 0.14792; 2022 Qtr 4: 0.15 | 1.6625 | OfL; (assumed 130 ton, per Itron WO017 10-12 cost study)
MCE Commercial | Air cooled screw chiller (1.008 kW/ton) | NE-HVAC-Chlr-AirScrew-AllSizes-1p008kwpton | 2 | COMMERCIAL | 3 = Commercial HVAC | TRUE | 6.6667 | NonRes-sAll-mHVAC-Chiller | Cap-Tons | ROB | 805.59 | 281.9565 |  |  |  | 523.6335 | 171 | Small Commercial | kW | 0.126 |  | Commercial | Small Commercial | Summer Only | 20 | 274.01 | 3% | 150 | 0.111 |  | Small Boilers (<100 MMBtu/hr Heat Input):Controlled Low NOx Burner | 6.6667 | 58% | NA |  |  |  | 90% | 90% | [6 empty] | 0% | 0% |  | 0.52083 | 0.55417 | 0.5875 | 0 | 0 | 0 | 0 | 0 | 0 | 0 | 0 | 2020 Qtr 1: 0.12708; 2020 Qtr 2: 0.12917; 2020 Qtr 3: 0.13125; 2020 Qtr 4: 0.13333; 2021 Qtr 1: 0.13542; 2021 Qtr 2: 0.1375; 2021 Qtr 3: 0.13958; 2021 Qtr 4: 0.14167; 2022 Qtr 1: 0.14375; 2022 Qtr 2: 0.14583; 2022 Qtr 3: 0.14792; 2022 Qtr 4: 0.15 | 1.6625 | OfS; (assumed 130 ton, per Itron WO017 10-12 cost study)
MCE Commercial | Air cooled screw chiller (1.008 kW/ton) | NE-HVAC-Chlr-AirScrew-AllSizes-1p008kwpton | 3A | COMMERCIAL | 3 = Commercial HVAC | TRUE | 6.6667 | NonRes-sAll-mHVAC-Chiller | Cap-Tons | ROB | 805.59 | 281.9565 |  |  |  | 523.6335 | 129 | Small Commercial | kW | 0.0397 |  | Commercial | Small Commercial | Summer Only | 20 | 274.01 | 3% | 113 | 0.0346 |  | Small Boilers (<100 MMBtu/hr Heat Input):Controlled Low NOx Burner | 6.6667 | 58% | NA |  |  |  | 90% | 90% | [6 empty] | 0% | 0% |  | 0.52083 | 0.55417 | 0.5875 | 0 | 0 | 0 | 0 | 0 | 0 | 0 | 0 | 2020 Qtr 1: 0.12708; 2020 Qtr 2: 0.12917; 2020 Qtr 3: 0.13125; 2020 Qtr 4: 0.13333; 2021 Qtr 1: 0.13542; 2021 Qtr 2: 0.1375; 2021 Qtr 3: 0.13958; 2021 Qtr 4: 0.14167; 2022 Qtr 1: 0.14375; 2022 Qtr 2: 0.14583; 2022 Qtr 3: 0.14792; 2022 Qtr 4: 0.15 | 1.6625 | OfS; (assumed 130 ton, per Itron WO017 10-12 cost study)
MCE Commercial | Air cooled screw chiller (1.008 kW/ton) | NE-HVAC-Chlr-AirScrew-AllSizes-1p008kwpton | 3B | COMMERCIAL | 3 = Commercial HVAC | TRUE | 6.6667 | NonRes-sAll-mHVAC-Chiller | Cap-Tons | ROB | 805.59 | 281.9565 |  |  |  | 523.6335 | 129 | Small Commercial | kW | 0.0397 |  | Commercial | Small Commercial | Summer Only | 20 | 274.01 | 3% | 113 | 0.0346 |  | Small Boilers (<100 MMBtu/hr Heat Input):Controlled Low NOx Burner | 6.6667 | 58% | NA |  |  |  | 90% | 90% | [6 empty] | 0% | 0% |  | 0.52083 | 0.55417 | 0.5875 | 0 | 0 | 0 | 0 | 0 | 0 | 0 | 0 | 2020 Qtr 1: 0.12708; 2020 Qtr 2: 0.12917; 2020 Qtr 3: 0.13125; 2020 Qtr 4: 0.13333; 2021 Qtr 1: 0.13542; 2021 Qtr 2: 0.1375; 2021 Qtr 3: 0.13958; 2021 Qtr 4: 0.14167; 2022 Qtr 1: 0.14375; 2022 Qtr 2: 0.14583; 2022 Qtr 3: 0.14792; 2022 Qtr 4: 0.15 | 1.6625 | OfS; (assumed 130 ton, per Itron WO017 10-12 cost study)
MCE Commercial | Air cooled screw chiller (1.008 kW/ton) | NE-HVAC-Chlr-AirScrew-AllSizes-1p008kwpton | 12 | COMMERCIAL | 3 = Commercial HVAC | TRUE | 6.6667 | NonRes-sAll-mHVAC-Chiller | Cap-Tons | ROB | 805.59 | 281.9565 |  |  |  | 523.6335 | 211 | Small Commercial | kW | 0.196 |  | Commercial | Small Commercial | Summer Only | 20 | 274.01 | 3% | 185 | 0.173 |  | Small Boilers (<100 MMBtu/hr Heat Input):Controlled Low NOx Burner | 6.6667 | 58% | NA |  |  |  | 90% | 90% | [6 empty] | 0% | 0% |  | 0.52083 | 0.55417 | 0.5875 | 0 | 0 | 0 | 0 | 0 | 0 | 0 | 0 | 2020 Qtr 1: 0.12708; 2020 Qtr 2: 0.12917; 2020 Qtr 3: 0.13125; 2020 Qtr 4: 0.13333; 2021 Qtr 1: 0.13542; 2021 Qtr 2: 0.1375; 2021 Qtr 3: 0.13958; 2021 Qtr 4: 0.14167; 2022 Qtr 1: 0.14375; 2022 Qtr 2: 0.14583; 2022 Qtr 3: 0.14792; 2022 Qtr 4: 0.15 | 1.6625 | OfS; (assumed 130 ton, per Itron WO017 10-12 cost study)
MCE Commercial | Air cooled screw chiller (1.008 kW/ton) | NE-HVAC-Chlr-AirScrew-AllSizes-1p008kwpton | 2 | COMMERCIAL | 3 = Commercial HVAC | TRUE | 6.6667 | NonRes-sAll-mHVAC-Chiller | Cap-Tons | ROB | 805.59 | 281.9565 |  |  |  | 523.6335 | 204 | Small Commercial | kW | 0.0877 |  | Commercial | Small Commercial | Summer Only | 20 | 274.01 | 3% | 179 | 0.0768 |  | Small Boilers (<100 MMBtu/hr Heat Input):Controlled Low NOx Burner | 6.6667 | 58% | NA |  |  |  | 90% | 90% | [6 empty] | 0% | 0% |  | 0.52083 | 0.55417 | 0.5875 | 0 | 0 | 0 | 0 | 0 | 0 | 0 | 0 | 2020 Qtr 1: 0.12708; 2020 Qtr 2: 0.12917; 2020 Qtr 3: 0.13125; 2020 Qtr 4: 0.13333; 2021 Qtr 1: 0.13542; 2021 Qtr 2: 0.1375; 2021 Qtr 3: 0.13958; 2021 Qtr 4: 0.14167; 2022 Qtr 1: 0.14375; 2022 Qtr 2: 0.14583; 2022 Qtr 3: 0.14792; 2022 Qtr 4: 0.15 | 1.6625 | Rt3; (assumed 130 ton, per Itron WO017 10-12 cost study)
MCE Commercial | Air cooled screw chiller (1.008 kW/ton) | NE-HVAC-Chlr-AirScrew-AllSizes-1p008kwpton | 3A | COMMERCIAL | 3 = Commercial HVAC | TRUE | 6.6667 | NonRes-sAll-mHVAC-Chiller | Cap-Tons | ROB | 805.59 | 281.9565 |  |  |  | 523.6335 | 176 | Small Commercial | kW | 0.0787 |  | Commercial | Small Commercial | Summer Only | 20 | 274.01 | 3% | 153 | 0.0687 |  | Small Boilers (<100 MMBtu/hr Heat Input):Controlled Low NOx Burner | 6.6667 | 58% | NA |  |  |  | 90% | 90% | [6 empty] | 0% | 0% |  | 0.52083 | 0.55417 | 0.5875 | 0 | 0 | 0 | 0 | 0 | 0 | 0 | 0 | 2020 Qtr 1: 0.12708; 2020 Qtr 2: 0.12917; 2020 Qtr 3: 0.13125; 2020 Qtr 4: 0.13333; 2021 Qtr 1: 0.13542; 2021 Qtr 2: 0.1375; 2021 Qtr 3: 0.13958; 2021 Qtr 4: 0.14167; 2022 Qtr 1: 0.14375; 2022 Qtr 2: 0.14583; 2022 Qtr 3: 0.14792; 2022 Qtr 4: 0.15 | 1.6625 | Rt3; (assumed 130 ton, per Itron WO017 10-12 cost study)
MCE Commercial | Air cooled screw chiller (1.008 kW/ton) | NE-HVAC-Chlr-AirScrew-AllSizes-1p008kwpton | 3B | COMMERCIAL | 3 = Commercial HVAC | TRUE | 6.6667 | NonRes-sAll-mHVAC-Chiller | Cap-Tons | ROB | 805.59 | 281.9565 |  |  |  | 523.6335 | 176 | Small Commercial | kW | 0.0787 |  | Commercial | Small Commercial | Summer Only | 20 | 274.01 | 3% | 153 | 0.0687 |  | Small Boilers (<100 MMBtu/hr Heat Input):Controlled Low NOx Burner | 6.6667 | 58% | NA |  |  |  | 90% | 90% | [6 empty] | 0% | 0% |  | 0.52083 | 0.55417 | 0.5875 | 0 | 0 | 0 | 0 | 0 | 0 | 0 | 0 | 2020 Qtr 1: 0.12708; 2020 Qtr 2: 0.12917; 2020 Qtr 3: 0.13125; 2020 Qtr 4: 0.13333; 2021 Qtr 1: 0.13542; 2021 Qtr 2: 0.1375; 2021 Qtr 3: 0.13958; 2021 Qtr 4: 0.14167; 2022 Qtr 1: 0.14375; 2022 Qtr 2: 0.14583; 2022 Qtr 3: 0.14792; 2022 Qtr 4: 0.15 | 1.6625 | Rt3; (assumed 130 ton, per Itron WO017 10-12 cost study)
MCE Commercial | Air cooled screw chiller (1.008 kW/ton) | NE-HVAC-Chlr-AirScrew-AllSizes-1p008kwpton | 12 | COMMERCIAL | 3 = Commercial HVAC | TRUE | 6.6667 | NonRes-sAll-mHVAC-Chiller | Cap-Tons | ROB | 805.59 | 281.9565 |  |  |  | 523.6335 | 250 | Small Commercial | kW | 0.161 |  | Commercial | Small Commercial | Summer Only | 20 | 274.01 | 3% | 221 | 0.142 |  | Small Boilers (<100 MMBtu/hr Heat Input):Controlled Low NOx Burner | 6.6667 | 58% | NA |  |  |  | 90% | 90% | [6 empty] | 0% | 0% |  | 0.52083 | 0.55417 | 0.5875 | 0 | 0 | 0 | 0 | 0 | 0 | 0 | 0 | 2020 Qtr 1: 0.12708; 2020 Qtr 2: 0.12917; 2020 Qtr 3: 0.13125; 2020 Qtr 4: 0.13333; 2021 Qtr 1: 0.13542; 2021 Qtr 2: 0.1375; 2021 Qtr 3: 0.13958; 2021 Qtr 4: 0.14167; 2022 Qtr 1: 0.14375; 2022 Qtr 2: 0.14583; 2022 Qtr 3: 0.14792; 2022 Qtr 4: 0.15 | 1.6625 | Rt3; (assumed 130 ton, per Itron WO017 10-12 cost study)
MCE Commercial | [6 empty] | 0 |  |  |  |  | 0 |  |  |  | 0 |  |  | #N/A | [5 empty] | 0 | 0 | 3% |  |  |  |  | 0 | [13 empty] | 0% | 0% |  | 0 | 0 | 0 | 0 | 0 | 0 | 0 | 0 | 0 | 0 | 0 | 2020 Qtr 1: 0; 2020 Qtr 2: 0; 2020 Qtr 3: 0; 2020 Qtr 4: 0; 2021 Qtr 1: 0; 2021 Qtr 2: 0; 2021 Qtr 3: 0; 2021 Qtr 4: 0; 2022 Qtr 1: 0; 2022 Qtr 2: 0; 2022 Qtr 3: 0; 2022 Qtr 4: 0 | 0
MCE Commercial | Hsp--Efficient HVAC Motors - Supply Fans, NumUnit: 282hp | D03-086 | 2 | COMMERCIAL | 3 = Commercial HVAC | TRUE | 4.6667 | NonRes-sAll-mHVAC-RCA | Rated-HP | ROB | 55 | 19.25 |  |  |  | 35.75 | 104 | Small Commercial | kW | 0.0165 | -0.212 | Commercial | Small Commercial | Winter Only | 14 | 55 | 3% | 104 | 0.0165 | -0.212 | Small Boilers (<100 MMBtu/hr Heat Input):Controlled Low NOx Burner | 4.6667 | 73% | NA |  |  |  | 90% | 90% | [6 empty] | 0% | 0% |  | 22.9687 | 24.4387 | 25.9087 | 0 | 0 | 0 | 0 | 0 | 0 | 0 | 0 | 2020 Qtr 1: 5.6044; 2020 Qtr 2: 5.6962; 2020 Qtr 3: 5.7881; 2020 Qtr 4: 5.88; 2021 Qtr 1: 5.9719; 2021 Qtr 2: 6.0637; 2021 Qtr 3: 6.1556; 2021 Qtr 4: 6.2475; 2022 Qtr 1: 6.3394; 2022 Qtr 2: 6.4312; 2022 Qtr 3: 6.5231; 2022 Qtr 4: 6.615 | 73.3162 | assumed price based on (Itron WO017 10-12 cost study), ranging from $55-110/hp, and HP of DEER NumUnit
MCE Commercial | Hsp--Efficient HVAC Motors - Supply Fans, NumUnit: 282hp | D03-086 | 3A | COMMERCIAL | 3 = Commercial HVAC | TRUE | 4.6667 | NonRes-sAll-mHVAC-RCA | Rated-HP | ROB | 55 | 19.25 |  |  |  | 35.75 | 106 | Small Commercial | kW | 0.0171 | -0.179 | Commercial | Small Commercial | Winter Only | 14 | 55 | 3% | 106 | 0.0171 | -0.179 | Small Boilers (<100 MMBtu/hr Heat Input):Controlled Low NOx Burner | 4.6667 | 73% | NA |  |  |  | 90% | 90% | [6 empty] | 0% | 0% |  | 22.9687 | 24.4387 | 25.9087 | 0 | 0 | 0 | 0 | 0 | 0 | 0 | 0 | 2020 Qtr 1: 5.6044; 2020 Qtr 2: 5.6962; 2020 Qtr 3: 5.7881; 2020 Qtr 4: 5.88; 2021 Qtr 1: 5.9719; 2021 Qtr 2: 6.0637; 2021 Qtr 3: 6.1556; 2021 Qtr 4: 6.2475; 2022 Qtr 1: 6.3394; 2022 Qtr 2: 6.4312; 2022 Qtr 3: 6.5231; 2022 Qtr 4: 6.615 | 73.3162 | assumed price based on (Itron WO017 10-12 cost study), ranging from $55-110/hp, and HP of DEER NumUnit
MCE Commercial | Hsp--Efficient HVAC Motors - Supply Fans, NumUnit: 282hp | D03-086 | 3B | COMMERCIAL | 3 = Commercial HVAC | TRUE | 4.6667 | NonRes-sAll-mHVAC-RCA | Rated-HP | ROB | 55 | 19.25 |  |  |  | 35.75 | 106 | Small Commercial | kW | 0.0171 | -0.179 | Commercial | Small Commercial | Winter Only | 14 | 55 | 3% | 106 | 0.0171 | -0.179 | Small Boilers (<100 MMBtu/hr Heat Input):Controlled Low NOx Burner | 4.6667 | 73% | NA |  |  |  | 90% | 90% | [6 empty] | 0% | 0% |  | 22.9687 | 24.4387 | 25.9087 | 0 | 0 | 0 | 0 | 0 | 0 | 0 | 0 | 2020 Qtr 1: 5.6044; 2020 Qtr 2: 5.6962; 2020 Qtr 3: 5.7881; 2020 Qtr 4: 5.88; 2021 Qtr 1: 5.9719; 2021 Qtr 2: 6.0637; 2021 Qtr 3: 6.1556; 2021 Qtr 4: 6.2475; 2022 Qtr 1: 6.3394; 2022 Qtr 2: 6.4312; 2022 Qtr 3: 6.5231; 2022 Qtr 4: 6.615 | 73.3162 | assumed price based on (Itron WO017 10-12 cost study), ranging from $55-110/hp, and HP of DEER NumUnit
MCE Commercial | Hsp--Efficient HVAC Motors - Supply Fans, NumUnit: 283hp | D03-086 | 12 | COMMERCIAL | 3 = Commercial HVAC | TRUE | 4.6667 | NonRes-sAll-mHVAC-RCA | Rated-HP | ROB | 55 | 19.25 |  |  |  | 35.75 | 102 | Small Commercial | kW | 0.0165 | -0.277 | Commercial | Small Commercial | Winter Only | 14 | 55 | 3% | 102 | 0.0165 | -0.277 | Small Boilers (<100 MMBtu/hr Heat Input):Controlled Low NOx Burner | 4.6667 | 73% | NA |  |  |  | 90% | 90% | [6 empty] | 0% | 0% |  | 22.9687 | 24.4387 | 25.9087 | 0 | 0 | 0 | 0 | 0 | 0 | 0 | 0 | 2020 Qtr 1: 5.6044; 2020 Qtr 2: 5.6962; 2020 Qtr 3: 5.7881; 2020 Qtr 4: 5.88; 2021 Qtr 1: 5.9719; 2021 Qtr 2: 6.0637; 2021 Qtr 3: 6.1556; 2021 Qtr 4: 6.2475; 2022 Qtr 1: 6.3394; 2022 Qtr 2: 6.4312; 2022 Qtr 3: 6.5231; 2022 Qtr 4: 6.615 | 73.3162 | assumed price based on (Itron WO017 10-12 cost study), ranging from $55-110/hp, and HP of DEER NumUnit
MCE Commercial | Htl--Efficient HVAC Motors - Supply Fans, NumUnit: 27.5hp | D03-086 | 2 | COMMERCIAL | 3 = Commercial HVAC | TRUE | 4.6667 | NonRes-sAll-mHVAC-RCA | Rated-HP | ROB | 85 | 29.75 |  |  |  | 55.25 | 564 | Small Commercial | kW | 0.0736 | -2.27 | Commercial | Small Commercial | Winter Only | 14 | 85 | 3% | 564 | 0.0736 | -2.27 | Small Boilers (<100 MMBtu/hr Heat Input):Controlled Low NOx Burner | 4.6667 | 73% | NA |  |  |  | 90% | 90% | [6 empty] | 0% | 0% |  | 31.25 | 33.25 | 35.25 | 0 | 0 | 0 | 0 | 0 | 0 | 0 | 0 | 2020 Qtr 1: 7.625; 2020 Qtr 2: 7.75; 2020 Qtr 3: 7.875; 2020 Qtr 4: 8; 2021 Qtr 1: 8.125; 2021 Qtr 2: 8.25; 2021 Qtr 3: 8.375; 2021 Qtr 4: 8.5; 2022 Qtr 1: 8.625; 2022 Qtr 2: 8.75; 2022 Qtr 3: 8.875; 2022 Qtr 4: 9 | 99.75 | assumed price based on (Itron WO017 10-12 cost study), ranging from $55-110/hp, and HP of DEER NumUnit
MCE Commercial | Htl--Efficient HVAC Motors - Supply Fans, NumUnit: 27.2hp | D03-086 | 3A | COMMERCIAL | 3 = Commercial HVAC | TRUE | 4.6667 | NonRes-sAll-mHVAC-RCA | Rated-HP | ROB | 85 | 29.75 |  |  |  | 55.25 | 524 | Small Commercial | kW | 0.0661 | -2.6 | Commercial | Small Commercial | Winter Only | 14 | 85 | 3% | 524 | 0.0661 | -2.6 | Small Boilers (<100 MMBtu/hr Heat Input):Controlled Low NOx Burner | 4.6667 | 73% | NA |  |  |  | 90% | 90% | [6 empty] | 0% | 0% |  | 31.25 | 33.25 | 35.25 | 0 | 0 | 0 | 0 | 0 | 0 | 0 | 0 | 2020 Qtr 1: 7.625; 2020 Qtr 2: 7.75; 2020 Qtr 3: 7.875; 2020 Qtr 4: 8; 2021 Qtr 1: 8.125; 2021 Qtr 2: 8.25; 2021 Qtr 3: 8.375; 2021 Qtr 4: 8.5; 2022 Qtr 1: 8.625; 2022 Qtr 2: 8.75; 2022 Qtr 3: 8.875; 2022 Qtr 4: 9 | 99.75 | assumed price based on (Itron WO017 10-12 cost study), ranging from $55-110/hp, and HP of DEER NumUnit
MCE Commercial | Htl--Efficient HVAC Motors - Supply Fans, NumUnit: 27.2hp | D03-086 | 3B | COMMERCIAL | 3 = Commercial HVAC | TRUE | 4.6667 | NonRes-sAll-mHVAC-RCA | Rated-HP | ROB | 85 | 29.75 |  |  |  | 55.25 | 524 | Small Commercial | kW | 0.0661 | -2.6 | Commercial | Small Commercial | Winter Only | 14 | 85 | 3% | 524 | 0.0661 | -2.6 | Small Boilers (<100 MMBtu/hr Heat Input):Controlled Low NOx Burner | 4.6667 | 73% | NA |  |  |  | 90% | 90% | [6 empty] | 0% | 0% |  | 31.25 | 33.25 | 35.25 | 0 | 0 | 0 | 0 | 0 | 0 | 0 | 0 | 2020 Qtr 1: 7.625; 2020 Qtr 2: 7.75; 2020 Qtr 3: 7.875; 2020 Qtr 4: 8; 2021 Qtr 1: 8.125; 2021 Qtr 2: 8.25; 2021 Qtr 3: 8.375; 2021 Qtr 4: 8.5; 2022 Qtr 1: 8.625; 2022 Qtr 2: 8.75; 2022 Qtr 3: 8.875; 2022 Qtr 4: 9 | 99.75 | assumed price based on (Itron WO017 10-12 cost study), ranging from $55-110/hp, and HP of DEER NumUnit
MCE Commercial | Htl--Efficient HVAC Motors - Supply Fans, NumUnit: 27.8hp | D03-086 | 12 | COMMERCIAL | 3 = Commercial HVAC | TRUE | 4.6667 | NonRes-sAll-mHVAC-RCA | Rated-HP | ROB | 85 | 29.75 |  |  |  | 55.25 | 530 | Small Commercial | kW | 0.103 | -1.59 | Commercial | Small Commercial | Winter Only | 14 | 85 | 3% | 530 | 0.103 | -1.59 | Small Boilers (<100 MMBtu/hr Heat Input):Controlled Low NOx Burner | 4.6667 | 73% | NA |  |  |  | 90% | 90% | [6 empty] | 0% | 0% |  | 31.25 | 33.25 | 35.25 | 0 | 0 | 0 | 0 | 0 | 0 | 0 | 0 | 2020 Qtr 1: 7.625; 2020 Qtr 2: 7.75; 2020 Qtr 3: 7.875; 2020 Qtr 4: 8; 2021 Qtr 1: 8.125; 2021 Qtr 2: 8.25; 2021 Qtr 3: 8.375; 2021 Qtr 4: 8.5; 2022 Qtr 1: 8.625; 2022 Qtr 2: 8.75; 2022 Qtr 3: 8.875; 2022 Qtr 4: 9 | 99.75 | assumed price based on (Itron WO017 10-12 cost study), ranging from $55-110/hp, and HP of DEER NumUnit
MCE Commercial | Nrs--Efficient HVAC Motors - Supply Fans, NumUnit: 2.61hp | D03-086 | 2 | COMMERCIAL | 3 = Commercial HVAC | TRUE | 4.6667 | NonRes-sAll-mHVAC-RCA | Rated-HP | ROB | 110 | 38.5 |  |  |  | 71.5 | 1800 | Small Commercial | kW | 0.304 | -32.2 | Commercial | Small Commercial | Winter Only | 14 | 110 | 3% | 1800 | 0.304 | -32.2 | Small Boilers (<100 MMBtu/hr Heat Input):Controlled Low NOx Burner | 4.6667 | 73% | NA |  |  |  | 90% | 90% | [6 empty] | 0% | 0% |  | 31.25 | 33.25 | 35.25 | 0 | 0 | 0 | 0 | 0 | 0 | 0 | 0 | 2020 Qtr 1: 7.625; 2020 Qtr 2: 7.75; 2020 Qtr 3: 7.875; 2020 Qtr 4: 8; 2021 Qtr 1: 8.125; 2021 Qtr 2: 8.25; 2021 Qtr 3: 8.375; 2021 Qtr 4: 8.5; 2022 Qtr 1: 8.625; 2022 Qtr 2: 8.75; 2022 Qtr 3: 8.875; 2022 Qtr 4: 9 | 99.75 | assumed price based on (Itron WO017 10-12 cost study), ranging from $55-110/hp, and HP of DEER NumUnit
MCE Commercial | Nrs--Efficient HVAC Motors - Supply Fans, NumUnit: 2.61hp | D03-086 | 3A | COMMERCIAL | 3 = Commercial HVAC | TRUE | 4.6667 | NonRes-sAll-mHVAC-RCA | Rated-HP | ROB | 110 | 38.5 |  |  |  | 71.5 | 1770 | Small Commercial | kW | 0.252 | -30.6 | Commercial | Small Commercial | Winter Only | 14 | 110 | 3% | 1770 | 0.252 | -30.6 | Small Boilers (<100 MMBtu/hr Heat Input):Controlled Low NOx Burner | 4.6667 | 73% | NA |  |  |  | 90% | 90% | [6 empty] | 0% | 0% |  | 31.25 | 33.25 | 35.25 | 0 | 0 | 0 | 0 | 0 | 0 | 0 | 0 | 2020 Qtr 1: 7.625; 2020 Qtr 2: 7.75; 2020 Qtr 3: 7.875; 2020 Qtr 4: 8; 2021 Qtr 1: 8.125; 2021 Qtr 2: 8.25; 2021 Qtr 3: 8.375; 2021 Qtr 4: 8.5; 2022 Qtr 1: 8.625; 2022 Qtr 2: 8.75; 2022 Qtr 3: 8.875; 2022 Qtr 4: 9 | 99.75 | assumed price based on (Itron WO017 10-12 cost study), ranging from $55-110/hp, and HP of DEER NumUnit
MCE Commercial | Nrs--Efficient HVAC Motors - Supply Fans, NumUnit: 2.61hp | D03-086 | 3B | COMMERCIAL | 3 = Commercial HVAC | TRUE | 4.6667 | NonRes-sAll-mHVAC-RCA | Rated-HP | ROB | 110 | 38.5 |  |  |  | 71.5 | 1770 | Small Commercial | kW | 0.252 | -30.6 | Commercial | Small Commercial | Winter Only | 14 | 110 | 3% | 1770 | 0.252 | -30.6 | Small Boilers (<100 MMBtu/hr Heat Input):Controlled Low NOx Burner | 4.6667 | 73% | NA |  |  |  | 90% | 90% | [6 empty] | 0% | 0% |  | 31.25 | 33.25 | 35.25 | 0 | 0 | 0 | 0 | 0 | 0 | 0 | 0 | 2020 Qtr 1: 7.625; 2020 Qtr 2: 7.75; 2020 Qtr 3: 7.875; 2020 Qtr 4: 8; 2021 Qtr 1: 8.125; 2021 Qtr 2: 8.25; 2021 Qtr 3: 8.375; 2021 Qtr 4: 8.5; 2022 Qtr 1: 8.625; 2022 Qtr 2: 8.75; 2022 Qtr 3: 8.875; 2022 Qtr 4: 9 | 99.75 | assumed price based on (Itron WO017 10-12 cost study), ranging from $55-110/hp, and HP of DEER NumUnit
MCE Commercial | Nrs--Efficient HVAC Motors - Supply Fans, NumUnit: 2.61hp | D03-086 | 12 | COMMERCIAL | 3 = Commercial HVAC | TRUE | 4.6667 | NonRes-sAll-mHVAC-RCA | Rated-HP | ROB | 110 | 38.5 |  |  |  | 71.5 | 1800 | Small Commercial | kW | 0.268 | -35.9 | Commercial | Small Commercial | Winter Only | 14 | 110 | 3% | 1800 | 0.268 | -35.9 | Small Boilers (<100 MMBtu/hr Heat Input):Controlled Low NOx Burner | 4.6667 | 73% | NA |  |  |  | 90% | 90% | [6 empty] | 0% | 0% |  | 31.25 | 33.25 | 35.25 | 0 | 0 | 0 | 0 | 0 | 0 | 0 | 0 | 2020 Qtr 1: 7.625; 2020 Qtr 2: 7.75; 2020 Qtr 3: 7.875; 2020 Qtr 4: 8; 2021 Qtr 1: 8.125; 2021 Qtr 2: 8.25; 2021 Qtr 3: 8.375; 2021 Qtr 4: 8.5; 2022 Qtr 1: 8.625; 2022 Qtr 2: 8.75; 2022 Qtr 3: 8.875; 2022 Qtr 4: 9 | 99.75 | assumed price based on (Itron WO017 10-12 cost study), ranging from $55-110/hp, and HP of DEER NumUnit
MCE Commercial | [6 empty] | 0 |  |  |  | 0 | 0 |  |  |  | 0 |  |  | #N/A | [5 empty] | 0 |  | 3% |  |  |  |  | 0 | [13 empty] | 0% | 0% |  | 0 | 0 | 0 | 0 | 0 | 0 | 0 | 0 | 0 | 0 | 0 | 2020 Qtr 1: 0; 2020 Qtr 2: 0; 2020 Qtr 3: 0; 2020 Qtr 4: 0; 2021 Qtr 1: 0; 2021 Qtr 2: 0; 2021 Qtr 3: 0; 2021 Qtr 4: 0; 2022 Qtr 1: 0; 2022 Qtr 2: 0; 2022 Qtr 3: 0; 2022 Qtr 4: 0 | 0 | BldgType
MCE Commercial | Add econo with Econo-Lockout=NO, DB limit = 68, Max OSA = 100% | D03-058 | 2 | COMMERCIAL | 3 = Commercial HVAC | TRUE | 4.6667 | NonRes-sAll-mHVAC-RCA | Cap-Tons | ROB | 135.1548 | 47.3042 |  |  |  | 87.8506 | 960 | Small Commercial | kW | 0 | -0.0104 | Commercial | Small Commercial | Winter Only | 14 | 135.1548 | 3% | 960 | 0 | -0.0104 | Small Boilers (<100 MMBtu/hr Heat Input):Controlled Low NOx Burner | 4.6667 | 73% | NA |  |  |  | 90% | 90% | [6 empty] | 0% | 0% |  | 15.625 | 16.625 | 17.625 | 0 | 0 | 0 | 0 | 0 | 0 | 0 | 0 | 2020 Qtr 1: 3.8125; 2020 Qtr 2: 3.875; 2020 Qtr 3: 3.9375; 2020 Qtr 4: 4; 2021 Qtr 1: 4.0625; 2021 Qtr 2: 4.125; 2021 Qtr 3: 4.1875; 2021 Qtr 4: 4.25; 2022 Qtr 1: 4.3125; 2022 Qtr 2: 4.375; 2022 Qtr 3: 4.4375; 2022 Qtr 4: 4.5 | 49.875 | ECC; (assumed 200 ton, per Itron WO017 10-12 cost study)
MCE Commercial | Add econo with Econo-Lockout=NO, DB limit = 68, Max OSA = 100% | D03-058 | 3A | COMMERCIAL | 3 = Commercial HVAC | TRUE | 4.6667 | NonRes-sAll-mHVAC-RCA | Cap-Tons | ROB | 135.1548 | 47.3042 |  |  |  | 87.8506 | 1300 | Small Commercial | kW | 0 | -0.0302 | Commercial | Small Commercial | Winter Only | 14 | 135.1548 | 3% | 1300 | 0 | -0.0302 | Small Boilers (<100 MMBtu/hr Heat Input):Controlled Low NOx Burner | 4.6667 | 73% | NA |  |  |  | 90% | 90% | [6 empty] | 0% | 0% |  | 15.625 | 16.625 | 17.625 | 0 | 0 | 0 | 0 | 0 | 0 | 0 | 0 | 2020 Qtr 1: 3.8125; 2020 Qtr 2: 3.875; 2020 Qtr 3: 3.9375; 2020 Qtr 4: 4; 2021 Qtr 1: 4.0625; 2021 Qtr 2: 4.125; 2021 Qtr 3: 4.1875; 2021 Qtr 4: 4.25; 2022 Qtr 1: 4.3125; 2022 Qtr 2: 4.375; 2022 Qtr 3: 4.4375; 2022 Qtr 4: 4.5 | 49.875 | ECC; (assumed 200 ton, per Itron WO017 10-12 cost study)
MCE Commercial | Add econo with Econo-Lockout=NO, DB limit = 68, Max OSA = 100% | D03-058 | 3B | COMMERCIAL | 3 = Commercial HVAC | TRUE | 4.6667 | NonRes-sAll-mHVAC-RCA | Cap-Tons | ROB | 135.1548 | 47.3042 |  |  |  | 87.8506 | 1300 | Small Commercial | kW | 0 | -0.0302 | Commercial | Small Commercial | Winter Only | 14 | 135.1548 | 3% | 1300 | 0 | -0.0302 | Small Boilers (<100 MMBtu/hr Heat Input):Controlled Low NOx Burner | 4.6667 | 73% | NA |  |  |  | 90% | 90% | [6 empty] | 0% | 0% |  | 15.625 | 16.625 | 17.625 | 0 | 0 | 0 | 0 | 0 | 0 | 0 | 0 | 2020 Qtr 1: 3.8125; 2020 Qtr 2: 3.875; 2020 Qtr 3: 3.9375; 2020 Qtr 4: 4; 2021 Qtr 1: 4.0625; 2021 Qtr 2: 4.125; 2021 Qtr 3: 4.1875; 2021 Qtr 4: 4.25; 2022 Qtr 1: 4.3125; 2022 Qtr 2: 4.375; 2022 Qtr 3: 4.4375; 2022 Qtr 4: 4.5 | 49.875 | ECC; (assumed 200 ton, per Itron WO017 10-12 cost study)
MCE Commercial | Add econo with Econo-Lockout=NO, DB limit = 68, Max OSA = 100% | D03-058 | 12 | COMMERCIAL | 3 = Commercial HVAC | TRUE | 4.6667 | NonRes-sAll-mHVAC-RCA | Cap-Tons | ROB | 135.1548 | 47.3042 |  |  |  | 87.8506 | 854 | Small Commercial | kW | 0 | -0.00775 | Commercial | Small Commercial | Winter Only | 14 | 135.1548 | 3% | 854 | 0 | -0.00775 | Small Boilers (<100 MMBtu/hr Heat Input):Controlled Low NOx Burner | 4.6667 | 73% | NA |  |  |  | 90% | 90% | [6 empty] | 0% | 0% |  | 15.625 | 16.625 | 17.625 | 0 | 0 | 0 | 0 | 0 | 0 | 0 | 0 | 2020 Qtr 1: 3.8125; 2020 Qtr 2: 3.875; 2020 Qtr 3: 3.9375; 2020 Qtr 4: 4; 2021 Qtr 1: 4.0625; 2021 Qtr 2: 4.125; 2021 Qtr 3: 4.1875; 2021 Qtr 4: 4.25; 2022 Qtr 1: 4.3125; 2022 Qtr 2: 4.375; 2022 Qtr 3: 4.4375; 2022 Qtr 4: 4.5 | 49.875 | ECC; (assumed 200 ton, per Itron WO017 10-12 cost study)
MCE Commercial | Add econo with Econo-Lockout=NO, DB limit = 68, Max OSA = 100% | D03-058 | 2 | COMMERCIAL | 3 = Commercial HVAC | TRUE | 4.6667 | NonRes-sAll-mHVAC-RCA | Cap-Tons | ROB | 135.1548 | 47.3042 |  |  |  | 87.8506 | 179 | Small Commercial | kW | 0 | -0.0128 | Commercial | Small Commercial | Winter Only | 14 | 135.1548 | 3% | 179 | 0 | -0.0128 | Small Boilers (<100 MMBtu/hr Heat Input):Controlled Low NOx Burner | 4.6667 | 73% | NA |  |  |  | 90% | 90% | [6 empty] | 0% | 0% |  | 15.625 | 16.625 | 17.625 | 0 | 0 | 0 | 0 | 0 | 0 | 0 | 0 | 2020 Qtr 1: 3.8125; 2020 Qtr 2: 3.875; 2020 Qtr 3: 3.9375; 2020 Qtr 4: 4; 2021 Qtr 1: 4.0625; 2021 Qtr 2: 4.125; 2021 Qtr 3: 4.1875; 2021 Qtr 4: 4.25; 2022 Qtr 1: 4.3125; 2022 Qtr 2: 4.375; 2022 Qtr 3: 4.4375; 2022 Qtr 4: 4.5 | 49.875 | Hsp; (assumed 200 ton, per Itron WO017 10-12 cost study)
MCE Commercial | Add econo with Econo-Lockout=NO, DB limit = 68, Max OSA = 100% | D03-058 | 3A | COMMERCIAL | 3 = Commercial HVAC | TRUE | 4.6667 | NonRes-sAll-mHVAC-RCA | Cap-Tons | ROB | 135.1548 | 47.3042 |  |  |  | 87.8506 | 391 | Small Commercial | kW | 0 | 0 | Commercial | Small Commercial | Winter Only | 14 | 135.1548 | 3% | 391 | 0 | 0 | Small Boilers (<100 MMBtu/hr Heat Input):Controlled Low NOx Burner | 4.6667 | 73% | NA |  |  |  | 90% | 90% | [6 empty] | 0% | 0% |  | 15.625 | 16.625 | 17.625 | 0 | 0 | 0 | 0 | 0 | 0 | 0 | 0 | 2020 Qtr 1: 3.8125; 2020 Qtr 2: 3.875; 2020 Qtr 3: 3.9375; 2020 Qtr 4: 4; 2021 Qtr 1: 4.0625; 2021 Qtr 2: 4.125; 2021 Qtr 3: 4.1875; 2021 Qtr 4: 4.25; 2022 Qtr 1: 4.3125; 2022 Qtr 2: 4.375; 2022 Qtr 3: 4.4375; 2022 Qtr 4: 4.5 | 49.875 | Hsp; (assumed 200 ton, per Itron WO017 10-12 cost study)
MCE Commercial | Add econo with Econo-Lockout=NO, DB limit = 68, Max OSA = 100% | D03-058 | 3B | COMMERCIAL | 3 = Commercial HVAC | TRUE | 4.6667 | NonRes-sAll-mHVAC-RCA | Cap-Tons | ROB | 135.1548 | 47.3042 |  |  |  | 87.8506 | 391 | Small Commercial | kW | 0 | 0 | Commercial | Small Commercial | Winter Only | 14 | 135.1548 | 3% | 391 | 0 | 0 | Small Boilers (<100 MMBtu/hr Heat Input):Controlled Low NOx Burner | 4.6667 | 73% | NA |  |  |  | 90% | 90% | [6 empty] | 0% | 0% |  | 15.625 | 16.625 | 17.625 | 0 | 0 | 0 | 0 | 0 | 0 | 0 | 0 | 2020 Qtr 1: 3.8125; 2020 Qtr 2: 3.875; 2020 Qtr 3: 3.9375; 2020 Qtr 4: 4; 2021 Qtr 1: 4.0625; 2021 Qtr 2: 4.125; 2021 Qtr 3: 4.1875; 2021 Qtr 4: 4.25; 2022 Qtr 1: 4.3125; 2022 Qtr 2: 4.375; 2022 Qtr 3: 4.4375; 2022 Qtr 4: 4.5 | 49.875 | Hsp; (assumed 200 ton, per Itron WO017 10-12 cost study)
MCE Commercial | Add econo with Econo-Lockout=NO, DB limit = 68, Max OSA = 100% | D03-058 | 12 | COMMERCIAL | 3 = Commercial HVAC | TRUE | 4.6667 | NonRes-sAll-mHVAC-RCA | Cap-Tons | ROB | 135.1548 | 47.3042 |  |  |  | 87.8506 | 137 | Small Commercial | kW | 0 | -0.00955 | Commercial | Small Commercial | Winter Only | 14 | 135.1548 | 3% | 137 | 0 | -0.00955 | Small Boilers (<100 MMBtu/hr Heat Input):Controlled Low NOx Burner | 4.6667 | 73% | NA |  |  |  | 90% | 90% | [6 empty] | 0% | 0% |  | 15.625 | 16.625 | 17.625 | 0 | 0 | 0 | 0 | 0 | 0 | 0 | 0 | 2020 Qtr 1: 3.8125; 2020 Qtr 2: 3.875; 2020 Qtr 3: 3.9375; 2020 Qtr 4: 4; 2021 Qtr 1: 4.0625; 2021 Qtr 2: 4.125; 2021 Qtr 3: 4.1875; 2021 Qtr 4: 4.25; 2022 Qtr 1: 4.3125; 2022 Qtr 2: 4.375; 2022 Qtr 3: 4.4375; 2022 Qtr 4: 4.5 | 49.875 | Hsp; (assumed 200 ton, per Itron WO017 10-12 cost study)
MCE Commercial | Add econo with Econo-Lockout=NO, DB limit = 68, Max OSA = 100% | D03-058 | 2 | COMMERCIAL | 3 = Commercial HVAC | TRUE | 4.6667 | NonRes-sAll-mHVAC-RCA | Cap-Tons | ROB | 135.1548 | 47.3042 |  |  |  | 87.8506 | 1130 | Small Commercial | kW | 0 | -0.0203 | Commercial | Small Commercial | Winter Only | 14 | 135.1548 | 3% | 1130 | 0 | -0.0203 | Small Boilers (<100 MMBtu/hr Heat Input):Controlled Low NOx Burner | 4.6667 | 73% | NA |  |  |  | 90% | 90% | [6 empty] | 0% | 0% |  | 15.625 | 16.625 | 17.625 | 0 | 0 | 0 | 0 | 0 | 0 | 0 | 0 | 2020 Qtr 1: 3.8125; 2020 Qtr 2: 3.875; 2020 Qtr 3: 3.9375; 2020 Qtr 4: 4; 2021 Qtr 1: 4.0625; 2021 Qtr 2: 4.125; 2021 Qtr 3: 4.1875; 2021 Qtr 4: 4.25; 2022 Qtr 1: 4.3125; 2022 Qtr 2: 4.375; 2022 Qtr 3: 4.4375; 2022 Qtr 4: 4.5 | 49.875 | Htl; (assumed 200 ton, per Itron WO017 10-12 cost study)
MCE Commercial | Add econo with Econo-Lockout=NO, DB limit = 68, Max OSA = 100% | D03-058 | 3A | COMMERCIAL | 3 = Commercial HVAC | TRUE | 4.6667 | NonRes-sAll-mHVAC-RCA | Cap-Tons | ROB | 135.1548 | 47.3042 |  |  |  | 87.8506 | 1680 | Small Commercial | kW | 0 | -0.0202 | Commercial | Small Commercial | Winter Only | 14 | 135.1548 | 3% | 1680 | 0 | -0.0202 | Small Boilers (<100 MMBtu/hr Heat Input):Controlled Low NOx Burner | 4.6667 | 73% | NA |  |  |  | 90% | 90% | [6 empty] | 0% | 0% |  | 15.625 | 16.625 | 17.625 | 0 | 0 | 0 | 0 | 0 | 0 | 0 | 0 | 2020 Qtr 1: 3.8125; 2020 Qtr 2: 3.875; 2020 Qtr 3: 3.9375; 2020 Qtr 4: 4; 2021 Qtr 1: 4.0625; 2021 Qtr 2: 4.125; 2021 Qtr 3: 4.1875; 2021 Qtr 4: 4.25; 2022 Qtr 1: 4.3125; 2022 Qtr 2: 4.375; 2022 Qtr 3: 4.4375; 2022 Qtr 4: 4.5 | 49.875 | Htl; (assumed 200 ton, per Itron WO017 10-12 cost study)
MCE Commercial | Add econo with Econo-Lockout=NO, DB limit = 68, Max OSA = 100% | D03-058 | 3B | COMMERCIAL | 3 = Commercial HVAC | TRUE | 4.6667 | NonRes-sAll-mHVAC-RCA | Cap-Tons | ROB | 135.1548 | 47.3042 |  |  |  | 87.8506 | 1680 | Small Commercial | kW | 0 | -0.0202 | Commercial | Small Commercial | Winter Only | 14 | 135.1548 | 3% | 1680 | 0 | -0.0202 | Small Boilers (<100 MMBtu/hr Heat Input):Controlled Low NOx Burner | 4.6667 | 73% | NA |  |  |  | 90% | 90% | [6 empty] | 0% | 0% |  | 15.625 | 16.625 | 17.625 | 0 | 0 | 0 | 0 | 0 | 0 | 0 | 0 | 2020 Qtr 1: 3.8125; 2020 Qtr 2: 3.875; 2020 Qtr 3: 3.9375; 2020 Qtr 4: 4; 2021 Qtr 1: 4.0625; 2021 Qtr 2: 4.125; 2021 Qtr 3: 4.1875; 2021 Qtr 4: 4.25; 2022 Qtr 1: 4.3125; 2022 Qtr 2: 4.375; 2022 Qtr 3: 4.4375; 2022 Qtr 4: 4.5 | 49.875 | Htl; (assumed 200 ton, per Itron WO017 10-12 cost study)
MCE Commercial | Add econo with Econo-Lockout=NO, DB limit = 68, Max OSA = 100% | D03-058 | 12 | COMMERCIAL | 3 = Commercial HVAC | TRUE | 4.6667 | NonRes-sAll-mHVAC-RCA | Cap-Tons | ROB | 135.1548 | 47.3042 |  |  |  | 87.8506 | 889 | Small Commercial | kW | 0 | -0.0184 | Commercial | Small Commercial | Winter Only | 14 | 135.1548 | 3% | 889 | 0 | -0.0184 | Small Boilers (<100 MMBtu/hr Heat Input):Controlled Low NOx Burner | 4.6667 | 73% | NA |  |  |  | 90% | 90% | [6 empty] | 0% | 0% |  | 15.625 | 16.625 | 17.625 | 0 | 0 | 0 | 0 | 0 | 0 | 0 | 0 | 2020 Qtr 1: 3.8125; 2020 Qtr 2: 3.875; 2020 Qtr 3: 3.9375; 2020 Qtr 4: 4; 2021 Qtr 1: 4.0625; 2021 Qtr 2: 4.125; 2021 Qtr 3: 4.1875; 2021 Qtr 4: 4.25; 2022 Qtr 1: 4.3125; 2022 Qtr 2: 4.375; 2022 Qtr 3: 4.4375; 2022 Qtr 4: 4.5 | 49.875 | Htl; (assumed 200 ton, per Itron WO017 10-12 cost study)
MCE Commercial | Add econo with Econo-Lockout=NO, DB limit = 68, Max OSA = 100% | D03-058 | 2 | COMMERCIAL | 3 = Commercial HVAC | TRUE | 4.6667 | NonRes-sAll-mHVAC-RCA | Cap-Tons | ROB | 135.1548 | 47.3042 |  |  |  | 87.8506 | 756 | Small Commercial | kW | -0.000196 | -0.00287 | Commercial | Small Commercial | Winter Only | 14 | 135.1548 | 3% | 756 | -0.000196 | -0.00287 | Small Boilers (<100 MMBtu/hr Heat Input):Controlled Low NOx Burner | 4.6667 | 73% | NA |  |  |  | 90% | 90% | [6 empty] | 0% | 0% |  | 15.625 | 16.625 | 17.625 | 0 | 0 | 0 | 0 | 0 | 0 | 0 | 0 | 2020 Qtr 1: 3.8125; 2020 Qtr 2: 3.875; 2020 Qtr 3: 3.9375; 2020 Qtr 4: 4; 2021 Qtr 1: 4.0625; 2021 Qtr 2: 4.125; 2021 Qtr 3: 4.1875; 2021 Qtr 4: 4.25; 2022 Qtr 1: 4.3125; 2022 Qtr 2: 4.375; 2022 Qtr 3: 4.4375; 2022 Qtr 4: 4.5 | 49.875 | MBT; (assumed 200 ton, per Itron WO017 10-12 cost study)
MCE Commercial | Add econo with Econo-Lockout=NO, DB limit = 68, Max OSA = 100% | D03-058 | 3A | COMMERCIAL | 3 = Commercial HVAC | TRUE | 4.6667 | NonRes-sAll-mHVAC-RCA | Cap-Tons | ROB | 135.1548 | 47.3042 |  |  |  | 87.8506 | 1080 | Small Commercial | kW | 0.00108 | -0.00759 | Commercial | Small Commercial | Winter Only | 14 | 135.1548 | 3% | 1080 | 0.00108 | -0.00759 | Small Boilers (<100 MMBtu/hr Heat Input):Controlled Low NOx Burner | 4.6667 | 73% | NA |  |  |  | 90% | 90% | [6 empty] | 0% | 0% |  | 15.625 | 16.625 | 17.625 | 0 | 0 | 0 | 0 | 0 | 0 | 0 | 0 | 2020 Qtr 1: 3.8125; 2020 Qtr 2: 3.875; 2020 Qtr 3: 3.9375; 2020 Qtr 4: 4; 2021 Qtr 1: 4.0625; 2021 Qtr 2: 4.125; 2021 Qtr 3: 4.1875; 2021 Qtr 4: 4.25; 2022 Qtr 1: 4.3125; 2022 Qtr 2: 4.375; 2022 Qtr 3: 4.4375; 2022 Qtr 4: 4.5 | 49.875 | MBT; (assumed 200 ton, per Itron WO017 10-12 cost study)
MCE Commercial | Add econo with Econo-Lockout=NO, DB limit = 68, Max OSA = 100% | D03-058 | 3B | COMMERCIAL | 3 = Commercial HVAC | TRUE | 4.6667 | NonRes-sAll-mHVAC-RCA | Cap-Tons | ROB | 135.1548 | 47.3042 |  |  |  | 87.8506 | 1080 | Small Commercial | kW | 0.00108 | -0.00759 | Commercial | Small Commercial | Winter Only | 14 | 135.1548 | 3% | 1080 | 0.00108 | -0.00759 | Small Boilers (<100 MMBtu/hr Heat Input):Controlled Low NOx Burner | 4.6667 | 73% | NA |  |  |  | 90% | 90% | [6 empty] | 0% | 0% |  | 15.625 | 16.625 | 17.625 | 0 | 0 | 0 | 0 | 0 | 0 | 0 | 0 | 2020 Qtr 1: 3.8125; 2020 Qtr 2: 3.875; 2020 Qtr 3: 3.9375; 2020 Qtr 4: 4; 2021 Qtr 1: 4.0625; 2021 Qtr 2: 4.125; 2021 Qtr 3: 4.1875; 2021 Qtr 4: 4.25; 2022 Qtr 1: 4.3125; 2022 Qtr 2: 4.375; 2022 Qtr 3: 4.4375; 2022 Qtr 4: 4.5 | 49.875 | MBT; (assumed 200 ton, per Itron WO017 10-12 cost study)
MCE Commercial | Add econo with Econo-Lockout=NO, DB limit = 68, Max OSA = 100% | D03-058 | 12 | COMMERCIAL | 3 = Commercial HVAC | TRUE | 4.6667 | NonRes-sAll-mHVAC-RCA | Cap-Tons | ROB | 135.1548 | 47.3042 |  |  |  | 87.8506 | 611 | Small Commercial | kW | 0.00182 | -0.00261 | Commercial | Small Commercial | Winter Only | 14 | 135.1548 | 3% | 611 | 0.00182 | -0.00261 | Small Boilers (<100 MMBtu/hr Heat Input):Controlled Low NOx Burner | 4.6667 | 73% | NA |  |  |  | 90% | 90% | [6 empty] | 0% | 0% |  | 15.625 | 16.625 | 17.625 | 0 | 0 | 0 | 0 | 0 | 0 | 0 | 0 | 2020 Qtr 1: 3.8125; 2020 Qtr 2: 3.875; 2020 Qtr 3: 3.9375; 2020 Qtr 4: 4; 2021 Qtr 1: 4.0625; 2021 Qtr 2: 4.125; 2021 Qtr 3: 4.1875; 2021 Qtr 4: 4.25; 2022 Qtr 1: 4.3125; 2022 Qtr 2: 4.375; 2022 Qtr 3: 4.4375; 2022 Qtr 4: 4.5 | 49.875 | MBT; (assumed 200 ton, per Itron WO017 10-12 cost study)
MCE Commercial | Add econo with Econo-Lockout=NO, DB limit = 68, Max OSA = 100% | D03-058 | 2 | COMMERCIAL | 3 = Commercial HVAC | TRUE | 4.6667 | NonRes-sAll-mHVAC-RCA | Cap-Tons | ROB | 135.1548 | 47.3042 |  |  |  | 87.8506 | 358 | Small Commercial | kW | 0 | -0.00344 | Commercial | Small Commercial | Winter Only | 14 | 135.1548 | 3% | 358 | 0 | -0.00344 | Small Boilers (<100 MMBtu/hr Heat Input):Controlled Low NOx Burner | 4.6667 | 73% | NA |  |  |  | 90% | 90% | [6 empty] | 0% | 0% |  | 15.625 | 16.625 | 17.625 | 0 | 0 | 0 | 0 | 0 | 0 | 0 | 0 | 2020 Qtr 1: 3.8125; 2020 Qtr 2: 3.875; 2020 Qtr 3: 3.9375; 2020 Qtr 4: 4; 2021 Qtr 1: 4.0625; 2021 Qtr 2: 4.125; 2021 Qtr 3: 4.1875; 2021 Qtr 4: 4.25; 2022 Qtr 1: 4.3125; 2022 Qtr 2: 4.375; 2022 Qtr 3: 4.4375; 2022 Qtr 4: 4.5 | 49.875 | OfS; (assumed 200 ton, per Itron WO017 10-12 cost study)
MCE Commercial | Add econo with Econo-Lockout=NO, DB limit = 68, Max OSA = 100% | D03-058 | 3A | COMMERCIAL | 3 = Commercial HVAC | TRUE | 4.6667 | NonRes-sAll-mHVAC-RCA | Cap-Tons | ROB | 135.1548 | 47.3042 |  |  |  | 87.8506 | 592 | Small Commercial | kW | 0 | -0.00582 | Commercial | Small Commercial | Winter Only | 14 | 135.1548 | 3% | 592 | 0 | -0.00582 | Small Boilers (<100 MMBtu/hr Heat Input):Controlled Low NOx Burner | 4.6667 | 73% | NA |  |  |  | 90% | 90% | [6 empty] | 0% | 0% |  | 15.625 | 16.625 | 17.625 | 0 | 0 | 0 | 0 | 0 | 0 | 0 | 0 | 2020 Qtr 1: 3.8125; 2020 Qtr 2: 3.875; 2020 Qtr 3: 3.9375; 2020 Qtr 4: 4; 2021 Qtr 1: 4.0625; 2021 Qtr 2: 4.125; 2021 Qtr 3: 4.1875; 2021 Qtr 4: 4.25; 2022 Qtr 1: 4.3125; 2022 Qtr 2: 4.375; 2022 Qtr 3: 4.4375; 2022 Qtr 4: 4.5 | 49.875 | OfS; (assumed 200 ton, per Itron WO017 10-12 cost study)
MCE Commercial | Add econo with Econo-Lockout=NO, DB limit = 68, Max OSA = 100% | D03-058 | 3B | COMMERCIAL | 3 = Commercial HVAC | TRUE | 4.6667 | NonRes-sAll-mHVAC-RCA | Cap-Tons | ROB | 135.1548 | 47.3042 |  |  |  | 87.8506 | 592 | Small Commercial | kW | 0 | -0.00582 | Commercial | Small Commercial | Winter Only | 14 | 135.1548 | 3% | 592 | 0 | -0.00582 | Small Boilers (<100 MMBtu/hr Heat Input):Controlled Low NOx Burner | 4.6667 | 73% | NA |  |  |  | 90% | 90% | [6 empty] | 0% | 0% |  | 15.625 | 16.625 | 17.625 | 0 | 0 | 0 | 0 | 0 | 0 | 0 | 0 | 2020 Qtr 1: 3.8125; 2020 Qtr 2: 3.875; 2020 Qtr 3: 3.9375; 2020 Qtr 4: 4; 2021 Qtr 1: 4.0625; 2021 Qtr 2: 4.125; 2021 Qtr 3: 4.1875; 2021 Qtr 4: 4.25; 2022 Qtr 1: 4.3125; 2022 Qtr 2: 4.375; 2022 Qtr 3: 4.4375; 2022 Qtr 4: 4.5 | 49.875 | OfS; (assumed 200 ton, per Itron WO017 10-12 cost study)
MCE Commercial | Add econo with Econo-Lockout=NO, DB limit = 68, Max OSA = 100% | D03-058 | 12 | COMMERCIAL | 3 = Commercial HVAC | TRUE | 4.6667 | NonRes-sAll-mHVAC-RCA | Cap-Tons | ROB | 135.1548 | 47.3042 |  |  |  | 87.8506 | 294 | Small Commercial | kW | 0.00249 | -0.00163 | Commercial | Small Commercial | Winter Only | 14 | 135.1548 | 3% | 294 | 0.00249 | -0.00163 | Small Boilers (<100 MMBtu/hr Heat Input):Controlled Low NOx Burner | 4.6667 | 73% | NA |  |  |  | 90% | 90% | [6 empty] | 0% | 0% |  | 15.625 | 16.625 | 17.625 | 0 | 0 | 0 | 0 | 0 | 0 | 0 | 0 | 2020 Qtr 1: 3.8125; 2020 Qtr 2: 3.875; 2020 Qtr 3: 3.9375; 2020 Qtr 4: 4; 2021 Qtr 1: 4.0625; 2021 Qtr 2: 4.125; 2021 Qtr 3: 4.1875; 2021 Qtr 4: 4.25; 2022 Qtr 1: 4.3125; 2022 Qtr 2: 4.375; 2022 Qtr 3: 4.4375; 2022 Qtr 4: 4.5 | 49.875 | OfS; (assumed 200 ton, per Itron WO017 10-12 cost study)
MCE Commercial | Add econo with Econo-Lockout=NO, DB limit = 68, Max OSA = 100% | D03-058 | 2 | COMMERCIAL | 3 = Commercial HVAC | TRUE | 4.6667 | NonRes-sAll-mHVAC-RCA | Cap-Tons | ROB | 135.1548 | 47.3042 |  |  |  | 87.8506 | 129 | Small Commercial | kW | 0 | -0.00547 | Commercial | Small Commercial | Winter Only | 14 | 135.1548 | 3% | 129 | 0 | -0.00547 | Small Boilers (<100 MMBtu/hr Heat Input):Controlled Low NOx Burner | 4.6667 | 73% | NA |  |  |  | 90% | 90% | [6 empty] | 0% | 0% |  | 7.6562 | 8.1462 | 8.6362 | 0 | 0 | 0 | 0 | 0 | 0 | 0 | 0 | 2020 Qtr 1: 1.8681; 2020 Qtr 2: 1.8987; 2020 Qtr 3: 1.9294; 2020 Qtr 4: 1.96; 2021 Qtr 1: 1.9906; 2021 Qtr 2: 2.0212; 2021 Qtr 3: 2.0519; 2021 Qtr 4: 2.0825; 2022 Qtr 1: 2.1131; 2022 Qtr 2: 2.1437; 2022 Qtr 3: 2.1744; 2022 Qtr 4: 2.205 | 24.4387 | RFF; (assumed 200 ton, per Itron WO017 10-12 cost study)
MCE Commercial | Add econo with Econo-Lockout=NO, DB limit = 68, Max OSA = 100% | D03-058 | 3A | COMMERCIAL | 3 = Commercial HVAC | TRUE | 4.6667 | NonRes-sAll-mHVAC-RCA | Cap-Tons | ROB | 135.1548 | 47.3042 |  |  |  | 87.8506 | 245 | Small Commercial | kW | 0 | 0.000313 | Commercial | Small Commercial | Winter Only | 14 | 135.1548 | 3% | 245 | 0 | 0.000313 | Small Boilers (<100 MMBtu/hr Heat Input):Controlled Low NOx Burner | 4.6667 | 73% | NA |  |  |  | 90% | 90% | [6 empty] | 0% | 0% |  | 7.6562 | 8.1462 | 8.6362 | 0 | 0 | 0 | 0 | 0 | 0 | 0 | 0 | 2020 Qtr 1: 1.8681; 2020 Qtr 2: 1.8987; 2020 Qtr 3: 1.9294; 2020 Qtr 4: 1.96; 2021 Qtr 1: 1.9906; 2021 Qtr 2: 2.0212; 2021 Qtr 3: 2.0519; 2021 Qtr 4: 2.0825; 2022 Qtr 1: 2.1131; 2022 Qtr 2: 2.1437; 2022 Qtr 3: 2.1744; 2022 Qtr 4: 2.205 | 24.4387 | RFF; (assumed 200 ton, per Itron WO017 10-12 cost study)
MCE Commercial | Add econo with Econo-Lockout=NO, DB limit = 68, Max OSA = 100% | D03-058 | 3B | COMMERCIAL | 3 = Commercial HVAC | TRUE | 4.6667 | NonRes-sAll-mHVAC-RCA | Cap-Tons | ROB | 135.1548 | 47.3042 |  |  |  | 87.8506 | 245 | Small Commercial | kW | 0 | 0.000313 | Commercial | Small Commercial | Winter Only | 14 | 135.1548 | 3% | 245 | 0 | 0.000313 | Small Boilers (<100 MMBtu/hr Heat Input):Controlled Low NOx Burner | 4.6667 | 73% | NA |  |  |  | 90% | 90% | [6 empty] | 0% | 0% |  | 7.6562 | 8.1462 | 8.6362 | 0 | 0 | 0 | 0 | 0 | 0 | 0 | 0 | 2020 Qtr 1: 1.8681; 2020 Qtr 2: 1.8987; 2020 Qtr 3: 1.9294; 2020 Qtr 4: 1.96; 2021 Qtr 1: 1.9906; 2021 Qtr 2: 2.0212; 2021 Qtr 3: 2.0519; 2021 Qtr 4: 2.0825; 2022 Qtr 1: 2.1131; 2022 Qtr 2: 2.1437; 2022 Qtr 3: 2.1744; 2022 Qtr 4: 2.205 | 24.4387 | RFF; (assumed 200 ton, per Itron WO017 10-12 cost study)
MCE Commercial | Add econo with Econo-Lockout=NO, DB limit = 68, Max OSA = 100% | D03-058 | 12 | COMMERCIAL | 3 = Commercial HVAC | TRUE | 4.6667 | NonRes-sAll-mHVAC-RCA | Cap-Tons | ROB | 135.1548 | 47.3042 |  |  |  | 87.8506 | 109 | Small Commercial | kW | 0 | -0.00318 | Commercial | Small Commercial | Winter Only | 14 | 135.1548 | 3% | 109 | 0 | -0.00318 | Small Boilers (<100 MMBtu/hr Heat Input):Controlled Low NOx Burner | 4.6667 | 73% | NA |  |  |  | 90% | 90% | [6 empty] | 0% | 0% |  | 7.6562 | 8.1462 | 8.6362 | 0 | 0 | 0 | 0 | 0 | 0 | 0 | 0 | 2020 Qtr 1: 1.8681; 2020 Qtr 2: 1.8987; 2020 Qtr 3: 1.9294; 2020 Qtr 4: 1.96; 2021 Qtr 1: 1.9906; 2021 Qtr 2: 2.0212; 2021 Qtr 3: 2.0519; 2021 Qtr 4: 2.0825; 2022 Qtr 1: 2.1131; 2022 Qtr 2: 2.1437; 2022 Qtr 3: 2.1744; 2022 Qtr 4: 2.205 | 24.4387 | RFF; (assumed 200 ton, per Itron WO017 10-12 cost study)
MCE Commercial | Add econo with Econo-Lockout=NO, DB limit = 68, Max OSA = 100% | D03-058 | 2 | COMMERCIAL | 3 = Commercial HVAC | TRUE | 4.6667 | NonRes-sAll-mHVAC-RCA | Cap-Tons | ROB | 135.1548 | 47.3042 |  |  |  | 87.8506 | 406 | Small Commercial | kW | 0 | -0.0155 | Commercial | Small Commercial | Winter Only | 14 | 135.1548 | 3% | 406 | 0 | -0.0155 | Small Boilers (<100 MMBtu/hr Heat Input):Controlled Low NOx Burner | 4.6667 | 73% | NA |  |  |  | 90% | 90% | [6 empty] | 0% | 0% |  | 15.625 | 16.625 | 17.625 | 0 | 0 | 0 | 0 | 0 | 0 | 0 | 0 | 2020 Qtr 1: 3.8125; 2020 Qtr 2: 3.875; 2020 Qtr 3: 3.9375; 2020 Qtr 4: 4; 2021 Qtr 1: 4.0625; 2021 Qtr 2: 4.125; 2021 Qtr 3: 4.1875; 2021 Qtr 4: 4.25; 2022 Qtr 1: 4.3125; 2022 Qtr 2: 4.375; 2022 Qtr 3: 4.4375; 2022 Qtr 4: 4.5 | 49.875 | RtL; (assumed 200 ton, per Itron WO017 10-12 cost study)
MCE Commercial | Add econo with Econo-Lockout=NO, DB limit = 68, Max OSA = 100% | D03-058 | 3A | COMMERCIAL | 3 = Commercial HVAC | TRUE | 4.6667 | NonRes-sAll-mHVAC-RCA | Cap-Tons | ROB | 135.1548 | 47.3042 |  |  |  | 87.8506 | 769 | Small Commercial | kW | 0.000402 | -0.0205 | Commercial | Small Commercial | Winter Only | 14 | 135.1548 | 3% | 769 | 0.000402 | -0.0205 | Small Boilers (<100 MMBtu/hr Heat Input):Controlled Low NOx Burner | 4.6667 | 73% | NA |  |  |  | 90% | 90% | [6 empty] | 0% | 0% |  | 15.625 | 16.625 | 17.625 | 0 | 0 | 0 | 0 | 0 | 0 | 0 | 0 | 2020 Qtr 1: 3.8125; 2020 Qtr 2: 3.875; 2020 Qtr 3: 3.9375; 2020 Qtr 4: 4; 2021 Qtr 1: 4.0625; 2021 Qtr 2: 4.125; 2021 Qtr 3: 4.1875; 2021 Qtr 4: 4.25; 2022 Qtr 1: 4.3125; 2022 Qtr 2: 4.375; 2022 Qtr 3: 4.4375; 2022 Qtr 4: 4.5 | 49.875 | RtL; (assumed 200 ton, per Itron WO017 10-12 cost study)
MCE Commercial | Add econo with Econo-Lockout=NO, DB limit = 68, Max OSA = 100% | D03-058 | 3B | COMMERCIAL | 3 = Commercial HVAC | TRUE | 4.6667 | NonRes-sAll-mHVAC-RCA | Cap-Tons | ROB | 135.1548 | 47.3042 |  |  |  | 87.8506 | 769 | Small Commercial | kW | 0.000402 | -0.0205 | Commercial | Small Commercial | Winter Only | 14 | 135.1548 | 3% | 769 | 0.000402 | -0.0205 | Small Boilers (<100 MMBtu/hr Heat Input):Controlled Low NOx Burner | 4.6667 | 73% | NA |  |  |  | 90% | 90% | [6 empty] | 0% | 0% |  | 15.625 | 16.625 | 17.625 | 0 | 0 | 0 | 0 | 0 | 0 | 0 | 0 | 2020 Qtr 1: 3.8125; 2020 Qtr 2: 3.875; 2020 Qtr 3: 3.9375; 2020 Qtr 4: 4; 2021 Qtr 1: 4.0625; 2021 Qtr 2: 4.125; 2021 Qtr 3: 4.1875; 2021 Qtr 4: 4.25; 2022 Qtr 1: 4.3125; 2022 Qtr 2: 4.375; 2022 Qtr 3: 4.4375; 2022 Qtr 4: 4.5 | 49.875 | RtL; (assumed 200 ton, per Itron WO017 10-12 cost study)
MCE Commercial | Add econo with Econo-Lockout=NO, DB limit = 68, Max OSA = 100% | D03-058 | 12 | COMMERCIAL | 3 = Commercial HVAC | TRUE | 4.6667 | NonRes-sAll-mHVAC-RCA | Cap-Tons | ROB | 135.1548 | 47.3042 |  |  |  | 87.8506 | 313 | Small Commercial | kW | 0 | -0.00534 | Commercial | Small Commercial | Winter Only | 14 | 135.1548 | 3% | 313 | 0 | -0.00534 | Small Boilers (<100 MMBtu/hr Heat Input):Controlled Low NOx Burner | 4.6667 | 73% | NA |  |  |  | 90% | 90% | [6 empty] | 0% | 0% |  | 15.625 | 16.625 | 17.625 | 0 | 0 | 0 | 0 | 0 | 0 | 0 | 0 | 2020 Qtr 1: 3.8125; 2020 Qtr 2: 3.875; 2020 Qtr 3: 3.9375; 2020 Qtr 4: 4; 2021 Qtr 1: 4.0625; 2021 Qtr 2: 4.125; 2021 Qtr 3: 4.1875; 2021 Qtr 4: 4.25; 2022 Qtr 1: 4.3125; 2022 Qtr 2: 4.375; 2022 Qtr 3: 4.4375; 2022 Qtr 4: 4.5 | 49.875 | RtL; (assumed 200 ton, per Itron WO017 10-12 cost study)
MCE Commercial | Add econo with Econo-Lockout=NO, DB limit = 68, Max OSA = 100% | D03-058 | 2 | COMMERCIAL | 3 = Commercial HVAC | TRUE | 4.6667 | NonRes-sAll-mHVAC-RCA | Cap-Tons | ROB | 135.1548 | 47.3042 |  |  |  | 87.8506 | 279 | Small Commercial | kW | 0 | -0.00537 | Commercial | Small Commercial | Winter Only | 14 | 135.1548 | 3% | 279 | 0 | -0.00537 | Small Boilers (<100 MMBtu/hr Heat Input):Controlled Low NOx Burner | 4.6667 | 73% | NA |  |  |  | 90% | 90% | [6 empty] | 0% | 0% |  | 15.625 | 16.625 | 17.625 | 0 | 0 | 0 | 0 | 0 | 0 | 0 | 0 | 2020 Qtr 1: 3.8125; 2020 Qtr 2: 3.875; 2020 Qtr 3: 3.9375; 2020 Qtr 4: 4; 2021 Qtr 1: 4.0625; 2021 Qtr 2: 4.125; 2021 Qtr 3: 4.1875; 2021 Qtr 4: 4.25; 2022 Qtr 1: 4.3125; 2022 Qtr 2: 4.375; 2022 Qtr 3: 4.4375; 2022 Qtr 4: 4.5 | 49.875 | RtS; (assumed 200 ton, per Itron WO017 10-12 cost study)
MCE Commercial | Add econo with Econo-Lockout=NO, DB limit = 68, Max OSA = 100% | D03-058 | 3A | COMMERCIAL | 3 = Commercial HVAC | TRUE | 4.6667 | NonRes-sAll-mHVAC-RCA | Cap-Tons | ROB | 135.1548 | 47.3042 |  |  |  | 87.8506 | 523 | Small Commercial | kW | 0 | -0.0104 | Commercial | Small Commercial | Winter Only | 14 | 135.1548 | 3% | 523 | 0 | -0.0104 | Small Boilers (<100 MMBtu/hr Heat Input):Controlled Low NOx Burner | 4.6667 | 73% | NA |  |  |  | 90% | 90% | [6 empty] | 0% | 0% |  | 15.625 | 16.625 | 17.625 | 0 | 0 | 0 | 0 | 0 | 0 | 0 | 0 | 2020 Qtr 1: 3.8125; 2020 Qtr 2: 3.875; 2020 Qtr 3: 3.9375; 2020 Qtr 4: 4; 2021 Qtr 1: 4.0625; 2021 Qtr 2: 4.125; 2021 Qtr 3: 4.1875; 2021 Qtr 4: 4.25; 2022 Qtr 1: 4.3125; 2022 Qtr 2: 4.375; 2022 Qtr 3: 4.4375; 2022 Qtr 4: 4.5 | 49.875 | RtS; (assumed 200 ton, per Itron WO017 10-12 cost study)
MCE Commercial | Add econo with Econo-Lockout=NO, DB limit = 68, Max OSA = 100% | D03-058 | 3B | COMMERCIAL | 3 = Commercial HVAC | TRUE | 4.6667 | NonRes-sAll-mHVAC-RCA | Cap-Tons | ROB | 135.1548 | 47.3042 |  |  |  | 87.8506 | 523 | Small Commercial | kW | 0 | -0.0104 | Commercial | Small Commercial | Winter Only | 14 | 135.1548 | 3% | 523 | 0 | -0.0104 | Small Boilers (<100 MMBtu/hr Heat Input):Controlled Low NOx Burner | 4.6667 | 73% | NA |  |  |  | 90% | 90% | [6 empty] | 0% | 0% |  | 15.625 | 16.625 | 17.625 | 0 | 0 | 0 | 0 | 0 | 0 | 0 | 0 | 2020 Qtr 1: 3.8125; 2020 Qtr 2: 3.875; 2020 Qtr 3: 3.9375; 2020 Qtr 4: 4; 2021 Qtr 1: 4.0625; 2021 Qtr 2: 4.125; 2021 Qtr 3: 4.1875; 2021 Qtr 4: 4.25; 2022 Qtr 1: 4.3125; 2022 Qtr 2: 4.375; 2022 Qtr 3: 4.4375; 2022 Qtr 4: 4.5 | 49.875 | RtS; (assumed 200 ton, per Itron WO017 10-12 cost study)
MCE Commercial | Add econo with Econo-Lockout=NO, DB limit = 68, Max OSA = 100% | D03-058 | 12 | COMMERCIAL | 3 = Commercial HVAC | TRUE | 4.6667 | NonRes-sAll-mHVAC-RCA | Cap-Tons | ROB | 135.1548 | 47.3042 |  |  |  | 87.8506 | 228 | Small Commercial | kW | 0 | -0.00659 | Commercial | Small Commercial | Winter Only | 14 | 135.1548 | 3% | 228 | 0 | -0.00659 | Small Boilers (<100 MMBtu/hr Heat Input):Controlled Low NOx Burner | 4.6667 | 73% | NA |  |  |  | 90% | 90% | [6 empty] | 0% | 0% |  | 15.625 | 16.625 | 17.625 | 0 | 0 | 0 | 0 | 0 | 0 | 0 | 0 | 2020 Qtr 1: 3.8125; 2020 Qtr 2: 3.875; 2020 Qtr 3: 3.9375; 2020 Qtr 4: 4; 2021 Qtr 1: 4.0625; 2021 Qtr 2: 4.125; 2021 Qtr 3: 4.1875; 2021 Qtr 4: 4.25; 2022 Qtr 1: 4.3125; 2022 Qtr 2: 4.375; 2022 Qtr 3: 4.4375; 2022 Qtr 4: 4.5 | 49.875 | RtS; (assumed 200 ton, per Itron WO017 10-12 cost study)
MCE Commercial | Add econo with Econo-Lockout=NO, DB limit = 68, Max OSA = 100% | D03-058 | 2 | COMMERCIAL | 3 = Commercial HVAC | TRUE | 4.6667 | NonRes-sAll-mHVAC-RCA | Cap-Tons | ROB | 135.1548 | 47.3042 |  |  |  | 87.8506 | 329 | Small Commercial | kW | 0 | 0.00326 | Commercial | Small Commercial | Winter Only | 14 | 135.1548 | 3% | 329 | 0 | 0.00326 | Small Boilers (<100 MMBtu/hr Heat Input):Controlled Low NOx Burner | 4.6667 | 73% | NA |  |  |  | 90% | 90% | [6 empty] | 0% | 0% |  | 15.625 | 16.625 | 17.625 | 0 | 0 | 0 | 0 | 0 | 0 | 0 | 0 | 2020 Qtr 1: 3.8125; 2020 Qtr 2: 3.875; 2020 Qtr 3: 3.9375; 2020 Qtr 4: 4; 2021 Qtr 1: 4.0625; 2021 Qtr 2: 4.125; 2021 Qtr 3: 4.1875; 2021 Qtr 4: 4.25; 2022 Qtr 1: 4.3125; 2022 Qtr 2: 4.375; 2022 Qtr 3: 4.4375; 2022 Qtr 4: 4.5 | 49.875 | WRf; (assumed 200 ton, per Itron WO017 10-12 cost study)
MCE Commercial | Add econo with Econo-Lockout=NO, DB limit = 68, Max OSA = 100% | D03-058 | 3A | COMMERCIAL | 3 = Commercial HVAC | TRUE | 4.6667 | NonRes-sAll-mHVAC-RCA | Cap-Tons | ROB | 135.1548 | 47.3042 |  |  |  | 87.8506 | 522 | Small Commercial | kW | 0 | 0.00424 | Commercial | Small Commercial | Winter Only | 14 | 135.1548 | 3% | 522 | 0 | 0.00424 | Small Boilers (<100 MMBtu/hr Heat Input):Controlled Low NOx Burner | 4.6667 | 73% | NA |  |  |  | 90% | 90% | [6 empty] | 0% | 0% |  | 15.625 | 16.625 | 17.625 | 0 | 0 | 0 | 0 | 0 | 0 | 0 | 0 | 2020 Qtr 1: 3.8125; 2020 Qtr 2: 3.875; 2020 Qtr 3: 3.9375; 2020 Qtr 4: 4; 2021 Qtr 1: 4.0625; 2021 Qtr 2: 4.125; 2021 Qtr 3: 4.1875; 2021 Qtr 4: 4.25; 2022 Qtr 1: 4.3125; 2022 Qtr 2: 4.375; 2022 Qtr 3: 4.4375; 2022 Qtr 4: 4.5 | 49.875 | WRf; (assumed 200 ton, per Itron WO017 10-12 cost study)
MCE Commercial | Add econo with Econo-Lockout=NO, DB limit = 68, Max OSA = 100% | D03-058 | 3B | COMMERCIAL | 3 = Commercial HVAC | TRUE | 4.6667 | NonRes-sAll-mHVAC-RCA | Cap-Tons | ROB | 135.1548 | 47.3042 |  |  |  | 87.8506 | 522 | Small Commercial | kW | 0 | 0.00424 | Commercial | Small Commercial | Winter Only | 14 | 135.1548 | 3% | 522 | 0 | 0.00424 | Small Boilers (<100 MMBtu/hr Heat Input):Controlled Low NOx Burner | 4.6667 | 73% | NA |  |  |  | 90% | 90% | [6 empty] | 0% | 0% |  | 15.625 | 16.625 | 17.625 | 0 | 0 | 0 | 0 | 0 | 0 | 0 | 0 | 2020 Qtr 1: 3.8125; 2020 Qtr 2: 3.875; 2020 Qtr 3: 3.9375; 2020 Qtr 4: 4; 2021 Qtr 1: 4.0625; 2021 Qtr 2: 4.125; 2021 Qtr 3: 4.1875; 2021 Qtr 4: 4.25; 2022 Qtr 1: 4.3125; 2022 Qtr 2: 4.375; 2022 Qtr 3: 4.4375; 2022 Qtr 4: 4.5 | 49.875 | WRf; (assumed 200 ton, per Itron WO017 10-12 cost study)
MCE Commercial | Add econo with Econo-Lockout=NO, DB limit = 68, Max OSA = 100% | D03-058 | 12 | COMMERCIAL | 3 = Commercial HVAC | TRUE | 4.6667 | NonRes-sAll-mHVAC-RCA | Cap-Tons | ROB | 135.1548 | 47.3042 |  |  |  | 87.8506 | 223 | Small Commercial | kW | 0 | -0.000581 | Commercial | Small Commercial | Winter Only | 14 | 135.1548 | 3% | 223 | 0 | -0.000581 | Small Boilers (<100 MMBtu/hr Heat Input):Controlled Low NOx Burner | 4.6667 | 73% | NA |  |  |  | 90% | 90% | [6 empty] | 0% | 0% |  | 15.625 | 16.625 | 17.625 | 0 | 0 | 0 | 0 | 0 | 0 | 0 | 0 | 2020 Qtr 1: 3.8125; 2020 Qtr 2: 3.875; 2020 Qtr 3: 3.9375; 2020 Qtr 4: 4; 2021 Qtr 1: 4.0625; 2021 Qtr 2: 4.125; 2021 Qtr 3: 4.1875; 2021 Qtr 4: 4.25; 2022 Qtr 1: 4.3125; 2022 Qtr 2: 4.375; 2022 Qtr 3: 4.4375; 2022 Qtr 4: 4.5 | 49.875 | WRf; (assumed 200 ton, per Itron WO017 10-12 cost study)
MCE Commercial | Add ecomizer with Econo-Lockout=NO, DB limit = 68, Max OSA = 100% | D03-059 | 2 | COMMERCIAL | 3 = Commercial HVAC | TRUE | 4.6667 | NonRes-sAll-mHVAC-RCA | Cap-Tons | ROB | 135.1548 | 47.3042 |  |  |  | 87.8506 | 449 | Small Commercial | kW | 0.000465 | -12.4 | Commercial | Small Commercial | Winter Only | 14 | 135.1548 | 3% | 449 | 0.000465 | -12.4 | Small Boilers (<100 MMBtu/hr Heat Input):Controlled Low NOx Burner | 4.6667 | 73% | NA |  |  |  | 90% | 90% | [6 empty] | 0% | 0% |  | 15.625 | 16.625 | 17.625 | 0 | 0 | 0 | 0 | 0 | 0 | 0 | 0 | 2020 Qtr 1: 3.8125; 2020 Qtr 2: 3.875; 2020 Qtr 3: 3.9375; 2020 Qtr 4: 4; 2021 Qtr 1: 4.0625; 2021 Qtr 2: 4.125; 2021 Qtr 3: 4.1875; 2021 Qtr 4: 4.25; 2022 Qtr 1: 4.3125; 2022 Qtr 2: 4.375; 2022 Qtr 3: 4.4375; 2022 Qtr 4: 4.5 | 49.875 | (assumed 200 ton, per Itron WO017 10-12 cost study)
MCE Commercial | Add ecomizer with Econo-Lockout=NO, DB limit = 68, Max OSA = 100% | D03-059 | 3A | COMMERCIAL | 3 = Commercial HVAC | TRUE | 4.6667 | NonRes-sAll-mHVAC-RCA | Cap-Tons | ROB | 135.1548 | 47.3042 |  |  |  | 87.8506 | 458 | Small Commercial | kW | 0.00105 | -16.6 | Commercial | Small Commercial | Winter Only | 14 | 135.1548 | 3% | 458 | 0.00105 | -16.6 | Small Boilers (<100 MMBtu/hr Heat Input):Controlled Low NOx Burner | 4.6667 | 73% | NA |  |  |  | 90% | 90% | [6 empty] | 0% | 0% |  | 15.625 | 16.625 | 17.625 | 0 | 0 | 0 | 0 | 0 | 0 | 0 | 0 | 2020 Qtr 1: 3.8125; 2020 Qtr 2: 3.875; 2020 Qtr 3: 3.9375; 2020 Qtr 4: 4; 2021 Qtr 1: 4.0625; 2021 Qtr 2: 4.125; 2021 Qtr 3: 4.1875; 2021 Qtr 4: 4.25; 2022 Qtr 1: 4.3125; 2022 Qtr 2: 4.375; 2022 Qtr 3: 4.4375; 2022 Qtr 4: 4.5 | 49.875 | (assumed 200 ton, per Itron WO017 10-12 cost study)
MCE Commercial | Add ecomizer with Econo-Lockout=NO, DB limit = 68, Max OSA = 100% | D03-059 | 3B | COMMERCIAL | 3 = Commercial HVAC | TRUE | 4.6667 | NonRes-sAll-mHVAC-RCA | Cap-Tons | ROB | 135.1548 | 47.3042 |  |  |  | 87.8506 | 458 | Small Commercial | kW | 0.00105 | -16.6 | Commercial | Small Commercial | Winter Only | 14 | 135.1548 | 3% | 458 | 0.00105 | -16.6 | Small Boilers (<100 MMBtu/hr Heat Input):Controlled Low NOx Burner | 4.6667 | 73% | NA |  |  |  | 90% | 90% | [6 empty] | 0% | 0% |  | 15.625 | 16.625 | 17.625 | 0 | 0 | 0 | 0 | 0 | 0 | 0 | 0 | 2020 Qtr 1: 3.8125; 2020 Qtr 2: 3.875; 2020 Qtr 3: 3.9375; 2020 Qtr 4: 4; 2021 Qtr 1: 4.0625; 2021 Qtr 2: 4.125; 2021 Qtr 3: 4.1875; 2021 Qtr 4: 4.25; 2022 Qtr 1: 4.3125; 2022 Qtr 2: 4.375; 2022 Qtr 3: 4.4375; 2022 Qtr 4: 4.5 | 49.875 | (assumed 200 ton, per Itron WO017 10-12 cost study)
MCE Commercial | Add ecomizer with Econo-Lockout=NO, DB limit = 68, Max OSA = 100% | D03-059 | 12 | COMMERCIAL | 3 = Commercial HVAC | TRUE | 4.6667 | NonRes-sAll-mHVAC-RCA | Cap-Tons | ROB | 135.1548 | 47.3042 |  |  |  | 87.8506 | 396 | Small Commercial | kW | 0.000439 | -10.8 | Commercial | Small Commercial | Winter Only | 14 | 135.1548 | 3% | 396 | 0.000439 | -10.8 | Small Boilers (<100 MMBtu/hr Heat Input):Controlled Low NOx Burner | 4.6667 | 73% | NA |  |  |  | 90% | 90% | [6 empty] | 0% | 0% |  | 15.625 | 16.625 | 17.625 | 0 | 0 | 0 | 0 | 0 | 0 | 0 | 0 | 2020 Qtr 1: 3.8125; 2020 Qtr 2: 3.875; 2020 Qtr 3: 3.9375; 2020 Qtr 4: 4; 2021 Qtr 1: 4.0625; 2021 Qtr 2: 4.125; 2021 Qtr 3: 4.1875; 2021 Qtr 4: 4.25; 2022 Qtr 1: 4.3125; 2022 Qtr 2: 4.375; 2022 Qtr 3: 4.4375; 2022 Qtr 4: 4.5 | 49.875 | (assumed 200 ton, per Itron WO017 10-12 cost study)
MCE Commercial | Add ecomizer with Econo-Lockout=NO, DB limit = 68, Max OSA = 100% | D03-059 | 2 | COMMERCIAL | 3 = Commercial HVAC | TRUE | 4.6667 | NonRes-sAll-mHVAC-RCA | Cap-Tons | ROB | 135.1548 | 47.3042 |  |  |  | 87.8506 | 559 | Small Commercial | kW | 0.000944 | -15.9 | Commercial | Small Commercial | Winter Only | 14 | 135.1548 | 3% | 559 | 0.000944 | -15.9 | Small Boilers (<100 MMBtu/hr Heat Input):Controlled Low NOx Burner | 4.6667 | 73% | NA |  |  |  | 90% | 90% | [6 empty] | 0% | 0% |  | 15.625 | 16.625 | 17.625 | 0 | 0 | 0 | 0 | 0 | 0 | 0 | 0 | 2020 Qtr 1: 3.8125; 2020 Qtr 2: 3.875; 2020 Qtr 3: 3.9375; 2020 Qtr 4: 4; 2021 Qtr 1: 4.0625; 2021 Qtr 2: 4.125; 2021 Qtr 3: 4.1875; 2021 Qtr 4: 4.25; 2022 Qtr 1: 4.3125; 2022 Qtr 2: 4.375; 2022 Qtr 3: 4.4375; 2022 Qtr 4: 4.5 | 49.875 | (assumed 200 ton, per Itron WO017 10-12 cost study)
MCE Commercial | Add ecomizer with Econo-Lockout=NO, DB limit = 68, Max OSA = 100% | D03-059 | 3A | COMMERCIAL | 3 = Commercial HVAC | TRUE | 4.6667 | NonRes-sAll-mHVAC-RCA | Cap-Tons | ROB | 135.1548 | 47.3042 |  |  |  | 87.8506 | 578 | Small Commercial | kW | 0.00157 | -20.8 | Commercial | Small Commercial | Winter Only | 14 | 135.1548 | 3% | 578 | 0.00157 | -20.8 | Small Boilers (<100 MMBtu/hr Heat Input):Controlled Low NOx Burner | 4.6667 | 73% | NA |  |  |  | 90% | 90% | [6 empty] | 0% | 0% |  | 15.625 | 16.625 | 17.625 | 0 | 0 | 0 | 0 | 0 | 0 | 0 | 0 | 2020 Qtr 1: 3.8125; 2020 Qtr 2: 3.875; 2020 Qtr 3: 3.9375; 2020 Qtr 4: 4; 2021 Qtr 1: 4.0625; 2021 Qtr 2: 4.125; 2021 Qtr 3: 4.1875; 2021 Qtr 4: 4.25; 2022 Qtr 1: 4.3125; 2022 Qtr 2: 4.375; 2022 Qtr 3: 4.4375; 2022 Qtr 4: 4.5 | 49.875 | (assumed 200 ton, per Itron WO017 10-12 cost study)
MCE Commercial | Add ecomizer with Econo-Lockout=NO, DB limit = 68, Max OSA = 100% | D03-059 | 3B | COMMERCIAL | 3 = Commercial HVAC | TRUE | 4.6667 | NonRes-sAll-mHVAC-RCA | Cap-Tons | ROB | 135.1548 | 47.3042 |  |  |  | 87.8506 | 578 | Small Commercial | kW | 0.00157 | -20.8 | Commercial | Small Commercial | Winter Only | 14 | 135.1548 | 3% | 578 | 0.00157 | -20.8 | Small Boilers (<100 MMBtu/hr Heat Input):Controlled Low NOx Burner | 4.6667 | 73% | NA |  |  |  | 90% | 90% | [6 empty] | 0% | 0% |  | 15.625 | 16.625 | 17.625 | 0 | 0 | 0 | 0 | 0 | 0 | 0 | 0 | 2020 Qtr 1: 3.8125; 2020 Qtr 2: 3.875; 2020 Qtr 3: 3.9375; 2020 Qtr 4: 4; 2021 Qtr 1: 4.0625; 2021 Qtr 2: 4.125; 2021 Qtr 3: 4.1875; 2021 Qtr 4: 4.25; 2022 Qtr 1: 4.3125; 2022 Qtr 2: 4.375; 2022 Qtr 3: 4.4375; 2022 Qtr 4: 4.5 | 49.875 | (assumed 200 ton, per Itron WO017 10-12 cost study)
MCE Commercial | Add ecomizer with Econo-Lockout=NO, DB limit = 68, Max OSA = 100% | D03-059 | 12 | COMMERCIAL | 3 = Commercial HVAC | TRUE | 4.6667 | NonRes-sAll-mHVAC-RCA | Cap-Tons | ROB | 135.1548 | 47.3042 |  |  |  | 87.8506 | 491 | Small Commercial | kW | 0.000174 | -14 | Commercial | Small Commercial | Winter Only | 14 | 135.1548 | 3% | 491 | 0.000174 | -14 | Small Boilers (<100 MMBtu/hr Heat Input):Controlled Low NOx Burner | 4.6667 | 73% | NA |  |  |  | 90% | 90% | [6 empty] | 0% | 0% |  | 15.625 | 16.625 | 17.625 | 0 | 0 | 0 | 0 | 0 | 0 | 0 | 0 | 2020 Qtr 1: 3.8125; 2020 Qtr 2: 3.875; 2020 Qtr 3: 3.9375; 2020 Qtr 4: 4; 2021 Qtr 1: 4.0625; 2021 Qtr 2: 4.125; 2021 Qtr 3: 4.1875; 2021 Qtr 4: 4.25; 2022 Qtr 1: 4.3125; 2022 Qtr 2: 4.375; 2022 Qtr 3: 4.4375; 2022 Qtr 4: 4.5 | 49.875 | (assumed 200 ton, per Itron WO017 10-12 cost study)
MCE Commercial | Add ecomizer with Econo-Lockout=NO, DB limit = 68, Max OSA = 100% | D03-059 | 2 | COMMERCIAL | 3 = Commercial HVAC | TRUE | 4.6667 | NonRes-sAll-mHVAC-RCA | Cap-Tons | ROB | 135.1548 | 47.3042 |  |  |  | 87.8506 | 1790 | Small Commercial | kW | 0.000254 | -43.5 | Commercial | Small Commercial | Winter Only | 14 | 135.1548 | 3% | 1790 | 0.000254 | -43.5 | Small Boilers (<100 MMBtu/hr Heat Input):Controlled Low NOx Burner | 4.6667 | 73% | NA |  |  |  | 90% | 90% | [6 empty] | 0% | 0% |  | 15.625 | 16.625 | 17.625 | 0 | 0 | 0 | 0 | 0 | 0 | 0 | 0 | 2020 Qtr 1: 3.8125; 2020 Qtr 2: 3.875; 2020 Qtr 3: 3.9375; 2020 Qtr 4: 4; 2021 Qtr 1: 4.0625; 2021 Qtr 2: 4.125; 2021 Qtr 3: 4.1875; 2021 Qtr 4: 4.25; 2022 Qtr 1: 4.3125; 2022 Qtr 2: 4.375; 2022 Qtr 3: 4.4375; 2022 Qtr 4: 4.5 | 49.875 | (assumed 200 ton, per Itron WO017 10-12 cost study)
MCE Commercial | Add ecomizer with Econo-Lockout=NO, DB limit = 68, Max OSA = 100% | D03-059 | 3A | COMMERCIAL | 3 = Commercial HVAC | TRUE | 4.6667 | NonRes-sAll-mHVAC-RCA | Cap-Tons | ROB | 135.1548 | 47.3042 |  |  |  | 87.8506 | 1900 | Small Commercial | kW | 0.000905 | -47.8 | Commercial | Small Commercial | Winter Only | 14 | 135.1548 | 3% | 1900 | 0.000905 | -47.8 | Small Boilers (<100 MMBtu/hr Heat Input):Controlled Low NOx Burner | 4.6667 | 73% | NA |  |  |  | 90% | 90% | [6 empty] | 0% | 0% |  | 15.625 | 16.625 | 17.625 | 0 | 0 | 0 | 0 | 0 | 0 | 0 | 0 | 2020 Qtr 1: 3.8125; 2020 Qtr 2: 3.875; 2020 Qtr 3: 3.9375; 2020 Qtr 4: 4; 2021 Qtr 1: 4.0625; 2021 Qtr 2: 4.125; 2021 Qtr 3: 4.1875; 2021 Qtr 4: 4.25; 2022 Qtr 1: 4.3125; 2022 Qtr 2: 4.375; 2022 Qtr 3: 4.4375; 2022 Qtr 4: 4.5 | 49.875 | (assumed 200 ton, per Itron WO017 10-12 cost study)
MCE Commercial | Add ecomizer with Econo-Lockout=NO, DB limit = 68, Max OSA = 100% | D03-059 | 3B | COMMERCIAL | 3 = Commercial HVAC | TRUE | 4.6667 | NonRes-sAll-mHVAC-RCA | Cap-Tons | ROB | 135.1548 | 47.3042 |  |  |  | 87.8506 | 1900 | Small Commercial | kW | 0.000905 | -47.8 | Commercial | Small Commercial | Winter Only | 14 | 135.1548 | 3% | 1900 | 0.000905 | -47.8 | Small Boilers (<100 MMBtu/hr Heat Input):Controlled Low NOx Burner | 4.6667 | 73% | NA |  |  |  | 90% | 90% | [6 empty] | 0% | 0% |  | 15.625 | 16.625 | 17.625 | 0 | 0 | 0 | 0 | 0 | 0 | 0 | 0 | 2020 Qtr 1: 3.8125; 2020 Qtr 2: 3.875; 2020 Qtr 3: 3.9375; 2020 Qtr 4: 4; 2021 Qtr 1: 4.0625; 2021 Qtr 2: 4.125; 2021 Qtr 3: 4.1875; 2021 Qtr 4: 4.25; 2022 Qtr 1: 4.3125; 2022 Qtr 2: 4.375; 2022 Qtr 3: 4.4375; 2022 Qtr 4: 4.5 | 49.875 | (assumed 200 ton, per Itron WO017 10-12 cost study)
MCE Commercial | Add ecomizer with Econo-Lockout=NO, DB limit = 68, Max OSA = 100% | D03-059 | 12 | COMMERCIAL | 3 = Commercial HVAC | TRUE | 4.6667 | NonRes-sAll-mHVAC-RCA | Cap-Tons | ROB | 135.1548 | 47.3042 |  |  |  | 87.8506 | 1640 | Small Commercial | kW | 0.000985 | -37.9 | Commercial | Small Commercial | Winter Only | 14 | 135.1548 | 3% | 1640 | 0.000985 | -37.9 | Small Boilers (<100 MMBtu/hr Heat Input):Controlled Low NOx Burner | 4.6667 | 73% | NA |  |  |  | 90% | 90% | [6 empty] | 0% | 0% |  | 15.625 | 16.625 | 17.625 | 0 | 0 | 0 | 0 | 0 | 0 | 0 | 0 | 2020 Qtr 1: 3.8125; 2020 Qtr 2: 3.875; 2020 Qtr 3: 3.9375; 2020 Qtr 4: 4; 2021 Qtr 1: 4.0625; 2021 Qtr 2: 4.125; 2021 Qtr 3: 4.1875; 2021 Qtr 4: 4.25; 2022 Qtr 1: 4.3125; 2022 Qtr 2: 4.375; 2022 Qtr 3: 4.4375; 2022 Qtr 4: 4.5 | 49.875 | (assumed 200 ton, per Itron WO017 10-12 cost study)
MCE Commercial | Add ecomizer with Econo-Lockout=NO, DB limit = 68, Max OSA = 100% | D03-059 | 2 | COMMERCIAL | 3 = Commercial HVAC | TRUE | 4.6667 | NonRes-sAll-mHVAC-RCA | Cap-Tons | ROB | 135.1548 | 47.3042 |  |  |  | 87.8506 | 5920 | Small Commercial | kW | 0.0127 | -59.9 | Commercial | Small Commercial | Winter Only | 14 | 135.1548 | 3% | 5920 | 0.0127 | -59.9 | Small Boilers (<100 MMBtu/hr Heat Input):Controlled Low NOx Burner | 4.6667 | 73% | NA |  |  |  | 90% | 90% | [6 empty] | 0% | 0% |  | 15.625 | 16.625 | 17.625 | 0 | 0 | 0 | 0 | 0 | 0 | 0 | 0 | 2020 Qtr 1: 3.8125; 2020 Qtr 2: 3.875; 2020 Qtr 3: 3.9375; 2020 Qtr 4: 4; 2021 Qtr 1: 4.0625; 2021 Qtr 2: 4.125; 2021 Qtr 3: 4.1875; 2021 Qtr 4: 4.25; 2022 Qtr 1: 4.3125; 2022 Qtr 2: 4.375; 2022 Qtr 3: 4.4375; 2022 Qtr 4: 4.5 | 49.875 | (assumed 200 ton, per Itron WO017 10-12 cost study)
MCE Commercial | Add ecomizer with Econo-Lockout=NO, DB limit = 68, Max OSA = 100% | D03-059 | 3A | COMMERCIAL | 3 = Commercial HVAC | TRUE | 4.6667 | NonRes-sAll-mHVAC-RCA | Cap-Tons | ROB | 135.1548 | 47.3042 |  |  |  | 87.8506 | 5720 | Small Commercial | kW | 0.136 | -64.8 | Commercial | Small Commercial | Winter Only | 14 | 135.1548 | 3% | 5720 | 0.136 | -64.8 | Small Boilers (<100 MMBtu/hr Heat Input):Controlled Low NOx Burner | 4.6667 | 73% | NA |  |  |  | 90% | 90% | [6 empty] | 0% | 0% |  | 15.625 | 16.625 | 17.625 | 0 | 0 | 0 | 0 | 0 | 0 | 0 | 0 | 2020 Qtr 1: 3.8125; 2020 Qtr 2: 3.875; 2020 Qtr 3: 3.9375; 2020 Qtr 4: 4; 2021 Qtr 1: 4.0625; 2021 Qtr 2: 4.125; 2021 Qtr 3: 4.1875; 2021 Qtr 4: 4.25; 2022 Qtr 1: 4.3125; 2022 Qtr 2: 4.375; 2022 Qtr 3: 4.4375; 2022 Qtr 4: 4.5 | 49.875 | (assumed 200 ton, per Itron WO017 10-12 cost study)
MCE Commercial | Add ecomizer with Econo-Lockout=NO, DB limit = 68, Max OSA = 100% | D03-059 | 3B | COMMERCIAL | 3 = Commercial HVAC | TRUE | 4.6667 | NonRes-sAll-mHVAC-RCA | Cap-Tons | ROB | 135.1548 | 47.3042 |  |  |  | 87.8506 | 5720 | Small Commercial | kW | 0.136 | -64.8 | Commercial | Small Commercial | Winter Only | 14 | 135.1548 | 3% | 5720 | 0.136 | -64.8 | Small Boilers (<100 MMBtu/hr Heat Input):Controlled Low NOx Burner | 4.6667 | 73% | NA |  |  |  | 90% | 90% | [6 empty] | 0% | 0% |  | 15.625 | 16.625 | 17.625 | 0 | 0 | 0 | 0 | 0 | 0 | 0 | 0 | 2020 Qtr 1: 3.8125; 2020 Qtr 2: 3.875; 2020 Qtr 3: 3.9375; 2020 Qtr 4: 4; 2021 Qtr 1: 4.0625; 2021 Qtr 2: 4.125; 2021 Qtr 3: 4.1875; 2021 Qtr 4: 4.25; 2022 Qtr 1: 4.3125; 2022 Qtr 2: 4.375; 2022 Qtr 3: 4.4375; 2022 Qtr 4: 4.5 | 49.875 | (assumed 200 ton, per Itron WO017 10-12 cost study)
MCE Commercial | Add ecomizer with Econo-Lockout=NO, DB limit = 68, Max OSA = 100% | D03-059 | 12 | COMMERCIAL | 3 = Commercial HVAC | TRUE | 4.6667 | NonRes-sAll-mHVAC-RCA | Cap-Tons | ROB | 135.1548 | 47.3042 |  |  |  | 87.8506 | 5440 | Small Commercial | kW | 0.0503 | -51.3 | Commercial | Small Commercial | Winter Only | 14 | 135.1548 | 3% | 5440 | 0.0503 | -51.3 | Small Boilers (<100 MMBtu/hr Heat Input):Controlled Low NOx Burner | 4.6667 | 73% | NA |  |  |  | 90% | 90% | [6 empty] | 0% | 0% |  | 15.625 | 16.625 | 17.625 | 0 | 0 | 0 | 0 | 0 | 0 | 0 | 0 | 2020 Qtr 1: 3.8125; 2020 Qtr 2: 3.875; 2020 Qtr 3: 3.9375; 2020 Qtr 4: 4; 2021 Qtr 1: 4.0625; 2021 Qtr 2: 4.125; 2021 Qtr 3: 4.1875; 2021 Qtr 4: 4.25; 2022 Qtr 1: 4.3125; 2022 Qtr 2: 4.375; 2022 Qtr 3: 4.4375; 2022 Qtr 4: 4.5 | 49.875 | (assumed 200 ton, per Itron WO017 10-12 cost study)
MCE Commercial | Add ecomizer with Econo-Lockout=NO, DB limit = 68, Max OSA = 100% | D03-059 | 2 | COMMERCIAL | 3 = Commercial HVAC | TRUE | 4.6667 | NonRes-sAll-mHVAC-RCA | Cap-Tons | ROB | 135.1548 | 47.3042 |  |  |  | 87.8506 | 1390 | Small Commercial | kW | 0.000418 | -33.9 | Commercial | Small Commercial | Winter Only | 14 | 135.1548 | 3% | 1390 | 0.000418 | -33.9 | Small Boilers (<100 MMBtu/hr Heat Input):Controlled Low NOx Burner | 4.6667 | 73% | NA |  |  |  | 90% | 90% | [6 empty] | 0% | 0% |  | 15.625 | 16.625 | 17.625 | 0 | 0 | 0 | 0 | 0 | 0 | 0 | 0 | 2020 Qtr 1: 3.8125; 2020 Qtr 2: 3.875; 2020 Qtr 3: 3.9375; 2020 Qtr 4: 4; 2021 Qtr 1: 4.0625; 2021 Qtr 2: 4.125; 2021 Qtr 3: 4.1875; 2021 Qtr 4: 4.25; 2022 Qtr 1: 4.3125; 2022 Qtr 2: 4.375; 2022 Qtr 3: 4.4375; 2022 Qtr 4: 4.5 | 49.875 | (assumed 200 ton, per Itron WO017 10-12 cost study)
MCE Commercial | Add ecomizer with Econo-Lockout=NO, DB limit = 68, Max OSA = 100% | D03-059 | 3A | COMMERCIAL | 3 = Commercial HVAC | TRUE | 4.6667 | NonRes-sAll-mHVAC-RCA | Cap-Tons | ROB | 135.1548 | 47.3042 |  |  |  | 87.8506 | 1550 | Small Commercial | kW | 0.00043 | -43.6 | Commercial | Small Commercial | Winter Only | 14 | 135.1548 | 3% | 1550 | 0.00043 | -43.6 | Small Boilers (<100 MMBtu/hr Heat Input):Controlled Low NOx Burner | 4.6667 | 73% | NA |  |  |  | 90% | 90% | [6 empty] | 0% | 0% |  | 15.625 | 16.625 | 17.625 | 0 | 0 | 0 | 0 | 0 | 0 | 0 | 0 | 2020 Qtr 1: 3.8125; 2020 Qtr 2: 3.875; 2020 Qtr 3: 3.9375; 2020 Qtr 4: 4; 2021 Qtr 1: 4.0625; 2021 Qtr 2: 4.125; 2021 Qtr 3: 4.1875; 2021 Qtr 4: 4.25; 2022 Qtr 1: 4.3125; 2022 Qtr 2: 4.375; 2022 Qtr 3: 4.4375; 2022 Qtr 4: 4.5 | 49.875 | (assumed 200 ton, per Itron WO017 10-12 cost study)
MCE Commercial | Add ecomizer with Econo-Lockout=NO, DB limit = 68, Max OSA = 100% | D03-059 | 3B | COMMERCIAL | 3 = Commercial HVAC | TRUE | 4.6667 | NonRes-sAll-mHVAC-RCA | Cap-Tons | ROB | 135.1548 | 47.3042 |  |  |  | 87.8506 | 1550 | Small Commercial | kW | 0.00043 | -43.6 | Commercial | Small Commercial | Winter Only | 14 | 135.1548 | 3% | 1550 | 0.00043 | -43.6 | Small Boilers (<100 MMBtu/hr Heat Input):Controlled Low NOx Burner | 4.6667 | 73% | NA |  |  |  | 90% | 90% | [6 empty] | 0% | 0% |  | 15.625 | 16.625 | 17.625 | 0 | 0 | 0 | 0 | 0 | 0 | 0 | 0 | 2020 Qtr 1: 3.8125; 2020 Qtr 2: 3.875; 2020 Qtr 3: 3.9375; 2020 Qtr 4: 4; 2021 Qtr 1: 4.0625; 2021 Qtr 2: 4.125; 2021 Qtr 3: 4.1875; 2021 Qtr 4: 4.25; 2022 Qtr 1: 4.3125; 2022 Qtr 2: 4.375; 2022 Qtr 3: 4.4375; 2022 Qtr 4: 4.5 | 49.875 | (assumed 200 ton, per Itron WO017 10-12 cost study)
MCE Commercial | Add ecomizer with Econo-Lockout=NO, DB limit = 68, Max OSA = 100% | D03-059 | 12 | COMMERCIAL | 3 = Commercial HVAC | TRUE | 4.6667 | NonRes-sAll-mHVAC-RCA | Cap-Tons | ROB | 135.1548 | 47.3042 |  |  |  | 87.8506 | 1260 | Small Commercial | kW | 0.000402 | -31.3 | Commercial | Small Commercial | Winter Only | 14 | 135.1548 | 3% | 1260 | 0.000402 | -31.3 | Small Boilers (<100 MMBtu/hr Heat Input):Controlled Low NOx Burner | 4.6667 | 73% | NA |  |  |  | 90% | 90% | [6 empty] | 0% | 0% |  | 15.625 | 16.625 | 17.625 | 0 | 0 | 0 | 0 | 0 | 0 | 0 | 0 | 2020 Qtr 1: 3.8125; 2020 Qtr 2: 3.875; 2020 Qtr 3: 3.9375; 2020 Qtr 4: 4; 2021 Qtr 1: 4.0625; 2021 Qtr 2: 4.125; 2021 Qtr 3: 4.1875; 2021 Qtr 4: 4.25; 2022 Qtr 1: 4.3125; 2022 Qtr 2: 4.375; 2022 Qtr 3: 4.4375; 2022 Qtr 4: 4.5 | 49.875 | (assumed 200 ton, per Itron WO017 10-12 cost study)
MCE Commercial | Add ecomizer with Econo-Lockout=NO, DB limit = 68, Max OSA = 100% | D03-059 | 2 | COMMERCIAL | 3 = Commercial HVAC | TRUE | 4.6667 | NonRes-sAll-mHVAC-RCA | Cap-Tons | ROB | 135.1548 | 47.3042 |  |  |  | 87.8506 | 722 | Small Commercial | kW | 0 | -21.7 | Commercial | Small Commercial | Winter Only | 14 | 135.1548 | 3% | 722 | 0 | -21.7 | Small Boilers (<100 MMBtu/hr Heat Input):Controlled Low NOx Burner | 4.6667 | 73% | NA |  |  |  | 90% | 90% | [6 empty] | 0% | 0% |  | 10.9375 | 11.6375 | 12.3375 | 0 | 0 | 0 | 0 | 0 | 0 | 0 | 0 | 2020 Qtr 1: 2.6687; 2020 Qtr 2: 2.7125; 2020 Qtr 3: 2.7562; 2020 Qtr 4: 2.8; 2021 Qtr 1: 2.8437; 2021 Qtr 2: 2.8875; 2021 Qtr 3: 2.9312; 2021 Qtr 4: 2.975; 2022 Qtr 1: 3.0187; 2022 Qtr 2: 3.0625; 2022 Qtr 3: 3.1062; 2022 Qtr 4: 3.15 | 34.9125 | (assumed 200 ton, per Itron WO017 10-12 cost study)
MCE Commercial | Add ecomizer with Econo-Lockout=NO, DB limit = 68, Max OSA = 100% | D03-059 | 3A | COMMERCIAL | 3 = Commercial HVAC | TRUE | 4.6667 | NonRes-sAll-mHVAC-RCA | Cap-Tons | ROB | 135.1548 | 47.3042 |  |  |  | 87.8506 | 803 | Small Commercial | kW | 0.00118 | -26.4 | Commercial | Small Commercial | Winter Only | 14 | 135.1548 | 3% | 803 | 0.00118 | -26.4 | Small Boilers (<100 MMBtu/hr Heat Input):Controlled Low NOx Burner | 4.6667 | 73% | NA |  |  |  | 90% | 90% | [6 empty] | 0% | 0% |  | 10.9375 | 11.6375 | 12.3375 | 0 | 0 | 0 | 0 | 0 | 0 | 0 | 0 | 2020 Qtr 1: 2.6687; 2020 Qtr 2: 2.7125; 2020 Qtr 3: 2.7562; 2020 Qtr 4: 2.8; 2021 Qtr 1: 2.8437; 2021 Qtr 2: 2.8875; 2021 Qtr 3: 2.9312; 2021 Qtr 4: 2.975; 2022 Qtr 1: 3.0187; 2022 Qtr 2: 3.0625; 2022 Qtr 3: 3.1062; 2022 Qtr 4: 3.15 | 34.9125 | (assumed 200 ton, per Itron WO017 10-12 cost study)
MCE Commercial | Add ecomizer with Econo-Lockout=NO, DB limit = 68, Max OSA = 100% | D03-059 | 3B | COMMERCIAL | 3 = Commercial HVAC | TRUE | 4.6667 | NonRes-sAll-mHVAC-RCA | Cap-Tons | ROB | 135.1548 | 47.3042 |  |  |  | 87.8506 | 803 | Small Commercial | kW | 0.00118 | -26.4 | Commercial | Small Commercial | Winter Only | 14 | 135.1548 | 3% | 803 | 0.00118 | -26.4 | Small Boilers (<100 MMBtu/hr Heat Input):Controlled Low NOx Burner | 4.6667 | 73% | NA |  |  |  | 90% | 90% | [6 empty] | 0% | 0% |  | 10.9375 | 11.6375 | 12.3375 | 0 | 0 | 0 | 0 | 0 | 0 | 0 | 0 | 2020 Qtr 1: 2.6687; 2020 Qtr 2: 2.7125; 2020 Qtr 3: 2.7562; 2020 Qtr 4: 2.8; 2021 Qtr 1: 2.8437; 2021 Qtr 2: 2.8875; 2021 Qtr 3: 2.9312; 2021 Qtr 4: 2.975; 2022 Qtr 1: 3.0187; 2022 Qtr 2: 3.0625; 2022 Qtr 3: 3.1062; 2022 Qtr 4: 3.15 | 34.9125 | (assumed 200 ton, per Itron WO017 10-12 cost study)
MCE Commercial | Add ecomizer with Econo-Lockout=NO, DB limit = 68, Max OSA = 100% | D03-059 | 12 | COMMERCIAL | 3 = Commercial HVAC | TRUE | 4.6667 | NonRes-sAll-mHVAC-RCA | Cap-Tons | ROB | 135.1548 | 47.3042 |  |  |  | 87.8506 | 655 | Small Commercial | kW | -0.000109 | -19.7 | Commercial | Small Commercial | Winter Only | 14 | 135.1548 | 3% | 655 | -0.000109 | -19.7 | Small Boilers (<100 MMBtu/hr Heat Input):Controlled Low NOx Burner | 4.6667 | 73% | NA |  |  |  | 90% | 90% | [6 empty] | 0% | 0% |  | 10.9375 | 11.6375 | 12.3375 | 0 | 0 | 0 | 0 | 0 | 0 | 0 | 0 | 2020 Qtr 1: 2.6687; 2020 Qtr 2: 2.7125; 2020 Qtr 3: 2.7562; 2020 Qtr 4: 2.8; 2021 Qtr 1: 2.8437; 2021 Qtr 2: 2.8875; 2021 Qtr 3: 2.9312; 2021 Qtr 4: 2.975; 2022 Qtr 1: 3.0187; 2022 Qtr 2: 3.0625; 2022 Qtr 3: 3.1062; 2022 Qtr 4: 3.15 | 34.9125 | (assumed 200 ton, per Itron WO017 10-12 cost study)
MCE Commercial | Add ecomizer with Econo-Lockout=NO, DB limit = 68, Max OSA = 100% | D03-059 | 2 | COMMERCIAL | 3 = Commercial HVAC | TRUE | 4.6667 | NonRes-sAll-mHVAC-RCA | Cap-Tons | ROB | 135.1548 | 47.3042 |  |  |  | 87.8506 | 651 | Small Commercial | kW | 0 | -18.9 | Commercial | Small Commercial | Winter Only | 14 | 135.1548 | 3% | 651 | 0 | -18.9 | Small Boilers (<100 MMBtu/hr Heat Input):Controlled Low NOx Burner | 4.6667 | 73% | NA |  |  |  | 90% | 90% | [6 empty] | 0% | 0% |  | 10.9375 | 11.6375 | 12.3375 | 0 | 0 | 0 | 0 | 0 | 0 | 0 | 0 | 2020 Qtr 1: 2.6687; 2020 Qtr 2: 2.7125; 2020 Qtr 3: 2.7562; 2020 Qtr 4: 2.8; 2021 Qtr 1: 2.8437; 2021 Qtr 2: 2.8875; 2021 Qtr 3: 2.9312; 2021 Qtr 4: 2.975; 2022 Qtr 1: 3.0187; 2022 Qtr 2: 3.0625; 2022 Qtr 3: 3.1062; 2022 Qtr 4: 3.15 | 34.9125 | (assumed 200 ton, per Itron WO017 10-12 cost study)
MCE Commercial | Add ecomizer with Econo-Lockout=NO, DB limit = 68, Max OSA = 100% | D03-059 | 3A | COMMERCIAL | 3 = Commercial HVAC | TRUE | 4.6667 | NonRes-sAll-mHVAC-RCA | Cap-Tons | ROB | 135.1548 | 47.3042 |  |  |  | 87.8506 | 697 | Small Commercial | kW | 0.00092 | -23.2 | Commercial | Small Commercial | Winter Only | 14 | 135.1548 | 3% | 697 | 0.00092 | -23.2 | Small Boilers (<100 MMBtu/hr Heat Input):Controlled Low NOx Burner | 4.6667 | 73% | NA |  |  |  | 90% | 90% | [6 empty] | 0% | 0% |  | 10.9375 | 11.6375 | 12.3375 | 0 | 0 | 0 | 0 | 0 | 0 | 0 | 0 | 2020 Qtr 1: 2.6687; 2020 Qtr 2: 2.7125; 2020 Qtr 3: 2.7562; 2020 Qtr 4: 2.8; 2021 Qtr 1: 2.8437; 2021 Qtr 2: 2.8875; 2021 Qtr 3: 2.9312; 2021 Qtr 4: 2.975; 2022 Qtr 1: 3.0187; 2022 Qtr 2: 3.0625; 2022 Qtr 3: 3.1062; 2022 Qtr 4: 3.15 | 34.9125 | (assumed 200 ton, per Itron WO017 10-12 cost study)
MCE Commercial | Add ecomizer with Econo-Lockout=NO, DB limit = 68, Max OSA = 100% | D03-059 | 3B | COMMERCIAL | 3 = Commercial HVAC | TRUE | 4.6667 | NonRes-sAll-mHVAC-RCA | Cap-Tons | ROB | 135.1548 | 47.3042 |  |  |  | 87.8506 | 697 | Small Commercial | kW | 0.00092 | -23.2 | Commercial | Small Commercial | Winter Only | 14 | 135.1548 | 3% | 697 | 0.00092 | -23.2 | Small Boilers (<100 MMBtu/hr Heat Input):Controlled Low NOx Burner | 4.6667 | 73% | NA |  |  |  | 90% | 90% | [6 empty] | 0% | 0% |  | 10.9375 | 11.6375 | 12.3375 | 0 | 0 | 0 | 0 | 0 | 0 | 0 | 0 | 2020 Qtr 1: 2.6687; 2020 Qtr 2: 2.7125; 2020 Qtr 3: 2.7562; 2020 Qtr 4: 2.8; 2021 Qtr 1: 2.8437; 2021 Qtr 2: 2.8875; 2021 Qtr 3: 2.9312; 2021 Qtr 4: 2.975; 2022 Qtr 1: 3.0187; 2022 Qtr 2: 3.0625; 2022 Qtr 3: 3.1062; 2022 Qtr 4: 3.15 | 34.9125 | (assumed 200 ton, per Itron WO017 10-12 cost study)
MCE Commercial | Add ecomizer with Econo-Lockout=NO, DB limit = 68, Max OSA = 100% | D03-059 | 12 | COMMERCIAL | 3 = Commercial HVAC | TRUE | 4.6667 | NonRes-sAll-mHVAC-RCA | Cap-Tons | ROB | 135.1548 | 47.3042 |  |  |  | 87.8506 | 604 | Small Commercial | kW | -0.000567 | -16.7 | Commercial | Small Commercial | Winter Only | 14 | 135.1548 | 3% | 604 | -0.000567 | -16.7 | Small Boilers (<100 MMBtu/hr Heat Input):Controlled Low NOx Burner | 4.6667 | 73% | NA |  |  |  | 90% | 90% | [6 empty] | 0% | 0% |  | 10.9375 | 11.6375 | 12.3375 | 0 | 0 | 0 | 0 | 0 | 0 | 0 | 0 | 2020 Qtr 1: 2.6687; 2020 Qtr 2: 2.7125; 2020 Qtr 3: 2.7562; 2020 Qtr 4: 2.8; 2021 Qtr 1: 2.8437; 2021 Qtr 2: 2.8875; 2021 Qtr 3: 2.9312; 2021 Qtr 4: 2.975; 2022 Qtr 1: 3.0187; 2022 Qtr 2: 3.0625; 2022 Qtr 3: 3.1062; 2022 Qtr 4: 3.15 | 34.9125 | (assumed 200 ton, per Itron WO017 10-12 cost study)
MCE Commercial | ecomizer with Econo-Lockout=NO, DB limit = 68, Max OSA = 100% | D03-060 | 2 | COMMERCIAL | 3 = Commercial HVAC | TRUE | 4.6667 | NonRes-sAll-mHVAC-RCA | Cap-Tons | ROB | 135.1548 | 47.3042 |  |  |  | 87.8506 | 310 | Small Commercial | kW | 0.000917 | -6.54 | Commercial | Small Commercial | Winter Only | 14 | 135.1548 | 3% | 310 | 0.000917 | -6.54 | Small Boilers (<100 MMBtu/hr Heat Input):Controlled Low NOx Burner | 4.6667 | 73% | NA |  |  |  | 90% | 90% | [6 empty] | 0% | 0% |  | 7.6562 | 8.1462 | 8.6362 | 0 | 0 | 0 | 0 | 0 | 0 | 0 | 0 | 2020 Qtr 1: 1.8681; 2020 Qtr 2: 1.8987; 2020 Qtr 3: 1.9294; 2020 Qtr 4: 1.96; 2021 Qtr 1: 1.9906; 2021 Qtr 2: 2.0212; 2021 Qtr 3: 2.0519; 2021 Qtr 4: 2.0825; 2022 Qtr 1: 2.1131; 2022 Qtr 2: 2.1437; 2022 Qtr 3: 2.1744; 2022 Qtr 4: 2.205 | 24.4387 | (assumed 200 ton, per Itron WO017 10-12 cost study)
MCE Commercial | ecomizer with Econo-Lockout=NO, DB limit = 68, Max OSA = 100% | D03-060 | 3A | COMMERCIAL | 3 = Commercial HVAC | TRUE | 4.6667 | NonRes-sAll-mHVAC-RCA | Cap-Tons | ROB | 135.1548 | 47.3042 |  |  |  | 87.8506 | 422 | Small Commercial | kW | 0.0011 | -12 | Commercial | Small Commercial | Winter Only | 14 | 135.1548 | 3% | 422 | 0.0011 | -12 | Small Boilers (<100 MMBtu/hr Heat Input):Controlled Low NOx Burner | 4.6667 | 73% | NA |  |  |  | 90% | 90% | [6 empty] | 0% | 0% |  | 7.6562 | 8.1462 | 8.6362 | 0 | 0 | 0 | 0 | 0 | 0 | 0 | 0 | 2020 Qtr 1: 1.8681; 2020 Qtr 2: 1.8987; 2020 Qtr 3: 1.9294; 2020 Qtr 4: 1.96; 2021 Qtr 1: 1.9906; 2021 Qtr 2: 2.0212; 2021 Qtr 3: 2.0519; 2021 Qtr 4: 2.0825; 2022 Qtr 1: 2.1131; 2022 Qtr 2: 2.1437; 2022 Qtr 3: 2.1744; 2022 Qtr 4: 2.205 | 24.4387 | (assumed 200 ton, per Itron WO017 10-12 cost study)
MCE Commercial | ecomizer with Econo-Lockout=NO, DB limit = 68, Max OSA = 100% | D03-060 | 3B | COMMERCIAL | 3 = Commercial HVAC | TRUE | 4.6667 | NonRes-sAll-mHVAC-RCA | Cap-Tons | ROB | 135.1548 | 47.3042 |  |  |  | 87.8506 | 422 | Small Commercial | kW | 0.0011 | -12 | Commercial | Small Commercial | Winter Only | 14 | 135.1548 | 3% | 422 | 0.0011 | -12 | Small Boilers (<100 MMBtu/hr Heat Input):Controlled Low NOx Burner | 4.6667 | 73% | NA |  |  |  | 90% | 90% | [6 empty] | 0% | 0% |  | 7.6562 | 8.1462 | 8.6362 | 0 | 0 | 0 | 0 | 0 | 0 | 0 | 0 | 2020 Qtr 1: 1.8681; 2020 Qtr 2: 1.8987; 2020 Qtr 3: 1.9294; 2020 Qtr 4: 1.96; 2021 Qtr 1: 1.9906; 2021 Qtr 2: 2.0212; 2021 Qtr 3: 2.0519; 2021 Qtr 4: 2.0825; 2022 Qtr 1: 2.1131; 2022 Qtr 2: 2.1437; 2022 Qtr 3: 2.1744; 2022 Qtr 4: 2.205 | 24.4387 | (assumed 200 ton, per Itron WO017 10-12 cost study)
MCE Commercial | ecomizer with Econo-Lockout=NO, DB limit = 68, Max OSA = 100% | D03-060 | 12 | COMMERCIAL | 3 = Commercial HVAC | TRUE | 4.6667 | NonRes-sAll-mHVAC-RCA | Cap-Tons | ROB | 135.1548 | 47.3042 |  |  |  | 87.8506 | 277 | Small Commercial | kW | 0.00016 | -5.76 | Commercial | Small Commercial | Winter Only | 14 | 135.1548 | 3% | 277 | 0.00016 | -5.76 | Small Boilers (<100 MMBtu/hr Heat Input):Controlled Low NOx Burner | 4.6667 | 73% | NA |  |  |  | 90% | 90% | [6 empty] | 0% | 0% |  | 7.6562 | 8.1462 | 8.6362 | 0 | 0 | 0 | 0 | 0 | 0 | 0 | 0 | 2020 Qtr 1: 1.8681; 2020 Qtr 2: 1.8987; 2020 Qtr 3: 1.9294; 2020 Qtr 4: 1.96; 2021 Qtr 1: 1.9906; 2021 Qtr 2: 2.0212; 2021 Qtr 3: 2.0519; 2021 Qtr 4: 2.0825; 2022 Qtr 1: 2.1131; 2022 Qtr 2: 2.1437; 2022 Qtr 3: 2.1744; 2022 Qtr 4: 2.205 | 24.4387 | (assumed 200 ton, per Itron WO017 10-12 cost study)
MCE Commercial | ecomizer with Econo-Lockout=NO, DB limit = 68, Max OSA = 100% | D03-060 | 2 | COMMERCIAL | 3 = Commercial HVAC | TRUE | 4.6667 | NonRes-sAll-mHVAC-RCA | Cap-Tons | ROB | 135.1548 | 47.3042 |  |  |  | 87.8506 | 971 | Small Commercial | kW | -1.24e-05 | -15.3 | Commercial | Small Commercial | Winter Only | 14 | 135.1548 | 3% | 971 | -1.24e-05 | -15.3 | Small Boilers (<100 MMBtu/hr Heat Input):Controlled Low NOx Burner | 4.6667 | 73% | NA |  |  |  | 90% | 90% | [6 empty] | 0% | 0% |  | 15.625 | 16.625 | 17.625 | 0 | 0 | 0 | 0 | 0 | 0 | 0 | 0 | 2020 Qtr 1: 3.8125; 2020 Qtr 2: 3.875; 2020 Qtr 3: 3.9375; 2020 Qtr 4: 4; 2021 Qtr 1: 4.0625; 2021 Qtr 2: 4.125; 2021 Qtr 3: 4.1875; 2021 Qtr 4: 4.25; 2022 Qtr 1: 4.3125; 2022 Qtr 2: 4.375; 2022 Qtr 3: 4.4375; 2022 Qtr 4: 4.5 | 49.875 | (assumed 200 ton, per Itron WO017 10-12 cost study)
MCE Commercial | ecomizer with Econo-Lockout=NO, DB limit = 68, Max OSA = 100% | D03-060 | 3A | COMMERCIAL | 3 = Commercial HVAC | TRUE | 4.6667 | NonRes-sAll-mHVAC-RCA | Cap-Tons | ROB | 135.1548 | 47.3042 |  |  |  | 87.8506 | 1350 | Small Commercial | kW | 0.00247 | -27.9 | Commercial | Small Commercial | Winter Only | 14 | 135.1548 | 3% | 1350 | 0.00247 | -27.9 | Small Boilers (<100 MMBtu/hr Heat Input):Controlled Low NOx Burner | 4.6667 | 73% | NA |  |  |  | 90% | 90% | [6 empty] | 0% | 0% |  | 15.625 | 16.625 | 17.625 | 0 | 0 | 0 | 0 | 0 | 0 | 0 | 0 | 2020 Qtr 1: 3.8125; 2020 Qtr 2: 3.875; 2020 Qtr 3: 3.9375; 2020 Qtr 4: 4; 2021 Qtr 1: 4.0625; 2021 Qtr 2: 4.125; 2021 Qtr 3: 4.1875; 2021 Qtr 4: 4.25; 2022 Qtr 1: 4.3125; 2022 Qtr 2: 4.375; 2022 Qtr 3: 4.4375; 2022 Qtr 4: 4.5 | 49.875 | (assumed 200 ton, per Itron WO017 10-12 cost study)
MCE Commercial | ecomizer with Econo-Lockout=NO, DB limit = 68, Max OSA = 100% | D03-060 | 3B | COMMERCIAL | 3 = Commercial HVAC | TRUE | 4.6667 | NonRes-sAll-mHVAC-RCA | Cap-Tons | ROB | 135.1548 | 47.3042 |  |  |  | 87.8506 | 1350 | Small Commercial | kW | 0.00247 | -27.9 | Commercial | Small Commercial | Winter Only | 14 | 135.1548 | 3% | 1350 | 0.00247 | -27.9 | Small Boilers (<100 MMBtu/hr Heat Input):Controlled Low NOx Burner | 4.6667 | 73% | NA |  |  |  | 90% | 90% | [6 empty] | 0% | 0% |  | 15.625 | 16.625 | 17.625 | 0 | 0 | 0 | 0 | 0 | 0 | 0 | 0 | 2020 Qtr 1: 3.8125; 2020 Qtr 2: 3.875; 2020 Qtr 3: 3.9375; 2020 Qtr 4: 4; 2021 Qtr 1: 4.0625; 2021 Qtr 2: 4.125; 2021 Qtr 3: 4.1875; 2021 Qtr 4: 4.25; 2022 Qtr 1: 4.3125; 2022 Qtr 2: 4.375; 2022 Qtr 3: 4.4375; 2022 Qtr 4: 4.5 | 49.875 | (assumed 200 ton, per Itron WO017 10-12 cost study)
MCE Commercial | ecomizer with Econo-Lockout=NO, DB limit = 68, Max OSA = 100% | D03-060 | 12 | COMMERCIAL | 3 = Commercial HVAC | TRUE | 4.6667 | NonRes-sAll-mHVAC-RCA | Cap-Tons | ROB | 135.1548 | 47.3042 |  |  |  | 87.8506 | 858 | Small Commercial | kW | 0.000519 | -15.7 | Commercial | Small Commercial | Winter Only | 14 | 135.1548 | 3% | 858 | 0.000519 | -15.7 | Small Boilers (<100 MMBtu/hr Heat Input):Controlled Low NOx Burner | 4.6667 | 73% | NA |  |  |  | 90% | 90% | [6 empty] | 0% | 0% |  | 15.625 | 16.625 | 17.625 | 0 | 0 | 0 | 0 | 0 | 0 | 0 | 0 | 2020 Qtr 1: 3.8125; 2020 Qtr 2: 3.875; 2020 Qtr 3: 3.9375; 2020 Qtr 4: 4; 2021 Qtr 1: 4.0625; 2021 Qtr 2: 4.125; 2021 Qtr 3: 4.1875; 2021 Qtr 4: 4.25; 2022 Qtr 1: 4.3125; 2022 Qtr 2: 4.375; 2022 Qtr 3: 4.4375; 2022 Qtr 4: 4.5 | 49.875 | (assumed 200 ton, per Itron WO017 10-12 cost study)
MCE Commercial | ecomizer with Econo-Lockout=NO, DB limit = 68, Max OSA = 100% | D03-060 | 2 | COMMERCIAL | 3 = Commercial HVAC | TRUE | 4.6667 | NonRes-sAll-mHVAC-RCA | Cap-Tons | ROB | 135.1548 | 47.3042 |  |  |  | 87.8506 | 2370 | Small Commercial | kW | 0.0223 | -40.5 | Commercial | Small Commercial | Winter Only | 14 | 135.1548 | 3% | 2370 | 0.0223 | -40.5 | Small Boilers (<100 MMBtu/hr Heat Input):Controlled Low NOx Burner | 4.6667 | 73% | NA |  |  |  | 90% | 90% | [6 empty] | 0% | 0% |  | 15.625 | 16.625 | 17.625 | 0 | 0 | 0 | 0 | 0 | 0 | 0 | 0 | 2020 Qtr 1: 3.8125; 2020 Qtr 2: 3.875; 2020 Qtr 3: 3.9375; 2020 Qtr 4: 4; 2021 Qtr 1: 4.0625; 2021 Qtr 2: 4.125; 2021 Qtr 3: 4.1875; 2021 Qtr 4: 4.25; 2022 Qtr 1: 4.3125; 2022 Qtr 2: 4.375; 2022 Qtr 3: 4.4375; 2022 Qtr 4: 4.5 | 49.875 | (assumed 200 ton, per Itron WO017 10-12 cost study)
MCE Commercial | ecomizer with Econo-Lockout=NO, DB limit = 68, Max OSA = 100% | D03-060 | 3A | COMMERCIAL | 3 = Commercial HVAC | TRUE | 4.6667 | NonRes-sAll-mHVAC-RCA | Cap-Tons | ROB | 135.1548 | 47.3042 |  |  |  | 87.8506 | 3340 | Small Commercial | kW | 0.18 | -54.5 | Commercial | Small Commercial | Winter Only | 14 | 135.1548 | 3% | 3340 | 0.18 | -54.5 | Small Boilers (<100 MMBtu/hr Heat Input):Controlled Low NOx Burner | 4.6667 | 73% | NA |  |  |  | 90% | 90% | [6 empty] | 0% | 0% |  | 15.625 | 16.625 | 17.625 | 0 | 0 | 0 | 0 | 0 | 0 | 0 | 0 | 2020 Qtr 1: 3.8125; 2020 Qtr 2: 3.875; 2020 Qtr 3: 3.9375; 2020 Qtr 4: 4; 2021 Qtr 1: 4.0625; 2021 Qtr 2: 4.125; 2021 Qtr 3: 4.1875; 2021 Qtr 4: 4.25; 2022 Qtr 1: 4.3125; 2022 Qtr 2: 4.375; 2022 Qtr 3: 4.4375; 2022 Qtr 4: 4.5 | 49.875 | (assumed 200 ton, per Itron WO017 10-12 cost study)
MCE Commercial | ecomizer with Econo-Lockout=NO, DB limit = 68, Max OSA = 100% | D03-060 | 3B | COMMERCIAL | 3 = Commercial HVAC | TRUE | 4.6667 | NonRes-sAll-mHVAC-RCA | Cap-Tons | ROB | 135.1548 | 47.3042 |  |  |  | 87.8506 | 3340 | Small Commercial | kW | 0.18 | -54.5 | Commercial | Small Commercial | Winter Only | 14 | 135.1548 | 3% | 3340 | 0.18 | -54.5 | Small Boilers (<100 MMBtu/hr Heat Input):Controlled Low NOx Burner | 4.6667 | 73% | NA |  |  |  | 90% | 90% | [6 empty] | 0% | 0% |  | 15.625 | 16.625 | 17.625 | 0 | 0 | 0 | 0 | 0 | 0 | 0 | 0 | 2020 Qtr 1: 3.8125; 2020 Qtr 2: 3.875; 2020 Qtr 3: 3.9375; 2020 Qtr 4: 4; 2021 Qtr 1: 4.0625; 2021 Qtr 2: 4.125; 2021 Qtr 3: 4.1875; 2021 Qtr 4: 4.25; 2022 Qtr 1: 4.3125; 2022 Qtr 2: 4.375; 2022 Qtr 3: 4.4375; 2022 Qtr 4: 4.5 | 49.875 | (assumed 200 ton, per Itron WO017 10-12 cost study)
MCE Commercial | ecomizer with Econo-Lockout=NO, DB limit = 68, Max OSA = 100% | D03-060 | 12 | COMMERCIAL | 3 = Commercial HVAC | TRUE | 4.6667 | NonRes-sAll-mHVAC-RCA | Cap-Tons | ROB | 135.1548 | 47.3042 |  |  |  | 87.8506 | 2190 | Small Commercial | kW | 0.0635 | -31.9 | Commercial | Small Commercial | Winter Only | 14 | 135.1548 | 3% | 2190 | 0.0635 | -31.9 | Small Boilers (<100 MMBtu/hr Heat Input):Controlled Low NOx Burner | 4.6667 | 73% | NA |  |  |  | 90% | 90% | [6 empty] | 0% | 0% |  | 15.625 | 16.625 | 17.625 | 0 | 0 | 0 | 0 | 0 | 0 | 0 | 0 | 2020 Qtr 1: 3.8125; 2020 Qtr 2: 3.875; 2020 Qtr 3: 3.9375; 2020 Qtr 4: 4; 2021 Qtr 1: 4.0625; 2021 Qtr 2: 4.125; 2021 Qtr 3: 4.1875; 2021 Qtr 4: 4.25; 2022 Qtr 1: 4.3125; 2022 Qtr 2: 4.375; 2022 Qtr 3: 4.4375; 2022 Qtr 4: 4.5 | 49.875 | (assumed 200 ton, per Itron WO017 10-12 cost study)
MCE Commercial | ecomizer with Econo-Lockout=NO, DB limit = 68, Max OSA = 100% | D03-060 | 2 | COMMERCIAL | 3 = Commercial HVAC | TRUE | 4.6667 | NonRes-sAll-mHVAC-RCA | Cap-Tons | ROB | 135.1548 | 47.3042 |  |  |  | 87.8506 | 395 | Small Commercial | kW | 0.000394 | -7.6 | Commercial | Small Commercial | Winter Only | 14 | 135.1548 | 3% | 395 | 0.000394 | -7.6 | Small Boilers (<100 MMBtu/hr Heat Input):Controlled Low NOx Burner | 4.6667 | 73% | NA |  |  |  | 90% | 90% | [6 empty] | 0% | 0% |  | 15.625 | 16.625 | 17.625 | 0 | 0 | 0 | 0 | 0 | 0 | 0 | 0 | 2020 Qtr 1: 3.8125; 2020 Qtr 2: 3.875; 2020 Qtr 3: 3.9375; 2020 Qtr 4: 4; 2021 Qtr 1: 4.0625; 2021 Qtr 2: 4.125; 2021 Qtr 3: 4.1875; 2021 Qtr 4: 4.25; 2022 Qtr 1: 4.3125; 2022 Qtr 2: 4.375; 2022 Qtr 3: 4.4375; 2022 Qtr 4: 4.5 | 49.875 | (assumed 200 ton, per Itron WO017 10-12 cost study)
MCE Commercial | ecomizer with Econo-Lockout=NO, DB limit = 68, Max OSA = 100% | D03-060 | 3A | COMMERCIAL | 3 = Commercial HVAC | TRUE | 4.6667 | NonRes-sAll-mHVAC-RCA | Cap-Tons | ROB | 135.1548 | 47.3042 |  |  |  | 87.8506 | 650 | Small Commercial | kW | 0.000392 | -15.2 | Commercial | Small Commercial | Winter Only | 14 | 135.1548 | 3% | 650 | 0.000392 | -15.2 | Small Boilers (<100 MMBtu/hr Heat Input):Controlled Low NOx Burner | 4.6667 | 73% | NA |  |  |  | 90% | 90% | [6 empty] | 0% | 0% |  | 15.625 | 16.625 | 17.625 | 0 | 0 | 0 | 0 | 0 | 0 | 0 | 0 | 2020 Qtr 1: 3.8125; 2020 Qtr 2: 3.875; 2020 Qtr 3: 3.9375; 2020 Qtr 4: 4; 2021 Qtr 1: 4.0625; 2021 Qtr 2: 4.125; 2021 Qtr 3: 4.1875; 2021 Qtr 4: 4.25; 2022 Qtr 1: 4.3125; 2022 Qtr 2: 4.375; 2022 Qtr 3: 4.4375; 2022 Qtr 4: 4.5 | 49.875 | (assumed 200 ton, per Itron WO017 10-12 cost study)
MCE Commercial | ecomizer with Econo-Lockout=NO, DB limit = 68, Max OSA = 100% | D03-060 | 3B | COMMERCIAL | 3 = Commercial HVAC | TRUE | 4.6667 | NonRes-sAll-mHVAC-RCA | Cap-Tons | ROB | 135.1548 | 47.3042 |  |  |  | 87.8506 | 650 | Small Commercial | kW | 0.000392 | -15.2 | Commercial | Small Commercial | Winter Only | 14 | 135.1548 | 3% | 650 | 0.000392 | -15.2 | Small Boilers (<100 MMBtu/hr Heat Input):Controlled Low NOx Burner | 4.6667 | 73% | NA |  |  |  | 90% | 90% | [6 empty] | 0% | 0% |  | 15.625 | 16.625 | 17.625 | 0 | 0 | 0 | 0 | 0 | 0 | 0 | 0 | 2020 Qtr 1: 3.8125; 2020 Qtr 2: 3.875; 2020 Qtr 3: 3.9375; 2020 Qtr 4: 4; 2021 Qtr 1: 4.0625; 2021 Qtr 2: 4.125; 2021 Qtr 3: 4.1875; 2021 Qtr 4: 4.25; 2022 Qtr 1: 4.3125; 2022 Qtr 2: 4.375; 2022 Qtr 3: 4.4375; 2022 Qtr 4: 4.5 | 49.875 | (assumed 200 ton, per Itron WO017 10-12 cost study)
MCE Commercial | ecomizer with Econo-Lockout=NO, DB limit = 68, Max OSA = 100% | D03-060 | 12 | COMMERCIAL | 3 = Commercial HVAC | TRUE | 4.6667 | NonRes-sAll-mHVAC-RCA | Cap-Tons | ROB | 135.1548 | 47.3042 |  |  |  | 87.8506 | 334 | Small Commercial | kW | 0.000286 | -6.5 | Commercial | Small Commercial | Winter Only | 14 | 135.1548 | 3% | 334 | 0.000286 | -6.5 | Small Boilers (<100 MMBtu/hr Heat Input):Controlled Low NOx Burner | 4.6667 | 73% | NA |  |  |  | 90% | 90% | [6 empty] | 0% | 0% |  | 15.625 | 16.625 | 17.625 | 0 | 0 | 0 | 0 | 0 | 0 | 0 | 0 | 2020 Qtr 1: 3.8125; 2020 Qtr 2: 3.875; 2020 Qtr 3: 3.9375; 2020 Qtr 4: 4; 2021 Qtr 1: 4.0625; 2021 Qtr 2: 4.125; 2021 Qtr 3: 4.1875; 2021 Qtr 4: 4.25; 2022 Qtr 1: 4.3125; 2022 Qtr 2: 4.375; 2022 Qtr 3: 4.4375; 2022 Qtr 4: 4.5 | 49.875 | (assumed 200 ton, per Itron WO017 10-12 cost study)
MCE Commercial | ecomizer with Econo-Lockout=NO, DB limit = 68, Max OSA = 100% | D03-060 | 2 | COMMERCIAL | 3 = Commercial HVAC | TRUE | 4.6667 | NonRes-sAll-mHVAC-RCA | Cap-Tons | ROB | 135.1548 | 47.3042 |  |  |  | 87.8506 | 279 | Small Commercial | kW | 0.000236 | -5 | Commercial | Small Commercial | Winter Only | 14 | 135.1548 | 3% | 279 | 0.000236 | -5 | Small Boilers (<100 MMBtu/hr Heat Input):Controlled Low NOx Burner | 4.6667 | 73% | NA |  |  |  | 90% | 90% | [6 empty] | 0% | 0% |  | 15.625 | 16.625 | 17.625 | 0 | 0 | 0 | 0 | 0 | 0 | 0 | 0 | 2020 Qtr 1: 3.8125; 2020 Qtr 2: 3.875; 2020 Qtr 3: 3.9375; 2020 Qtr 4: 4; 2021 Qtr 1: 4.0625; 2021 Qtr 2: 4.125; 2021 Qtr 3: 4.1875; 2021 Qtr 4: 4.25; 2022 Qtr 1: 4.3125; 2022 Qtr 2: 4.375; 2022 Qtr 3: 4.4375; 2022 Qtr 4: 4.5 | 49.875 | (assumed 200 ton, per Itron WO017 10-12 cost study)
MCE Commercial | ecomizer with Econo-Lockout=NO, DB limit = 68, Max OSA = 100% | D03-060 | 3A | COMMERCIAL | 3 = Commercial HVAC | TRUE | 4.6667 | NonRes-sAll-mHVAC-RCA | Cap-Tons | ROB | 135.1548 | 47.3042 |  |  |  | 87.8506 | 423 | Small Commercial | kW | 0.00104 | -8.82 | Commercial | Small Commercial | Winter Only | 14 | 135.1548 | 3% | 423 | 0.00104 | -8.82 | Small Boilers (<100 MMBtu/hr Heat Input):Controlled Low NOx Burner | 4.6667 | 73% | NA |  |  |  | 90% | 90% | [6 empty] | 0% | 0% |  | 15.625 | 16.625 | 17.625 | 0 | 0 | 0 | 0 | 0 | 0 | 0 | 0 | 2020 Qtr 1: 3.8125; 2020 Qtr 2: 3.875; 2020 Qtr 3: 3.9375; 2020 Qtr 4: 4; 2021 Qtr 1: 4.0625; 2021 Qtr 2: 4.125; 2021 Qtr 3: 4.1875; 2021 Qtr 4: 4.25; 2022 Qtr 1: 4.3125; 2022 Qtr 2: 4.375; 2022 Qtr 3: 4.4375; 2022 Qtr 4: 4.5 | 49.875 | (assumed 200 ton, per Itron WO017 10-12 cost study)
MCE Commercial | ecomizer with Econo-Lockout=NO, DB limit = 68, Max OSA = 100% | D03-060 | 3B | COMMERCIAL | 3 = Commercial HVAC | TRUE | 4.6667 | NonRes-sAll-mHVAC-RCA | Cap-Tons | ROB | 135.1548 | 47.3042 |  |  |  | 87.8506 | 423 | Small Commercial | kW | 0.00104 | -8.82 | Commercial | Small Commercial | Winter Only | 14 | 135.1548 | 3% | 423 | 0.00104 | -8.82 | Small Boilers (<100 MMBtu/hr Heat Input):Controlled Low NOx Burner | 4.6667 | 73% | NA |  |  |  | 90% | 90% | [6 empty] | 0% | 0% |  | 15.625 | 16.625 | 17.625 | 0 | 0 | 0 | 0 | 0 | 0 | 0 | 0 | 2020 Qtr 1: 3.8125; 2020 Qtr 2: 3.875; 2020 Qtr 3: 3.9375; 2020 Qtr 4: 4; 2021 Qtr 1: 4.0625; 2021 Qtr 2: 4.125; 2021 Qtr 3: 4.1875; 2021 Qtr 4: 4.25; 2022 Qtr 1: 4.3125; 2022 Qtr 2: 4.375; 2022 Qtr 3: 4.4375; 2022 Qtr 4: 4.5 | 49.875 | (assumed 200 ton, per Itron WO017 10-12 cost study)
MCE Commercial | ecomizer with Econo-Lockout=NO, DB limit = 68, Max OSA = 100% | D03-060 | 12 | COMMERCIAL | 3 = Commercial HVAC | TRUE | 4.6667 | NonRes-sAll-mHVAC-RCA | Cap-Tons | ROB | 135.1548 | 47.3042 |  |  |  | 87.8506 | 232 | Small Commercial | kW | 0.000232 | -4.02 | Commercial | Small Commercial | Winter Only | 14 | 135.1548 | 3% | 232 | 0.000232 | -4.02 | Small Boilers (<100 MMBtu/hr Heat Input):Controlled Low NOx Burner | 4.6667 | 73% | NA |  |  |  | 90% | 90% | [6 empty] | 0% | 0% |  | 15.625 | 16.625 | 17.625 | 0 | 0 | 0 | 0 | 0 | 0 | 0 | 0 | 2020 Qtr 1: 3.8125; 2020 Qtr 2: 3.875; 2020 Qtr 3: 3.9375; 2020 Qtr 4: 4; 2021 Qtr 1: 4.0625; 2021 Qtr 2: 4.125; 2021 Qtr 3: 4.1875; 2021 Qtr 4: 4.25; 2022 Qtr 1: 4.3125; 2022 Qtr 2: 4.375; 2022 Qtr 3: 4.4375; 2022 Qtr 4: 4.5 | 49.875 | (assumed 200 ton, per Itron WO017 10-12 cost study)
MCE Commercial | ecomizer with Econo-Lockout=NO, DB limit = 68, Max OSA = 100% | D03-060 | 2 | COMMERCIAL | 3 = Commercial HVAC | TRUE | 4.6667 | NonRes-sAll-mHVAC-RCA | Cap-Tons | ROB | 135.1548 | 47.3042 |  |  |  | 87.8506 | 314 | Small Commercial | kW | 9.06e-05 | -5.97 | Commercial | Small Commercial | Winter Only | 14 | 135.1548 | 3% | 314 | 9.06e-05 | -5.97 | Small Boilers (<100 MMBtu/hr Heat Input):Controlled Low NOx Burner | 4.6667 | 73% | NA |  |  |  | 90% | 90% | [6 empty] | 0% | 0% |  | 15.625 | 16.625 | 17.625 | 0 | 0 | 0 | 0 | 0 | 0 | 0 | 0 | 2020 Qtr 1: 3.8125; 2020 Qtr 2: 3.875; 2020 Qtr 3: 3.9375; 2020 Qtr 4: 4; 2021 Qtr 1: 4.0625; 2021 Qtr 2: 4.125; 2021 Qtr 3: 4.1875; 2021 Qtr 4: 4.25; 2022 Qtr 1: 4.3125; 2022 Qtr 2: 4.375; 2022 Qtr 3: 4.4375; 2022 Qtr 4: 4.5 | 49.875 | (assumed 200 ton, per Itron WO017 10-12 cost study)
MCE Commercial | ecomizer with Econo-Lockout=NO, DB limit = 68, Max OSA = 100% | D03-060 | 3A | COMMERCIAL | 3 = Commercial HVAC | TRUE | 4.6667 | NonRes-sAll-mHVAC-RCA | Cap-Tons | ROB | 135.1548 | 47.3042 |  |  |  | 87.8506 | 455 | Small Commercial | kW | 0.00175 | -10.5 | Commercial | Small Commercial | Winter Only | 14 | 135.1548 | 3% | 455 | 0.00175 | -10.5 | Small Boilers (<100 MMBtu/hr Heat Input):Controlled Low NOx Burner | 4.6667 | 73% | NA |  |  |  | 90% | 90% | [6 empty] | 0% | 0% |  | 15.625 | 16.625 | 17.625 | 0 | 0 | 0 | 0 | 0 | 0 | 0 | 0 | 2020 Qtr 1: 3.8125; 2020 Qtr 2: 3.875; 2020 Qtr 3: 3.9375; 2020 Qtr 4: 4; 2021 Qtr 1: 4.0625; 2021 Qtr 2: 4.125; 2021 Qtr 3: 4.1875; 2021 Qtr 4: 4.25; 2022 Qtr 1: 4.3125; 2022 Qtr 2: 4.375; 2022 Qtr 3: 4.4375; 2022 Qtr 4: 4.5 | 49.875 | (assumed 200 ton, per Itron WO017 10-12 cost study)
MCE Commercial | ecomizer with Econo-Lockout=NO, DB limit = 68, Max OSA = 100% | D03-060 | 3B | COMMERCIAL | 3 = Commercial HVAC | TRUE | 4.6667 | NonRes-sAll-mHVAC-RCA | Cap-Tons | ROB | 135.1548 | 47.3042 |  |  |  | 87.8506 | 455 | Small Commercial | kW | 0.00175 | -10.5 | Commercial | Small Commercial | Winter Only | 14 | 135.1548 | 3% | 455 | 0.00175 | -10.5 | Small Boilers (<100 MMBtu/hr Heat Input):Controlled Low NOx Burner | 4.6667 | 73% | NA |  |  |  | 90% | 90% | [6 empty] | 0% | 0% |  | 15.625 | 16.625 | 17.625 | 0 | 0 | 0 | 0 | 0 | 0 | 0 | 0 | 2020 Qtr 1: 3.8125; 2020 Qtr 2: 3.875; 2020 Qtr 3: 3.9375; 2020 Qtr 4: 4; 2021 Qtr 1: 4.0625; 2021 Qtr 2: 4.125; 2021 Qtr 3: 4.1875; 2021 Qtr 4: 4.25; 2022 Qtr 1: 4.3125; 2022 Qtr 2: 4.375; 2022 Qtr 3: 4.4375; 2022 Qtr 4: 4.5 | 49.875 | (assumed 200 ton, per Itron WO017 10-12 cost study)
MCE Commercial | ecomizer with Econo-Lockout=NO, DB limit = 68, Max OSA = 100% | D03-060 | 12 | COMMERCIAL | 3 = Commercial HVAC | TRUE | 4.6667 | NonRes-sAll-mHVAC-RCA | Cap-Tons | ROB | 135.1548 | 47.3042 |  |  |  | 87.8506 | 250 | Small Commercial | kW | 0.000247 | -4.19 | Commercial | Small Commercial | Winter Only | 14 | 135.1548 | 3% | 250 | 0.000247 | -4.19 | Small Boilers (<100 MMBtu/hr Heat Input):Controlled Low NOx Burner | 4.6667 | 73% | NA |  |  |  | 90% | 90% | [6 empty] | 0% | 0% |  | 15.625 | 16.625 | 17.625 | 0 | 0 | 0 | 0 | 0 | 0 | 0 | 0 | 2020 Qtr 1: 3.8125; 2020 Qtr 2: 3.875; 2020 Qtr 3: 3.9375; 2020 Qtr 4: 4; 2021 Qtr 1: 4.0625; 2021 Qtr 2: 4.125; 2021 Qtr 3: 4.1875; 2021 Qtr 4: 4.25; 2022 Qtr 1: 4.3125; 2022 Qtr 2: 4.375; 2022 Qtr 3: 4.4375; 2022 Qtr 4: 4.5 | 49.875 | (assumed 200 ton, per Itron WO017 10-12 cost study)
MCE Commercial | [6 empty] | 0 |  |  |  |  | 0 |  |  |  | 0 |  |  | #N/A | [5 empty] | 0 |  | 3% |  |  |  |  | 0 | [13 empty] | 0% | 0% |  | 0 | 0 | 0 | 0 | 0 | 0 | 0 | 0 | 0 | 0 | 0 | 2020 Qtr 1: 0; 2020 Qtr 2: 0; 2020 Qtr 3: 0; 2020 Qtr 4: 0; 2021 Qtr 1: 0; 2021 Qtr 2: 0; 2021 Qtr 3: 0; 2021 Qtr 4: 0; 2022 Qtr 1: 0; 2022 Qtr 2: 0; 2022 Qtr 3: 0; 2022 Qtr 4: 0 | 0
MCE Commercial | MCE Commercial Custom measure Program |  | System | COMMERCIAL | 3 = Commercial HVAC | TRUE | 5 | NonRes-sAll-mCust | Each | ROB | 35000 | 12250 |  |  |  | 22750 | 80000 | Small Commercial | kW | 1 | 2000 | Commercial | Small Commercial | Annual | 15 | 17500 | 3% | 60000 | 1 | 3750 | Small Boilers (<100 MMBtu/hr Heat Input):Controlled Low NOx Burner | 5 | 60% | 50% |  |  |  | 90% | 90% | [6 empty] | 0% | 0% |  | 15.625 | 16.625 | 17.625 | 0 | 0 | 0 | 0 | 0 | 0 | 0 | 0 | 2020 Qtr 1: 3.8125; 2020 Qtr 2: 3.875; 2020 Qtr 3: 3.9375; 2020 Qtr 4: 4; 2021 Qtr 1: 4.0625; 2021 Qtr 2: 4.125; 2021 Qtr 3: 4.1875; 2021 Qtr 4: 4.25; 2022 Qtr 1: 4.3125; 2022 Qtr 2: 4.375; 2022 Qtr 3: 4.4375; 2022 Qtr 4: 4.5 | 49.875
MCE Commercial | [11 empty] | 0 |  |  |  | 0 |  |  | #N/A | [12 empty] | 0 | [13 empty] | 0% | 0% |  | 0 | 0 | 0 | 0 | 0 | 0 | 0 | 0 | 0 | 0 | 0 | 2020 Qtr 1: 0; 2020 Qtr 2: 0; 2020 Qtr 3: 0; 2020 Qtr 4: 0; 2021 Qtr 1: 0; 2021 Qtr 2: 0; 2021 Qtr 3: 0; 2021 Qtr 4: 0; 2022 Qtr 1: 0; 2022 Qtr 2: 0; 2022 Qtr 3: 0; 2022 Qtr 4: 0 | 0
MCE Commercial | Water Heating Boiler/ Water Heating Storage Water Heater: PGECODHW103 - Large Gas Storage Water Heater>75 kBtuh, ³90% TE, Rev # 5 | PGECODHW103 | System | COMMERCIAL | 4 = Commercial Refrigeration | TRUE | 15 | Com-Default>2yrs | kBtu/hr | ROB | 0.69 | 0.2415 |  |  |  | 0.4485 | 0 | Small Commercial | kW | 0 | 2.14 | Commercial | Small Commercial | Annual | [6 empty] | Small Boilers (<100 MMBtu/hr Heat Input):Controlled Low NOx Burner | 15 | 60% | 60% |  |  |  | 90% | 90% | [6 empty] | 0% | 0% |  | 7.8125 | 8.3125 | 8.8125 | 0 | 0 | 0 | 0 | 0 | 0 | 0 | 0 | 2020 Qtr 1: 1.9062; 2020 Qtr 2: 1.9375; 2020 Qtr 3: 1.9688; 2020 Qtr 4: 2; 2021 Qtr 1: 2.0312; 2021 Qtr 2: 2.0625; 2021 Qtr 3: 2.0938; 2021 Qtr 4: 2.125; 2022 Qtr 1: 2.1562; 2022 Qtr 2: 2.1875; 2022 Qtr 3: 2.2188; 2022 Qtr 4: 2.25 | 24.9375 | cost and savings from workpaper PGECODHW103
MCE Commercial | Water Heating Boiler: High Efficiency DHW Boiler (>75 MBTU/h) PGECODHW124 | PGECODHW124 | System | COMMERCIAL | 4 = Commercial Refrigeration | TRUE | 15 | Com-Default>2yrs | Mbtu/hr | ROB | 2.02 | 0.707 |  |  |  | 1.313 |  | Small Commercial | kW |  |  | Commercial | Small Commercial | Annual | [6 empty] | Small Boilers (<100 MMBtu/hr Heat Input):Controlled Low NOx Burner | 15 | 60% | 60% |  |  |  | 90% | 90% | [6 empty] | 0% | 0% |  | 7.8125 | 8.3125 | 8.8125 | 0 | 0 | 0 | 0 | 0 | 0 | 0 | 0 | 2020 Qtr 1: 1.9062; 2020 Qtr 2: 1.9375; 2020 Qtr 3: 1.9688; 2020 Qtr 4: 2; 2021 Qtr 1: 2.0312; 2021 Qtr 2: 2.0625; 2021 Qtr 3: 2.0938; 2021 Qtr 4: 2.125; 2022 Qtr 1: 2.1562; 2022 Qtr 2: 2.1875; 2022 Qtr 3: 2.2188; 2022 Qtr 4: 2.25 | 24.9375 | cost and savings from workpaper PGECODHW124
MCE Commercial | Agricultural/ Industrial - Refrigeration Ice machine: PGECOFST108 - Commercial Ice Machines, Rev # 4 - F200 - Commercial Ice Machines 101-300lbs/day | PGECOFST108 | System | COMMERCIAL | 5 = Commercial Food Service | TRUE | 10 | Com-Default>2yrs | EACH | ROB | 306 | 107.1 |  |  |  | 198.9 | 805 | Small Commercial | kW | 0.092 | 0 | Commercial | Small Commercial | Annual | [6 empty] | Small Boilers (<100 MMBtu/hr Heat Input):Controlled Low NOx Burner | 10 | 60% | 60% |  |  |  | 90% | 90% | [6 empty] | 0% | 0% |  | 7.8125 | 8.3125 | 8.8125 | 0 | 0 | 0 | 0 | 0 | 0 | 0 | 0 | 2020 Qtr 1: 1.9062; 2020 Qtr 2: 1.9375; 2020 Qtr 3: 1.9688; 2020 Qtr 4: 2; 2021 Qtr 1: 2.0312; 2021 Qtr 2: 2.0625; 2021 Qtr 3: 2.0938; 2021 Qtr 4: 2.125; 2022 Qtr 1: 2.1562; 2022 Qtr 2: 2.1875; 2022 Qtr 3: 2.2188; 2022 Qtr 4: 2.25 | 24.9375 | cost and savings from workpaper PGECOFST108
MCE Commercial | Agricultural/ Industrial - Refrigeration Ice machine: PGECOFST108 - Commercial Ice Machines, Rev # 4 - F201 - Commercial Ice Machines 301-500lbs/day | PGECOFST108 | System | COMMERCIAL | 5 = Commercial Food Service | TRUE | 10 | Com-Default>2yrs | EACH | ROB | 266 | 93.1 |  |  |  | 172.9 | 1117 | Small Commercial | kW | 0.128 | 0 | Commercial | Small Commercial | Annual | [6 empty] | Small Boilers (<100 MMBtu/hr Heat Input):Controlled Low NOx Burner | 10 | 60% | 60% |  |  |  | 90% | 90% | [6 empty] | 0% | 0% |  | 7.8125 | 8.3125 | 8.8125 | 0 | 0 | 0 | 0 | 0 | 0 | 0 | 0 | 2020 Qtr 1: 1.9062; 2020 Qtr 2: 1.9375; 2020 Qtr 3: 1.9688; 2020 Qtr 4: 2; 2021 Qtr 1: 2.0312; 2021 Qtr 2: 2.0625; 2021 Qtr 3: 2.0938; 2021 Qtr 4: 2.125; 2022 Qtr 1: 2.1562; 2022 Qtr 2: 2.1875; 2022 Qtr 3: 2.2188; 2022 Qtr 4: 2.25 | 24.9375 | cost and savings from workpaper PGECOFST108
MCE Commercial | Agricultural/ Industrial - Refrigeration Ice machine: PGECOFST108 - Commercial Ice Machines, Rev # 4 - F202 - Commercial Ice Machines 501-1000lbs/day | PGECOFST108 | System | COMMERCIAL | 5 = Commercial Food Service | TRUE | 10 | Com-Default>2yrs | EACH | ROB | 249 | 87.15 |  |  |  | 161.85 | 1807 | Small Commercial | kW | 0.206 | 0 | Commercial | Small Commercial | Annual | [6 empty] | Small Boilers (<100 MMBtu/hr Heat Input):Controlled Low NOx Burner | 10 | 60% | 60% |  |  |  | 90% | 90% | [6 empty] | 0% | 0% |  | 7.8125 | 8.3125 | 8.8125 | 0 | 0 | 0 | 0 | 0 | 0 | 0 | 0 | 2020 Qtr 1: 1.9062; 2020 Qtr 2: 1.9375; 2020 Qtr 3: 1.9688; 2020 Qtr 4: 2; 2021 Qtr 1: 2.0312; 2021 Qtr 2: 2.0625; 2021 Qtr 3: 2.0938; 2021 Qtr 4: 2.125; 2022 Qtr 1: 2.1562; 2022 Qtr 2: 2.1875; 2022 Qtr 3: 2.2188; 2022 Qtr 4: 2.25 | 24.9375 | cost and savings from workpaper PGECOFST108
MCE Commercial | Agricultural/ Industrial - Refrigeration Ice machine: PGECOFST108 - Commercial Ice Machines, Rev # 4 - F203 - Commercial Ice Machines 1001-1500lbs/day | PGECOFST108 | System | COMMERCIAL | 5 = Commercial Food Service | TRUE | 10 | Com-Default>2yrs | EACH | ROB | 589 | 206.15 |  |  |  | 382.85 | 2601 | Small Commercial | kW | 0.297 | 0 | Commercial | Small Commercial | Annual | [6 empty] | Small Boilers (<100 MMBtu/hr Heat Input):Controlled Low NOx Burner | 10 | 60% | 60% |  |  |  | 90% | 90% | [6 empty] | 0% | 0% |  | 7.8125 | 8.3125 | 8.8125 | 0 | 0 | 0 | 0 | 0 | 0 | 0 | 0 | 2020 Qtr 1: 1.9062; 2020 Qtr 2: 1.9375; 2020 Qtr 3: 1.9688; 2020 Qtr 4: 2; 2021 Qtr 1: 2.0312; 2021 Qtr 2: 2.0625; 2021 Qtr 3: 2.0938; 2021 Qtr 4: 2.125; 2022 Qtr 1: 2.1562; 2022 Qtr 2: 2.1875; 2022 Qtr 3: 2.2188; 2022 Qtr 4: 2.25 | 24.9375 | cost and savings from workpaper PGECOFST108
MCE Commercial | Agricultural/ Industrial - Refrigeration Ice machine: PGECOFST108 - Commercial Ice Machines, Rev # 4 - F204 - Commercial Ice Machines >1500lbs/day | PGECOFST108 | System | COMMERCIAL | 5 = Commercial Food Service | TRUE | 10 | Com-Default>2yrs | EACH | ROB | 939 | 328.65 |  |  |  | 610.35 | 3641 | Small Commercial | kW | 0.416 | 0 | Commercial | Small Commercial | Annual | [6 empty] | Small Boilers (<100 MMBtu/hr Heat Input):Controlled Low NOx Burner | 10 | 60% | 60% |  |  |  | 90% | 90% | [6 empty] | 0% | 0% |  | 7.8125 | 8.3125 | 8.8125 | 0 | 0 | 0 | 0 | 0 | 0 | 0 | 0 | 2020 Qtr 1: 1.9062; 2020 Qtr 2: 1.9375; 2020 Qtr 3: 1.9688; 2020 Qtr 4: 2; 2021 Qtr 1: 2.0312; 2021 Qtr 2: 2.0625; 2021 Qtr 3: 2.0938; 2021 Qtr 4: 2.125; 2022 Qtr 1: 2.1562; 2022 Qtr 2: 2.1875; 2022 Qtr 3: 2.2188; 2022 Qtr 4: 2.25 | 24.9375 | cost and savings from workpaper PGECOFST108
MCE Commercial | Appliance Refrigerator: commercial reach-in refrigerators and freezers PGECOFST123, Rev # 1 - F171 - <15 cubic feet Glass-Door Reach-In Refrigerator | PGECOFST123 | System | COMMERCIAL | 4 = Commercial Refrigeration | TRUE | 12 | Com-Default>2yrs | EACH | ROB | 103.6 | 36.26 |  |  |  | 67.34 | 723 | Small Commercial | kW | 0.074 | 0 | Commercial | Small Commercial | Annual | [6 empty] | Small Boilers (<100 MMBtu/hr Heat Input):Controlled Low NOx Burner | 12 | 60% | 60% |  |  |  | 90% | 90% | [6 empty] | 0% | 0% |  | 7.8125 | 8.3125 | 8.8125 | 0 | 0 | 0 | 0 | 0 | 0 | 0 | 0 | 2020 Qtr 1: 1.9062; 2020 Qtr 2: 1.9375; 2020 Qtr 3: 1.9688; 2020 Qtr 4: 2; 2021 Qtr 1: 2.0312; 2021 Qtr 2: 2.0625; 2021 Qtr 3: 2.0938; 2021 Qtr 4: 2.125; 2022 Qtr 1: 2.1562; 2022 Qtr 2: 2.1875; 2022 Qtr 3: 2.2188; 2022 Qtr 4: 2.25 | 24.9375 | cost and savings from workpaper PGECOFST123
MCE Commercial | Appliance Refrigerator: commercial reach-in refrigerators and freezers PGECOFST123, Rev # 1 - F172 - 15-29 cubic feet Glass-Door Reach-In Refrigerator | PGECOFST123 | System | COMMERCIAL | 4 = Commercial Refrigeration | TRUE | 12 | Com-Default>2yrs | EACH | ROB | 863.8 | 302.33 |  |  |  | 561.47 | 661 | Small Commercial | kW | 0.068 | 0 | Commercial | Small Commercial | Annual | [6 empty] | Small Boilers (<100 MMBtu/hr Heat Input):Controlled Low NOx Burner | 12 | 60% | 60% |  |  |  | 90% | 90% | [6 empty] | 0% | 0% |  | 5.2083 | 5.5417 | 5.875 | 0 | 0 | 0 | 0 | 0 | 0 | 0 | 0 | 2020 Qtr 1: 1.2708; 2020 Qtr 2: 1.2917; 2020 Qtr 3: 1.3125; 2020 Qtr 4: 1.3333; 2021 Qtr 1: 1.3542; 2021 Qtr 2: 1.375; 2021 Qtr 3: 1.3958; 2021 Qtr 4: 1.4167; 2022 Qtr 1: 1.4375; 2022 Qtr 2: 1.4583; 2022 Qtr 3: 1.4792; 2022 Qtr 4: 1.5 | 16.625 | cost and savings from workpaper PGECOFST123
MCE Commercial | Appliance Refrigerator: commercial reach-in refrigerators and freezers PGECOFST123, Rev # 1 - F173 - 30-49 cubic feet Glass-Door Reach-In Refrigerator | PGECOFST123 | System | COMMERCIAL | 4 = Commercial Refrigeration | TRUE | 12 | Com-Default>2yrs | EACH | ROB | 1076.11 | 376.6385 |  |  |  | 699.4715 | 775 | Small Commercial | kW | 0.079 | 0 | Commercial | Small Commercial | Annual | [6 empty] | Small Boilers (<100 MMBtu/hr Heat Input):Controlled Low NOx Burner | 12 | 60% | 60% |  |  |  | 90% | 90% | [6 empty] | 0% | 0% |  | 5.2083 | 5.5417 | 5.875 | 0 | 0 | 0 | 0 | 0 | 0 | 0 | 0 | 2020 Qtr 1: 1.2708; 2020 Qtr 2: 1.2917; 2020 Qtr 3: 1.3125; 2020 Qtr 4: 1.3333; 2021 Qtr 1: 1.3542; 2021 Qtr 2: 1.375; 2021 Qtr 3: 1.3958; 2021 Qtr 4: 1.4167; 2022 Qtr 1: 1.4375; 2022 Qtr 2: 1.4583; 2022 Qtr 3: 1.4792; 2022 Qtr 4: 1.5 | 16.625 | cost and savings from workpaper PGECOFST123
MCE Commercial | Appliance Refrigerator: commercial reach-in refrigerators and freezers PGECOFST123, Rev # 1 - F174 - ³ 50 cubic feet Glass-Door Reach-In Refrigerator | PGECOFST123 | System | COMMERCIAL | 4 = Commercial Refrigeration | TRUE | 12 | Com-Default>2yrs | EACH | ROB | 1548.96 | 542.136 |  |  |  | 1006.824 | 934 | Small Commercial | kW | 0.096 | 0 | Commercial | Small Commercial | Annual | [6 empty] | Small Boilers (<100 MMBtu/hr Heat Input):Controlled Low NOx Burner | 12 | 60% | 60% |  |  |  | 90% | 90% | [6 empty] | 0% | 0% |  | 5.2083 | 5.5417 | 5.875 | 0 | 0 | 0 | 0 | 0 | 0 | 0 | 0 | 2020 Qtr 1: 1.2708; 2020 Qtr 2: 1.2917; 2020 Qtr 3: 1.3125; 2020 Qtr 4: 1.3333; 2021 Qtr 1: 1.3542; 2021 Qtr 2: 1.375; 2021 Qtr 3: 1.3958; 2021 Qtr 4: 1.4167; 2022 Qtr 1: 1.4375; 2022 Qtr 2: 1.4583; 2022 Qtr 3: 1.4792; 2022 Qtr 4: 1.5 | 16.625 | cost and savings from workpaper PGECOFST123
MCE Commercial | Appliance Refrigerator: commercial reach-in refrigerators and freezers PGECOFST123, Rev # 1 - F175 - <15 cubic feet Glass-Door Reach-In Freezer | PGECOFST123 | System | COMMERCIAL | 4 = Commercial Refrigeration | TRUE | 12 | Com-Default>2yrs | EACH | ROB | 25.48 | 8.918 |  |  |  | 16.562 | 1693 | Small Commercial | kW | 0.174 | 0 | Commercial | Small Commercial | Annual | [6 empty] | Small Boilers (<100 MMBtu/hr Heat Input):Controlled Low NOx Burner | 12 | 60% | 60% |  |  |  | 90% | 90% | [6 empty] | 0% | 0% |  | 5.2083 | 5.5417 | 5.875 | 0 | 0 | 0 | 0 | 0 | 0 | 0 | 0 | 2020 Qtr 1: 1.2708; 2020 Qtr 2: 1.2917; 2020 Qtr 3: 1.3125; 2020 Qtr 4: 1.3333; 2021 Qtr 1: 1.3542; 2021 Qtr 2: 1.375; 2021 Qtr 3: 1.3958; 2021 Qtr 4: 1.4167; 2022 Qtr 1: 1.4375; 2022 Qtr 2: 1.4583; 2022 Qtr 3: 1.4792; 2022 Qtr 4: 1.5 | 16.625 | cost and savings from workpaper PGECOFST123
MCE Commercial | Appliance Refrigerator: commercial reach-in refrigerators and freezers PGECOFST123, Rev # 1 - F176 - 15-29 cubic feet Glass-Door Reach-In Freezer | PGECOFST123 | System | COMMERCIAL | 4 = Commercial Refrigeration | TRUE | 12 | Com-Default>2yrs | EACH | ROB | 124.04 | 43.414 |  |  |  | 80.626 | 2010 | Small Commercial | kW | 0.207 | 0 | Commercial | Small Commercial | Annual | [6 empty] | Small Boilers (<100 MMBtu/hr Heat Input):Controlled Low NOx Burner | 12 | 60% | 60% |  |  |  | 90% | 90% | [6 empty] | 0% | 0% |  | 7.8125 | 8.3125 | 8.8125 | 0 | 0 | 0 | 0 | 0 | 0 | 0 | 0 | 2020 Qtr 1: 1.9062; 2020 Qtr 2: 1.9375; 2020 Qtr 3: 1.9688; 2020 Qtr 4: 2; 2021 Qtr 1: 2.0312; 2021 Qtr 2: 2.0625; 2021 Qtr 3: 2.0938; 2021 Qtr 4: 2.125; 2022 Qtr 1: 2.1562; 2022 Qtr 2: 2.1875; 2022 Qtr 3: 2.2188; 2022 Qtr 4: 2.25 | 24.9375 | cost and savings from workpaper PGECOFST123
MCE Commercial | Appliance Refrigerator: commercial reach-in refrigerators and freezers PGECOFST123, Rev # 1 - F177 - 30-49 cubic feet Glass-Door Reach-In Freezer | PGECOFST123 | System | COMMERCIAL | 4 = Commercial Refrigeration | TRUE | 12 | Com-Default>2yrs | EACH | ROB | 214.2 | 74.97 |  |  |  | 139.23 | 4599 | Small Commercial | kW | 0.473 | 0 | Commercial | Small Commercial | Annual | [6 empty] | Small Boilers (<100 MMBtu/hr Heat Input):Controlled Low NOx Burner | 12 | 60% | 60% |  |  |  | 90% | 90% | [6 empty] | 0% | 0% |  | 7.8125 | 8.3125 | 8.8125 | 0 | 0 | 0 | 0 | 0 | 0 | 0 | 0 | 2020 Qtr 1: 1.9062; 2020 Qtr 2: 1.9375; 2020 Qtr 3: 1.9688; 2020 Qtr 4: 2; 2021 Qtr 1: 2.0312; 2021 Qtr 2: 2.0625; 2021 Qtr 3: 2.0938; 2021 Qtr 4: 2.125; 2022 Qtr 1: 2.1562; 2022 Qtr 2: 2.1875; 2022 Qtr 3: 2.2188; 2022 Qtr 4: 2.25 | 24.9375 | cost and savings from workpaper PGECOFST123
MCE Commercial | Appliance Refrigerator: commercial reach-in refrigerators and freezers PGECOFST123, Rev # 1 - F178 - ³ 50 cubic feet Glass-Door Reach-In Freezer | PGECOFST123 | System | COMMERCIAL | 4 = Commercial Refrigeration | TRUE | 12 | Com-Default>2yrs | EACH | ROB | 899.3 | 314.755 |  |  |  | 584.545 | 8103 | Small Commercial | kW | 0.833 | 0 | Commercial | Small Commercial | Annual | [6 empty] | Small Boilers (<100 MMBtu/hr Heat Input):Controlled Low NOx Burner | 12 | 60% | 60% |  |  |  | 90% | 90% | [6 empty] | 0% | 0% |  | 7.8125 | 8.3125 | 8.8125 | 0 | 0 | 0 | 0 | 0 | 0 | 0 | 0 | 2020 Qtr 1: 1.9062; 2020 Qtr 2: 1.9375; 2020 Qtr 3: 1.9688; 2020 Qtr 4: 2; 2021 Qtr 1: 2.0312; 2021 Qtr 2: 2.0625; 2021 Qtr 3: 2.0938; 2021 Qtr 4: 2.125; 2022 Qtr 1: 2.1562; 2022 Qtr 2: 2.1875; 2022 Qtr 3: 2.2188; 2022 Qtr 4: 2.25 | 24.9375 | cost and savings from workpaper PGECOFST123
MCE Commercial | Appliance Refrigerator: commercial reach-in refrigerators and freezers PGECOFST123, Rev # 1 - F179 - <15 cubic feet Solid-Door Reach-In Freezer | PGECOFST123 | System | COMMERCIAL | 4 = Commercial Refrigeration | TRUE | 12 | Com-Default>2yrs | EACH | ROB | 257.6 | 90.16 |  |  |  | 167.44 | 595 | Small Commercial | kW | 0.061 | 0 | Commercial | Small Commercial | Annual | [6 empty] | Small Boilers (<100 MMBtu/hr Heat Input):Controlled Low NOx Burner | 12 | 60% | 60% |  |  |  | 90% | 90% | [6 empty] | 0% | 0% |  | 7.8125 | 8.3125 | 8.8125 | 0 | 0 | 0 | 0 | 0 | 0 | 0 | 0 | 2020 Qtr 1: 1.9062; 2020 Qtr 2: 1.9375; 2020 Qtr 3: 1.9688; 2020 Qtr 4: 2; 2021 Qtr 1: 2.0312; 2021 Qtr 2: 2.0625; 2021 Qtr 3: 2.0938; 2021 Qtr 4: 2.125; 2022 Qtr 1: 2.1562; 2022 Qtr 2: 2.1875; 2022 Qtr 3: 2.2188; 2022 Qtr 4: 2.25 | 24.9375 | cost and savings from workpaper PGECOFST123
MCE Commercial | Appliance Refrigerator: commercial reach-in refrigerators and freezers PGECOFST123, Rev # 1 - F180 - 15-29 cubic feet Solid-Door Reach-In Freezer | PGECOFST123 | System | COMMERCIAL | 4 = Commercial Refrigeration | TRUE | 12 | Com-Default>2yrs | EACH | ROB | 1363.18 | 477.113 |  |  |  | 886.067 | 869 | Small Commercial | kW | 0.089 | 0 | Commercial | Small Commercial | Annual | [6 empty] | Small Boilers (<100 MMBtu/hr Heat Input):Controlled Low NOx Burner | 12 | 60% | 60% |  |  |  | 90% | 90% | [6 empty] | 0% | 0% |  | 5.2083 | 5.5417 | 5.875 | 0 | 0 | 0 | 0 | 0 | 0 | 0 | 0 | 2020 Qtr 1: 1.2708; 2020 Qtr 2: 1.2917; 2020 Qtr 3: 1.3125; 2020 Qtr 4: 1.3333; 2021 Qtr 1: 1.3542; 2021 Qtr 2: 1.375; 2021 Qtr 3: 1.3958; 2021 Qtr 4: 1.4167; 2022 Qtr 1: 1.4375; 2022 Qtr 2: 1.4583; 2022 Qtr 3: 1.4792; 2022 Qtr 4: 1.5 | 16.625 | cost and savings from workpaper PGECOFST123
MCE Commercial | Appliance Refrigerator: commercial reach-in refrigerators and freezers PGECOFST123, Rev # 1 - F181 - 30-49 cubic feet Solid-Door Reach-In Freezer | PGECOFST123 | System | COMMERCIAL | 4 = Commercial Refrigeration | TRUE | 12 | Com-Default>2yrs | EACH | ROB | 1556.71 | 544.8485 |  |  |  | 1011.8615 | 2074 | Small Commercial | kW | 0.213 | 0 | Commercial | Small Commercial | Annual | [6 empty] | Small Boilers (<100 MMBtu/hr Heat Input):Controlled Low NOx Burner | 12 | 60% | 60% |  |  |  | 90% | 90% | [6 empty] | 0% | 0% |  | 5.2083 | 5.5417 | 5.875 | 0 | 0 | 0 | 0 | 0 | 0 | 0 | 0 | 2020 Qtr 1: 1.2708; 2020 Qtr 2: 1.2917; 2020 Qtr 3: 1.3125; 2020 Qtr 4: 1.3333; 2021 Qtr 1: 1.3542; 2021 Qtr 2: 1.375; 2021 Qtr 3: 1.3958; 2021 Qtr 4: 1.4167; 2022 Qtr 1: 1.4375; 2022 Qtr 2: 1.4583; 2022 Qtr 3: 1.4792; 2022 Qtr 4: 1.5 | 16.625 | cost and savings from workpaper PGECOFST123
MCE Commercial | Appliance Refrigerator: commercial reach-in refrigerators and freezers PGECOFST123, Rev # 1 - F182 - ³ 50 cubic feet Solid-Door Reach-In Freezer | PGECOFST123 | System | COMMERCIAL | 4 = Commercial Refrigeration | TRUE | 12 | Com-Default>2yrs | EACH | ROB | 1968.03 | 688.8105 |  |  |  | 1279.2195 | 4552 | Small Commercial | kW | 0.468 | 0 | Commercial | Small Commercial | Annual | [6 empty] | Small Boilers (<100 MMBtu/hr Heat Input):Controlled Low NOx Burner | 12 | 60% | 60% |  |  |  | 90% | 90% | [6 empty] | 0% | 0% |  | 7.8125 | 8.3125 | 8.8125 | 0 | 0 | 0 | 0 | 0 | 0 | 0 | 0 | 2020 Qtr 1: 1.9062; 2020 Qtr 2: 1.9375; 2020 Qtr 3: 1.9688; 2020 Qtr 4: 2; 2021 Qtr 1: 2.0312; 2021 Qtr 2: 2.0625; 2021 Qtr 3: 2.0938; 2021 Qtr 4: 2.125; 2022 Qtr 1: 2.1562; 2022 Qtr 2: 2.1875; 2022 Qtr 3: 2.2188; 2022 Qtr 4: 2.25 | 24.9375 | cost and savings from workpaper PGECOFST123
MCE Commercial | Appliance Refrigerator: commercial reach-in refrigerators and freezers PGECOFST123, Rev # 1 - F183 - <15 cubic feet Solid-Door Reach-In Refrigerator | PGECOFST123 | System | COMMERCIAL | 4 = Commercial Refrigeration | TRUE | 12 | Com-Default>2yrs | EACH | ROB | 1092 | 382.2 |  |  |  | 709.8 | 270 | Small Commercial | kW | 0.028 | 0 | Commercial | Small Commercial | Annual | [6 empty] | Small Boilers (<100 MMBtu/hr Heat Input):Controlled Low NOx Burner | 12 | 60% | 60% |  |  |  | 90% | 90% | [6 empty] | 0% | 0% |  | 5.2083 | 5.5417 | 5.875 | 0 | 0 | 0 | 0 | 0 | 0 | 0 | 0 | 2020 Qtr 1: 1.2708; 2020 Qtr 2: 1.2917; 2020 Qtr 3: 1.3125; 2020 Qtr 4: 1.3333; 2021 Qtr 1: 1.3542; 2021 Qtr 2: 1.375; 2021 Qtr 3: 1.3958; 2021 Qtr 4: 1.4167; 2022 Qtr 1: 1.4375; 2022 Qtr 2: 1.4583; 2022 Qtr 3: 1.4792; 2022 Qtr 4: 1.5 | 16.625 | cost and savings from workpaper PGECOFST123
MCE Commercial | Appliance Refrigerator: commercial reach-in refrigerators and freezers PGECOFST123, Rev # 1 - F184 - 15-29 cubic feet Solid-Door Reach-In Refrigerator | PGECOFST123 | System | COMMERCIAL | 4 = Commercial Refrigeration | TRUE | 12 | Com-Default>2yrs | EACH | ROB | 1410.73 | 493.7555 |  |  |  | 916.9745 | 493 | Small Commercial | kW | 0.051 | 0 | Commercial | Small Commercial | Annual | [6 empty] | Small Boilers (<100 MMBtu/hr Heat Input):Controlled Low NOx Burner | 12 | 60% | 60% |  |  |  | 90% | 90% | [6 empty] | 0% | 0% |  | 5.2083 | 5.5417 | 5.875 | 0 | 0 | 0 | 0 | 0 | 0 | 0 | 0 | 2020 Qtr 1: 1.2708; 2020 Qtr 2: 1.2917; 2020 Qtr 3: 1.3125; 2020 Qtr 4: 1.3333; 2021 Qtr 1: 1.3542; 2021 Qtr 2: 1.375; 2021 Qtr 3: 1.3958; 2021 Qtr 4: 1.4167; 2022 Qtr 1: 1.4375; 2022 Qtr 2: 1.4583; 2022 Qtr 3: 1.4792; 2022 Qtr 4: 1.5 | 16.625 | cost and savings from workpaper PGECOFST123
MCE Commercial | Appliance Refrigerator: commercial reach-in refrigerators and freezers PGECOFST123, Rev # 1 - F185 - 30-49 cubic feet Solid-Door Reach-In Refrigerator | PGECOFST123 | System | COMMERCIAL | 4 = Commercial Refrigeration | TRUE | 12 | Com-Default>2yrs | EACH | ROB | 1968.7 | 689.045 |  |  |  | 1279.655 | 854 | Small Commercial | kW | 0.088 | 0 | Commercial | Small Commercial | Annual | [6 empty] | Small Boilers (<100 MMBtu/hr Heat Input):Controlled Low NOx Burner | 12 | 60% | 60% |  |  |  | 90% | 90% | [6 empty] | 0% | 0% |  | 5.2083 | 5.5417 | 5.875 | 0 | 0 | 0 | 0 | 0 | 0 | 0 | 0 | 2020 Qtr 1: 1.2708; 2020 Qtr 2: 1.2917; 2020 Qtr 3: 1.3125; 2020 Qtr 4: 1.3333; 2021 Qtr 1: 1.3542; 2021 Qtr 2: 1.375; 2021 Qtr 3: 1.3958; 2021 Qtr 4: 1.4167; 2022 Qtr 1: 1.4375; 2022 Qtr 2: 1.4583; 2022 Qtr 3: 1.4792; 2022 Qtr 4: 1.5 | 16.625 | cost and savings from workpaper PGECOFST123
MCE Commercial | Appliance Refrigerator: commercial reach-in refrigerators and freezers PGECOFST123, Rev # 1 - F186 - ³ 50 cubic feet Solid-Door Reach-In Refrigerator | PGECOFST123 | System | COMMERCIAL | 4 = Commercial Refrigeration | TRUE | 12 | Com-Default>2yrs | EACH | ROB | 2723.28 | 953.148 |  |  |  | 1770.132 | 1279 | Small Commercial | kW | 0.131 | 0 | Commercial | Small Commercial | Annual | [6 empty] | Small Boilers (<100 MMBtu/hr Heat Input):Controlled Low NOx Burner | 12 | 60% | 60% |  |  |  | 90% | 90% | [6 empty] | 0% | 0% |  | 5.2083 | 5.5417 | 5.875 | 0 | 0 | 0 | 0 | 0 | 0 | 0 | 0 | 2020 Qtr 1: 1.2708; 2020 Qtr 2: 1.2917; 2020 Qtr 3: 1.3125; 2020 Qtr 4: 1.3333; 2021 Qtr 1: 1.3542; 2021 Qtr 2: 1.375; 2021 Qtr 3: 1.3958; 2021 Qtr 4: 1.4167; 2022 Qtr 1: 1.4375; 2022 Qtr 2: 1.4583; 2022 Qtr 3: 1.4792; 2022 Qtr 4: 1.5 | 16.625 | cost and savings from workpaper PGECOFST123
MCE Commercial | Commercial/ Industrial - Refrigeration Door Closer: PGECOREF110 - Refrigerated Storage Auto Closer, Rev # 4 - R79/ R80 - Main Cooler Auto Closer/ Main Freezer Auto Closer | PGECOREF110 | System | COMMERCIAL | 4 = Commercial Refrigeration | TRUE | 8 | Com-Default>2yrs | EACH | NEW | 156.82 | 54.887 |  |  |  | 101.933 |  | Small Commercial | kW |  |  | Commercial | Small Commercial | Annual | [6 empty] | Small Boilers (<100 MMBtu/hr Heat Input):Controlled Low NOx Burner | 8 | 60% | 60% |  |  |  | 90% | 90% | [6 empty] | 0% | 0% |  | 7.8125 | 8.3125 | 8.8125 | 0 | 0 | 0 | 0 | 0 | 0 | 0 | 0 | 2020 Qtr 1: 1.9062; 2020 Qtr 2: 1.9375; 2020 Qtr 3: 1.9688; 2020 Qtr 4: 2; 2021 Qtr 1: 2.0312; 2021 Qtr 2: 2.0625; 2021 Qtr 3: 2.0938; 2021 Qtr 4: 2.125; 2022 Qtr 1: 2.1562; 2022 Qtr 2: 2.1875; 2022 Qtr 3: 2.2188; 2022 Qtr 4: 2.25 | 24.9375 | cost and savings from workpaper PGECOREF110
MCE Commercial | Commercial/ Industrial - Refrigeration Door Closer: PGECOREF110 - Refrigerated Storage Auto Closer, Rev # 4 - R79/ R80 - Main Cooler Auto Closer/ Main Freezer Auto Closer | PGECOREF110 | System | COMMERCIAL | 4 = Commercial Refrigeration | TRUE | 8 | Com-Default-HTG-di | EACH | NEW | 156.82 | 54.887 |  |  |  | 101.933 |  | Small Commercial | kW |  |  | Commercial | Small Commercial | Annual | [6 empty] | Small Boilers (<100 MMBtu/hr Heat Input):Controlled Low NOx Burner | 8 | 85% | 85% |  |  |  | 90% | 90% | [6 empty] | 0% | 0% |  | 7.8125 | 8.3125 | 8.8125 | 0 | 0 | 0 | 0 | 0 | 0 | 0 | 0 | 2020 Qtr 1: 1.9062; 2020 Qtr 2: 1.9375; 2020 Qtr 3: 1.9688; 2020 Qtr 4: 2; 2021 Qtr 1: 2.0312; 2021 Qtr 2: 2.0625; 2021 Qtr 3: 2.0938; 2021 Qtr 4: 2.125; 2022 Qtr 1: 2.1562; 2022 Qtr 2: 2.1875; 2022 Qtr 3: 2.2188; 2022 Qtr 4: 2.25 | 24.9375 | cost and savings from workpaper PGECOREF110
MCE Commercial | [10 empty] | 0 | 0 |  |  |  | 0 |  |  | #N/A | [12 empty] | 0 | [13 empty] | 0% | 0% |  | 0 | 0 | 0 | 0 | 0 | 0 | 0 | 0 | 0 | 0 | 0 | [44 empty] | 0
MCE Commercial | [10 empty] | 0 | 0 |  |  |  | 0 |  |  | #N/A | [12 empty] | 0 | [13 empty] | 0% | 0% |  | 0 | 0 | 0 | 0 | 0 | 0 | 0 | 0 | 0 | 0 | 0 | [44 empty] | 0
MCE Commercial | [10 empty] | 0 | 0 |  |  |  | 0 |  |  | #N/A | [12 empty] | 0 | [13 empty] | 0% | 0% |  | 0 | 0 | 0 | 0 | 0 | 0 | 0 | 0 | 0 | 0 | 0 | [44 empty] | 0
MCE Commercial | [10 empty] | 0 | 0 |  |  |  | 0 |  |  | #N/A | [12 empty] | 0 | [13 empty] | 0% | 0% |  | 0 | 0 | 0 | 0 | 0 | 0 | 0 | 0 | 0 | 0 | 0 | [44 empty] | 0
MCE Commercial | [10 empty] | 0 | 0 |  |  |  | 0 |  |  | #N/A | [12 empty] | 0 | [13 empty] | 0% | 0% |  | 0 | 0 | 0 | 0 | 0 | 0 | 0 | 0 | 0 | 0 | 0 | [44 empty] | 0
MCE Commercial | [10 empty] | 0 | 0 |  |  |  | 0 |  |  | #N/A | [12 empty] | 0 | [13 empty] | 0% | 0% |  | 0 | 0 | 0 | 0 | 0 | 0 | 0 | 0 | 0 | 0 | 0 | [44 empty] | 0
MCE Commercial | [10 empty] | 0 | 0 |  |  |  | 0 |  |  | #N/A | [12 empty] | 0 | [13 empty] | 0% | 0% |  | 0 | 0 | 0 | 0 | 0 | 0 | 0 | 0 | 0 | 0 | 0 | [44 empty] | 0
MCE Commercial | [10 empty] | 0 | 0 |  |  |  | 0 |  |  | #N/A | [12 empty] | 0 | [13 empty] | 0% | 0% |  | 0 | 0 | 0 | 0 | 0 | 0 | 0 | 0 | 0 | 0 | 0 | [44 empty] | 0
MCE Commercial | [10 empty] | 0 | 0 |  |  |  | 0 |  |  | #N/A | [12 empty] | 0 | [13 empty] | 0% | 0% |  | 0 | 0 | 0 | 0 | 0 | 0 | 0 | 0 | 0 | 0 | 0 | [44 empty] | 0
MCE Commercial | [10 empty] | 0 | 0 |  |  |  | 0 |  |  | #N/A | [12 empty] | 0 | [13 empty] | 0% | 0% |  | 0 | 0 | 0 | 0 | 0 | 0 | 0 | 0 | 0 | 0 | 0 | [44 empty] | 0
MCE Commercial | [10 empty] | 0 | 0 |  |  |  | 0 |  |  | #N/A | [12 empty] | 0 | [13 empty] | 0% | 0% |  | 0 | 0 | 0 | 0 | 0 | 0 | 0 | 0 | 0 | 0 | 0 | [44 empty] | 0
MCE Commercial | [10 empty] | 0 | 0 |  |  |  | 0 |  |  | #N/A | [12 empty] | 0 | [13 empty] | 0% | 0% |  | 0 | 0 | 0 | 0 | 0 | 0 | 0 | 0 | 0 | 0 | 0 | [44 empty] | 0
MCE Commercial | [10 empty] | 0 | 0 |  |  |  | 0 |  |  | #N/A | [12 empty] | 0 | [13 empty] | 0% | 0% |  | 0 | 0 | 0 | 0 | 0 | 0 | 0 | 0 | 0 | 0 | 0 | [44 empty] | 0
MCE Commercial | [10 empty] | 0 | 0 |  |  |  | 0 |  |  | #N/A | [12 empty] | 0 | [13 empty] | 0% | 0% |  | 0 | 0 | 0 | 0 | 0 | 0 | 0 | 0 | 0 | 0 | 0 | [44 empty] | 0
MCE Commercial | [10 empty] | 0 | 0 |  |  |  | 0 |  |  | #N/A | [12 empty] | 0 | [13 empty] | 0% | 0% |  | 0 | 0 | 0 | 0 | 0 | 0 | 0 | 0 | 0 | 0 | 0 | [44 empty] | 0
MCE Commercial | [10 empty] | 0 | 0 |  |  |  | 0 |  |  | #N/A | [12 empty] | 0 | [13 empty] | 0% | 0% |  | 0 | 0 | 0 | 0 | 0 | 0 | 0 | 0 | 0 | 0 | 0 | [44 empty] | 0
MCE Commercial | [10 empty] | 0 | 0 |  |  |  | 0 |  |  | #N/A | [12 empty] | 0 | [13 empty] | 0% | 0% |  | 0 | 0 | 0 | 0 | 0 | 0 | 0 | 0 | 0 | 0 | 0 | [44 empty] | 0
MCE Commercial | [10 empty] | 0 | 0 |  |  |  | 0 |  |  | #N/A | [12 empty] | 0 | [13 empty] | 0% | 0% |  | 0 | 0 | 0 | 0 | 0 | 0 | 0 | 0 | 0 | 0 | 0 | [44 empty] | 0
MCE Commercial | [10 empty] | 0 | 0 |  |  |  | 0 |  |  | #N/A | [12 empty] | 0 | [13 empty] | 0% | 0% |  | 0 | 0 | 0 | 0 | 0 | 0 | 0 | 0 | 0 | 0 | 0 | [44 empty] | 0
MCE Commercial | [10 empty] | 0 | 0 |  |  |  | 0 |  |  | #N/A | [12 empty] | 0 | [13 empty] | 0% | 0% |  | 0 | 0 | 0 | 0 | 0 | 0 | 0 | 0 | 0 | 0 | 0 | [44 empty] | 0
MCE Commercial | [10 empty] | 0 | 0 |  |  |  | 0 |  |  | #N/A | [12 empty] | 0 | [13 empty] | 0% | 0% |  | 0 | 0 | 0 | 0 | 0 | 0 | 0 | 0 | 0 | 0 | 0 | [44 empty] | 0
MCE Commercial | [10 empty] | 0 | 0 |  |  |  | 0 |  |  | #N/A | [12 empty] | 0 | [13 empty] | 0% | 0% |  | 0 | 0 | 0 | 0 | 0 | 0 | 0 | 0 | 0 | 0 | 0 | [44 empty] | 0
MCE Commercial | [10 empty] | 0 | 0 |  |  |  | 0 |  |  | #N/A | [12 empty] | 0 | [13 empty] | 0% | 0% |  | 0 | 0 | 0 | 0 | 0 | 0 | 0 | 0 | 0 | 0 | 0 | [44 empty] | 0
MCE Commercial | [10 empty] | 0 | 0 |  |  |  | 0 |  |  | #N/A | [12 empty] | 0 | [13 empty] | 0% | 0% |  | 0 | 0 | 0 | 0 | 0 | 0 | 0 | 0 | 0 | 0 | 0 | [44 empty] | 0
MCE Commercial | [10 empty] | 0 | 0 |  |  |  | 0 |  |  | #N/A | [12 empty] | 0 | [13 empty] | 0% | 0% |  | 0 | 0 | 0 | 0 | 0 | 0 | 0 | 0 | 0 | 0 | 0 | [44 empty] | 0
MCE Commercial | [10 empty] | 0 | 0 |  |  |  | 0 |  |  | #N/A | [12 empty] | 0 | [13 empty] | 0% | 0% |  | 0 | 0 | 0 | 0 | 0 | 0 | 0 | 0 | 0 | 0 | 0 | [44 empty] | 0
MCE Commercial | [10 empty] | 0 | 0 |  |  |  | 0 |  |  | #N/A | [12 empty] | 0 | [13 empty] | 0% | 0% |  | 0 | 0 | 0 | 0 | 0 | 0 | 0 | 0 | 0 | 0 | 0 | [44 empty] | 0
MCE Commercial | [10 empty] | 0 | 0 |  |  |  | 0 |  |  | #N/A | [12 empty] | 0 | [13 empty] | 0% | 0% |  | 0 | 0 | 0 | 0 | 0 | 0 | 0 | 0 | 0 | 0 | 0 | [44 empty] | 0
MCE Commercial | [10 empty] | 0 | 0 |  |  |  | 0 |  |  | #N/A | [12 empty] | 0 | [13 empty] | 0% | 0% |  | 0 | 0 | 0 | 0 | 0 | 0 | 0 | 0 | 0 | 0 | 0 | [44 empty] | 0
MCE Commercial | [10 empty] | 0 | 0 |  |  |  | 0 |  |  | #N/A | [12 empty] | 0 | [13 empty] | 0% | 0% |  | 0 | 0 | 0 | 0 | 0 | 0 | 0 | 0 | 0 | 0 | 0 | [44 empty] | 0
MCE Commercial | [10 empty] | 0 | 0 |  |  |  | 0 |  |  | #N/A | [12 empty] | 0 | [13 empty] | 0% | 0% |  | 0 | 0 | 0 | 0 | 0 | 0 | 0 | 0 | 0 | 0 | 0 | [44 empty] | 0
MCE Commercial | [10 empty] | 0 | 0 |  |  |  | 0 |  |  | #N/A | [12 empty] | 0 | [13 empty] | 0% | 0% |  | 0 | 0 | 0 | 0 | 0 | 0 | 0 | 0 | 0 | 0 | 0 | [44 empty] | 0
MCE Commercial | [10 empty] | 0 | 0 |  |  |  | 0 |  |  | #N/A | [12 empty] | 0 | [13 empty] | 0% | 0% |  | 0 | 0 | 0 | 0 | 0 | 0 | 0 | 0 | 0 | 0 | 0 | [44 empty] | 0
MCE Commercial | [10 empty] | 0 | 0 |  |  |  | 0 |  |  | #N/A | [12 empty] | 0 | [13 empty] | 0% | 0% |  | 0 | 0 | 0 | 0 | 0 | 0 | 0 | 0 | 0 | 0 | 0 | [44 empty] | 0
MCE Commercial | [10 empty] | 0 | 0 |  |  |  | 0 |  |  | #N/A | [12 empty] | 0 | [13 empty] | 0% | 0% |  | 0 | 0 | 0 | 0 | 0 | 0 | 0 | 0 | 0 | 0 | 0 | [44 empty] | 0
MCE Commercial | [10 empty] | 0 | 0 |  |  |  | 0 |  |  | #N/A | [12 empty] | 0 | [13 empty] | 0% | 0% |  | 0 | 0 | 0 | 0 | 0 | 0 | 0 | 0 | 0 | 0 | 0 | [44 empty] | 0
MCE Commercial | [10 empty] | 0 | 0 |  |  |  | 0 |  |  | #N/A | [12 empty] | 0 | [13 empty] | 0% | 0% |  | 0 | 0 | 0 | 0 | 0 | 0 | 0 | 0 | 0 | 0 | 0 | [44 empty] | 0
MCE Commercial | [10 empty] | 0 | 0 |  |  |  | 0 |  |  | #N/A | [12 empty] | 0 | [13 empty] | 0% | 0% |  | 0 | 0 | 0 | 0 | 0 | 0 | 0 | 0 | 0 | 0 | 0 | [44 empty] | 0
MCE Commercial | [10 empty] | 0 | 0 |  |  |  | 0 |  |  | #N/A | [12 empty] | 0 | [13 empty] | 0% | 0% |  | 0 | 0 | 0 | 0 | 0 | 0 | 0 | 0 | 0 | 0 | 0 | [44 empty] | 0
MCE Commercial | [10 empty] | 0 | 0 |  |  |  | 0 |  |  | #N/A | [12 empty] | 0 | [13 empty] | 0% | 0% |  | 0 | 0 | 0 | 0 | 0 | 0 | 0 | 0 | 0 | 0 | 0 | [44 empty] | 0
MCE Commercial | [10 empty] | 0 | 0 |  |  |  | 0 |  |  | #N/A | [12 empty] | 0 | [13 empty] | 0% | 0% |  | 0 | 0 | 0 | 0 | 0 | 0 | 0 | 0 | 0 | 0 | 0 | [44 empty] | 0
MCE Commercial | [10 empty] | 0 | 0 |  |  |  | 0 |  |  | #N/A | [12 empty] | 0 | [13 empty] | 0% | 0% |  | 0 | 0 | 0 | 0 | 0 | 0 | 0 | 0 | 0 | 0 | 0 | [44 empty] | 0
MCE Commercial | [10 empty] | 0 | 0 |  |  |  | 0 |  |  | #N/A | [12 empty] | 0 | [13 empty] | 0% | 0% |  | 0 | 0 | 0 | 0 | 0 | 0 | 0 | 0 | 0 | 0 | 0 | [44 empty] | 0
MCE Commercial | [10 empty] | 0 | 0 |  |  |  | 0 |  |  | #N/A | [12 empty] | 0 | [13 empty] | 0% | 0% |  | 0 | 0 | 0 | 0 | 0 | 0 | 0 | 0 | 0 | 0 | 0 | [44 empty] | 0
MCE Commercial | [10 empty] | 0 | 0 |  |  |  | 0 |  |  | #N/A | [12 empty] | 0 | [13 empty] | 0% | 0% |  | 0 | 0 | 0 | 0 | 0 | 0 | 0 | 0 | 0 | 0 | 0 | [44 empty] | 0
MCE Commercial | [10 empty] | 0 | 0 |  |  |  | 0 |  |  | #N/A | [12 empty] | 0 | [13 empty] | 0% | 0% |  | 0 | 0 | 0 | 0 | 0 | 0 | 0 | 0 | 0 | 0 | 0 | [44 empty] | 0
MCE Commercial | [10 empty] | 0 | 0 |  |  |  | 0 |  |  | #N/A | [12 empty] | 0 | [13 empty] | 0% | 0% |  | 0 | 0 | 0 | 0 | 0 | 0 | 0 | 0 | 0 | 0 | 0 | [44 empty] | 0
MCE Commercial | [10 empty] | 0 | 0 |  |  |  | 0 |  |  | #N/A | [12 empty] | 0 | [13 empty] | 0% | 0% |  | 0 | 0 | 0 | 0 | 0 | 0 | 0 | 0 | 0 | 0 | 0 | [44 empty] | 0
MCE Commercial | [10 empty] | 0 | 0 |  |  |  | 0 |  |  | #N/A | [12 empty] | 0 | [13 empty] | 0% | 0% |  | 0 | 0 | 0 | 0 | 0 | 0 | 0 | 0 | 0 | 0 | 0 | [44 empty] | 0
MCE Commercial | [10 empty] | 0 | 0 |  |  |  | 0 |  |  | #N/A | [12 empty] | 0 | [13 empty] | 0% | 0% |  | 0 | 0 | 0 | 0 | 0 | 0 | 0 | 0 | 0 | 0 | 0 | [44 empty] | 0
MCE Commercial | [10 empty] | 0 | 0 |  |  |  | 0 |  |  | #N/A | [12 empty] | 0 | [13 empty] | 0% | 0% |  | 0 | 0 | 0 | 0 | 0 | 0 | 0 | 0 | 0 | 0 | 0 | [44 empty] | 0
MCE Commercial | [10 empty] | 0 | 0 |  |  |  | 0 |  |  | #N/A | [12 empty] | 0 | [13 empty] | 0% | 0% |  | 0 | 0 | 0 | 0 | 0 | 0 | 0 | 0 | 0 | 0 | 0 | [44 empty] | 0
MCE Commercial | [10 empty] | 0 | 0 |  |  |  | 0 |  |  | #N/A | [12 empty] | 0 | [13 empty] | 0% | 0% |  | 0 | 0 | 0 | 0 | 0 | 0 | 0 | 0 | 0 | 0 | 0 | [44 empty] | 0
MCE Commercial | [10 empty] | 0 | 0 |  |  |  | 0 |  |  | #N/A | [12 empty] | 0 | [13 empty] | 0% | 0% |  | 0 | 0 | 0 | 0 | 0 | 0 | 0 | 0 | 0 | 0 | 0 | [44 empty] | 0
MCE Commercial | [10 empty] | 0 | 0 |  |  |  | 0 |  |  | #N/A | [12 empty] | 0 | [13 empty] | 0% | 0% |  | 0 | 0 | 0 | 0 | 0 | 0 | 0 | 0 | 0 | 0 | 0 | [44 empty] | 0
MCE Commercial | [10 empty] | 0 | 0 |  |  |  | 0 |  |  | #N/A | [12 empty] | 0 | [13 empty] | 0% | 0% |  | 0 | 0 | 0 | 0 | 0 | 0 | 0 | 0 | 0 | 0 | 0 | [44 empty] | 0
MCE Commercial | [10 empty] | 0 | 0 |  |  |  | 0 |  |  | #N/A | [12 empty] | 0 | [13 empty] | 0% | 0% |  | 0 | 0 | 0 | 0 | 0 | 0 | 0 | 0 | 0 | 0 | 0 | [44 empty] | 0
MCE Commercial | [10 empty] | 0 | 0 |  |  |  | 0 |  |  | #N/A | [12 empty] | 0 | [13 empty] | 0% | 0% |  | 0 | 0 | 0 | 0 | 0 | 0 | 0 | 0 | 0 | 0 | 0 | [44 empty] | 0
MCE Commercial | [10 empty] | 0 | 0 |  |  |  | 0 |  |  | #N/A | [12 empty] | 0 | [13 empty] | 0% | 0% |  | 0 | 0 | 0 | 0 | 0 | 0 | 0 | 0 | 0 | 0 | 0 | [44 empty] | 0
MCE Commercial | [10 empty] | 0 | 0 |  |  |  | 0 |  |  | #N/A | [12 empty] | 0 | [13 empty] | 0% | 0% |  | 0 | 0 | 0 | 0 | 0 | 0 | 0 | 0 | 0 | 0 | 0 | [44 empty] | 0
MCE Commercial | [10 empty] | 0 | 0 |  |  |  | 0 |  |  | #N/A | [12 empty] | 0 | [13 empty] | 0% | 0% |  | 0 | 0 | 0 | 0 | 0 | 0 | 0 | 0 | 0 | 0 | 0 | [44 empty] | 0
MCE Commercial | [10 empty] | 0 | 0 |  |  |  | 0 |  |  | #N/A | [12 empty] | 0 | [13 empty] | 0% | 0% |  | 0 | 0 | 0 | 0 | 0 | 0 | 0 | 0 | 0 | 0 | 0 | [44 empty] | 0
MCE Commercial | [10 empty] | 0 | 0 |  |  |  | 0 |  |  | #N/A | [12 empty] | 0 | [13 empty] | 0% | 0% |  | 0 | 0 | 0 | 0 | 0 | 0 | 0 | 0 | 0 | 0 | 0 | [44 empty] | 0
MCE Commercial | [10 empty] | 0 | 0 |  |  |  | 0 |  |  | #N/A | [12 empty] | 0 | [13 empty] | 0% | 0% |  | 0 | 0 | 0 | 0 | 0 | 0 | 0 | 0 | 0 | 0 | 0 | [44 empty] | 0
MCE Commercial | [10 empty] | 0 | 0 |  |  |  | 0 |  |  | #N/A | [12 empty] | 0 | [13 empty] | 0% | 0% |  | 0 | 0 | 0 | 0 | 0 | 0 | 0 | 0 | 0 | 0 | 0 | [44 empty] | 0
MCE Commercial | [10 empty] | 0 | 0 |  |  |  | 0 |  |  | #N/A | [12 empty] | 0 | [13 empty] | 0% | 0% |  | 0 | 0 | 0 | 0 | 0 | 0 | 0 | 0 | 0 | 0 | 0 | [44 empty] | 0
MCE Commercial | [10 empty] | 0 | 0 |  |  |  | 0 |  |  | #N/A | [12 empty] | 0 | [13 empty] | 0% | 0% |  | 0 | 0 | 0 | 0 | 0 | 0 | 0 | 0 | 0 | 0 | 0 | [44 empty] | 0
MCE Commercial | [10 empty] | 0 | 0 |  |  |  | 0 |  |  | #N/A | [12 empty] | 0 | [13 empty] | 0% | 0% |  | 0 | 0 | 0 | 0 | 0 | 0 | 0 | 0 | 0 | 0 | 0 | [44 empty] | 0
MCE Commercial | [10 empty] | 0 | 0 |  |  |  | 0 |  |  | #N/A | [12 empty] | 0 | [13 empty] | 0% | 0% |  | 0 | 0 | 0 | 0 | 0 | 0 | 0 | 0 | 0 | 0 | 0 | [44 empty] | 0
MCE Commercial | [10 empty] | 0 | 0 |  |  |  | 0 |  |  | #N/A | [12 empty] | 0 | [13 empty] | 0% | 0% |  | 0 | 0 | 0 | 0 | 0 | 0 | 0 | 0 | 0 | 0 | 0 | [44 empty] | 0
MCE Commercial | [10 empty] | 0 | 0 |  |  |  | 0 |  |  | #N/A | [12 empty] | 0 | [13 empty] | 0% | 0% |  | 0 | 0 | 0 | 0 | 0 | 0 | 0 | 0 | 0 | 0 | 0 | [44 empty] | 0
MCE Commercial | [10 empty] | 0 | 0 |  |  |  | 0 |  |  | #N/A | [12 empty] | 0 | [13 empty] | 0% | 0% |  | 0 | 0 | 0 | 0 | 0 | 0 | 0 | 0 | 0 | 0 | 0 | [44 empty] | 0
MCE Commercial | [10 empty] | 0 | 0 |  |  |  | 0 |  |  | #N/A | [12 empty] | 0 | [13 empty] | 0% | 0% |  | 0 | 0 | 0 | 0 | 0 | 0 | 0 | 0 | 0 | 0 | 0 | [44 empty] | 0
MCE Commercial | [10 empty] | 0 | 0 |  |  |  | 0 |  |  | #N/A | [12 empty] | 0 | [13 empty] | 0% | 0% |  | 0 | 0 | 0 | 0 | 0 | 0 | 0 | 0 | 0 | 0 | 0 | [44 empty] | 0
MCE Commercial | [10 empty] | 0 | 0 |  |  |  | 0 |  |  | #N/A | [12 empty] | 0 | [13 empty] | 0% | 0% |  | 0 | 0 | 0 | 0 | 0 | 0 | 0 | 0 | 0 | 0 | 0 | [44 empty] | 0
MCE Commercial | [10 empty] | 0 | 0 |  |  |  | 0 |  |  | #N/A | [12 empty] | 0 | [13 empty] | 0% | 0% |  | 0 | 0 | 0 | 0 | 0 | 0 | 0 | 0 | 0 | 0 | 0 | [44 empty] | 0
MCE Commercial | [10 empty] | 0 | 0 |  |  |  | 0 |  |  | #N/A | [12 empty] | 0 | [13 empty] | 0% | 0% |  | 0 | 0 | 0 | 0 | 0 | 0 | 0 | 0 | 0 | 0 | 0 | [44 empty] | 0
MCE Commercial | [10 empty] | 0 | 0 |  |  |  | 0 |  |  | #N/A | [12 empty] | 0 | [13 empty] | 0% | 0% |  | 0 | 0 | 0 | 0 | 0 | 0 | 0 | 0 | 0 | 0 | 0 | [44 empty] | 0
MCE Commercial | [10 empty] | 0 | 0 |  |  |  | 0 |  |  | #N/A | [12 empty] | 0 | [13 empty] | 0% | 0% |  | 0 | 0 | 0 | 0 | 0 | 0 | 0 | 0 | 0 | 0 | 0 | [44 empty] | 0
MCE Commercial | [10 empty] | 0 | 0 |  |  |  | 0 |  |  | #N/A | [12 empty] | 0 | [13 empty] | 0% | 0% |  | 0 | 0 | 0 | 0 | 0 | 0 | 0 | 0 | 0 | 0 | 0 | [44 empty] | 0
MCE Commercial | [10 empty] | 0 | 0 |  |  |  | 0 |  |  | #N/A | [12 empty] | 0 | [13 empty] | 0% | 0% |  | 0 | 0 | 0 | 0 | 0 | 0 | 0 | 0 | 0 | 0 | 0 | [44 empty] | 0
MCE Commercial | [10 empty] | 0 | 0 |  |  |  | 0 |  |  | #N/A | [12 empty] | 0 | [13 empty] | 0% | 0% |  | 0 | 0 | 0 | 0 | 0 | 0 | 0 | 0 | 0 | 0 | 0 | [44 empty] | 0
MCE Commercial | [10 empty] | 0 | 0 |  |  |  | 0 |  |  | #N/A | [12 empty] | 0 | [13 empty] | 0% | 0% |  | 0 | 0 | 0 | 0 | 0 | 0 | 0 | 0 | 0 | 0 | 0 | [44 empty] | 0
MCE Commercial | [10 empty] | 0 | 0 |  |  |  | 0 |  |  | #N/A | [12 empty] | 0 | [13 empty] | 0% | 0% |  | 0 | 0 | 0 | 0 | 0 | 0 | 0 | 0 | 0 | 0 | 0 | [44 empty] | 0
MCE Commercial | [10 empty] | 0 | 0 |  |  |  | 0 |  |  | #N/A | [12 empty] | 0 | [13 empty] | 0% | 0% |  | 0 | 0 | 0 | 0 | 0 | 0 | 0 | 0 | 0 | 0 | 0 | [44 empty] | 0
MCE Commercial | [10 empty] | 0 | 0 |  |  |  | 0 |  |  | #N/A | [12 empty] | 0 | [13 empty] | 0% | 0% |  | 0 | 0 | 0 | 0 | 0 | 0 | 0 | 0 | 0 | 0 | 0 | [44 empty] | 0
MCE Commercial | [10 empty] | 0 | 0 |  |  |  | 0 |  |  | #N/A | [12 empty] | 0 | [13 empty] | 0% | 0% |  | 0 | 0 | 0 | 0 | 0 | 0 | 0 | 0 | 0 | 0 | 0 | [44 empty] | 0
MCE Commercial | [10 empty] | 0 | 0 |  |  |  | 0 |  |  | #N/A | [12 empty] | 0 | [13 empty] | 0% | 0% |  | 0 | 0 | 0 | 0 | 0 | 0 | 0 | 0 | 0 | 0 | 0 | [44 empty] | 0
MCE Commercial | [10 empty] | 0 | 0 |  |  |  | 0 |  |  | #N/A | [12 empty] | 0 | [13 empty] | 0% | 0% |  | 0 | 0 | 0 | 0 | 0 | 0 | 0 | 0 | 0 | 0 | 0 | [44 empty] | 0
MCE Commercial | [10 empty] | 0 | 0 |  |  |  | 0 |  |  | #N/A | [12 empty] | 0 | [13 empty] | 0% | 0% |  | 0 | 0 | 0 | 0 | 0 | 0 | 0 | 0 | 0 | 0 | 0 | [44 empty] | 0
MCE Commercial | [10 empty] | 0 | 0 |  |  |  | 0 |  |  | #N/A | [12 empty] | 0 | [13 empty] | 0% | 0% |  | 0 | 0 | 0 | 0 | 0 | 0 | 0 | 0 | 0 | 0 | 0 | [44 empty] | 0
MCE Commercial | [10 empty] | 0 | 0 |  |  |  | 0 |  |  | #N/A | [12 empty] | 0 | [13 empty] | 0% | 0% |  | 0 | 0 | 0 | 0 | 0 | 0 | 0 | 0 | 0 | 0 | 0 | [44 empty] | 0
MCE Commercial | [10 empty] | 0 | 0 |  |  |  | 0 |  |  | #N/A | [12 empty] | 0 | [13 empty] | 0% | 0% |  | 0 | 0 | 0 | 0 | 0 | 0 | 0 | 0 | 0 | 0 | 0 | [44 empty] | 0
MCE Commercial | [10 empty] | 0 | 0 |  |  |  | 0 |  |  | #N/A | [12 empty] | 0 | [13 empty] | 0% | 0% |  | 0 | 0 | 0 | 0 | 0 | 0 | 0 | 0 | 0 | 0 | 0 | [44 empty] | 0
MCE Commercial | [10 empty] | 0 | 0 |  |  |  | 0 |  |  | #N/A | [12 empty] | 0 | [13 empty] | 0% | 0% |  | 0 | 0 | 0 | 0 | 0 | 0 | 0 | 0 | 0 | 0 | 0 | [44 empty] | 0
MCE Commercial | [10 empty] | 0 | 0 |  |  |  | 0 |  |  | #N/A | [12 empty] | 0 | [13 empty] | 0% | 0% |  | 0 | 0 | 0 | 0 | 0 | 0 | 0 | 0 | 0 | 0 | 0 | [44 empty] | 0
MCE Commercial | [10 empty] | 0 | 0 |  |  |  | 0 |  |  | #N/A | [12 empty] | 0 | [13 empty] | 0% | 0% |  | 0 | 0 | 0 | 0 | 0 | 0 | 0 | 0 | 0 | 0 | 0 | [44 empty] | 0
MCE Commercial | [10 empty] | 0 | 0 |  |  |  | 0 |  |  | #N/A | [12 empty] | 0 | [13 empty] | 0% | 0% |  | 0 | 0 | 0 | 0 | 0 | 0 | 0 | 0 | 0 | 0 | 0 | [44 empty] | 0
MCE Commercial | [10 empty] | 0 | 0 |  |  |  | 0 |  |  | #N/A | [12 empty] | 0 | [13 empty] | 0% | 0% |  | 0 | 0 | 0 | 0 | 0 | 0 | 0 | 0 | 0 | 0 | 0 | [44 empty] | 0
MCE Commercial | [10 empty] | 0 | 0 |  |  |  | 0 |  |  | #N/A | [12 empty] | 0 | [13 empty] | 0% | 0% |  | 0 | 0 | 0 | 0 | 0 | 0 | 0 | 0 | 0 | 0 | 0 | [44 empty] | 0
MCE Commercial | [10 empty] | 0 | 0 |  |  |  | 0 |  |  | #N/A | [12 empty] | 0 | [13 empty] | 0% | 0% |  | 0 | 0 | 0 | 0 | 0 | 0 | 0 | 0 | 0 | 0 | 0 | [44 empty] | 0
MCE Commercial | [10 empty] | 0 | 0 |  |  |  | 0 |  |  | #N/A | [12 empty] | 0 | [13 empty] | 0% | 0% |  | 0 | 0 | 0 | 0 | 0 | 0 | 0 | 0 | 0 | 0 | 0 | [44 empty] | 0
MCE Commercial | [10 empty] | 0 | 0 |  |  |  | 0 |  |  | #N/A | [12 empty] | 0 | [13 empty] | 0% | 0% |  | 0 | 0 | 0 | 0 | 0 | 0 | 0 | 0 | 0 | 0 | 0 | [44 empty] | 0
MCE Commercial | [10 empty] | 0 | 0 |  |  |  | 0 |  |  | #N/A | [12 empty] | 0 | [13 empty] | 0% | 0% |  | 0 | 0 | 0 | 0 | 0 | 0 | 0 | 0 | 0 | 0 | 0 | [44 empty] | 0
MCE Commercial | [10 empty] | 0 | 0 |  |  |  | 0 |  |  | #N/A | [12 empty] | 0 | [13 empty] | 0% | 0% |  | 0 | 0 | 0 | 0 | 0 | 0 | 0 | 0 | 0 | 0 | 0 | [44 empty] | 0
MCE Commercial | [10 empty] | 0 | 0 |  |  |  | 0 |  |  | #N/A | [12 empty] | 0 | [13 empty] | 0% | 0% |  | 0 | 0 | 0 | 0 | 0 | 0 | 0 | 0 | 0 | 0 | 0 | [44 empty] | 0
MCE Commercial | [10 empty] | 0 | 0 |  |  |  | 0 |  |  | #N/A | [12 empty] | 0 | [13 empty] | 0% | 0% |  | 0 | 0 | 0 | 0 | 0 | 0 | 0 | 0 | 0 | 0 | 0 | [44 empty] | 0
MCE Commercial | [10 empty] | 0 | 0 |  |  |  | 0 |  |  | #N/A | [12 empty] | 0 | [13 empty] | 0% | 0% |  | 0 | 0 | 0 | 0 | 0 | 0 | 0 | 0 | 0 | 0 | 0 | [44 empty] | 0
MCE Commercial | [10 empty] | 0 | 0 |  |  |  | 0 |  |  | #N/A | [12 empty] | 0 | [13 empty] | 0% | 0% |  | 0 | 0 | 0 | 0 | 0 | 0 | 0 | 0 | 0 | 0 | 0 | [44 empty] | 0
MCE Commercial | [10 empty] | 0 | 0 |  |  |  | 0 |  |  | #N/A | [12 empty] | 0 | [13 empty] | 0% | 0% |  | 0 | 0 | 0 | 0 | 0 | 0 | 0 | 0 | 0 | 0 | 0 | [44 empty] | 0
MCE Commercial | [10 empty] | 0 | 0 |  |  |  | 0 |  |  | #N/A | [12 empty] | 0 | [13 empty] | 0% | 0% |  | 0 | 0 | 0 | 0 | 0 | 0 | 0 | 0 | 0 | 0 | 0 | [44 empty] | 0
MCE Commercial | [10 empty] | 0 | 0 |  |  |  | 0 |  |  | #N/A | [12 empty] | 0 | [13 empty] | 0% | 0% |  | 0 | 0 | 0 | 0 | 0 | 0 | 0 | 0 | 0 | 0 | 0 | [44 empty] | 0
MCE Commercial | [10 empty] | 0 | 0 |  |  |  | 0 |  |  | #N/A | [12 empty] | 0 | [13 empty] | 0% | 0% |  | 0 | 0 | 0 | 0 | 0 | 0 | 0 | 0 | 0 | 0 | 0 | [44 empty] | 0
MCE Commercial | [10 empty] | 0 | 0 |  |  |  | 0 |  |  | #N/A | [12 empty] | 0 | [13 empty] | 0% | 0% |  | 0 | 0 | 0 | 0 | 0 | 0 | 0 | 0 | 0 | 0 | 0 | [44 empty] | 0
MCE Commercial | [10 empty] | 0 | 0 |  |  |  | 0 |  |  | #N/A | [12 empty] | 0 | [13 empty] | 0% | 0% |  | 0 | 0 | 0 | 0 | 0 | 0 | 0 | 0 | 0 | 0 | 0 | [44 empty] | 0
MCE Commercial | [10 empty] | 0 | 0 |  |  |  | 0 |  |  | #N/A | [12 empty] | 0 | [13 empty] | 0% | 0% |  | 0 | 0 | 0 | 0 | 0 | 0 | 0 | 0 | 0 | 0 | 0 | [44 empty] | 0
MCE Commercial | [10 empty] | 0 | 0 |  |  |  | 0 |  |  | #N/A | [12 empty] | 0 | [13 empty] | 0% | 0% |  | 0 | 0 | 0 | 0 | 0 | 0 | 0 | 0 | 0 | 0 | 0 | [44 empty] | 0
MCE Commercial | [10 empty] | 0 | 0 |  |  |  | 0 |  |  | #N/A | [12 empty] | 0 | [13 empty] | 0% | 0% |  | 0 | 0 | 0 | 0 | 0 | 0 | 0 | 0 | 0 | 0 | 0 | [44 empty] | 0
MCE Commercial | [10 empty] | 0 | 0 |  |  |  | 0 |  |  | #N/A | [12 empty] | 0 | [13 empty] | 0% | 0% |  | 0 | 0 | 0 | 0 | 0 | 0 | 0 | 0 | 0 | 0 | 0 | [44 empty] | 0
MCE Commercial | [10 empty] | 0 | 0 |  |  |  | 0 |  |  | #N/A | [12 empty] | 0 | [13 empty] | 0% | 0% |  | 0 | 0 | 0 | 0 | 0 | 0 | 0 | 0 | 0 | 0 | 0 | [44 empty] | 0
MCE Commercial | [10 empty] | 0 | 0 |  |  |  | 0 |  |  | #N/A | [12 empty] | 0 | [13 empty] | 0% | 0% |  | 0 | 0 | 0 | 0 | 0 | 0 | 0 | 0 | 0 | 0 | 0 | [44 empty] | 0
MCE Commercial | [10 empty] | 0 | 0 |  |  |  | 0 |  |  | #N/A | [12 empty] | 0 | [13 empty] | 0% | 0% |  | 0 | 0 | 0 | 0 | 0 | 0 | 0 | 0 | 0 | 0 | 0 | [44 empty] | 0
MCE Commercial | [10 empty] | 0 | 0 |  |  |  | 0 |  |  | #N/A | [12 empty] | 0 | [13 empty] | 0% | 0% |  | 0 | 0 | 0 | 0 | 0 | 0 | 0 | 0 | 0 | 0 | 0 | [44 empty] | 0
MCE Commercial | [10 empty] | 0 | 0 |  |  |  | 0 |  |  | #N/A | [12 empty] | 0 | [13 empty] | 0% | 0% |  | 0 | 0 | 0 | 0 | 0 | 0 | 0 | 0 | 0 | 0 | 0 | [44 empty] | 0
MCE Commercial | [10 empty] | 0 | 0 |  |  |  | 0 |  |  | #N/A | [12 empty] | 0 | [13 empty] | 0% | 0% |  | 0 | 0 | 0 | 0 | 0 | 0 | 0 | 0 | 0 | 0 | 0 | [44 empty] | 0
MCE Commercial | [10 empty] | 0 | 0 |  |  |  | 0 |  |  | #N/A | [12 empty] | 0 | [13 empty] | 0% | 0% |  | 0 | 0 | 0 | 0 | 0 | 0 | 0 | 0 | 0 | 0 | 0 | [44 empty] | 0
MCE Commercial | [10 empty] | 0 | 0 |  |  |  | 0 |  |  | #N/A | [12 empty] | 0 | [13 empty] | 0% | 0% |  | 0 | 0 | 0 | 0 | 0 | 0 | 0 | 0 | 0 | 0 | 0 | [44 empty] | 0
MCE Commercial | [10 empty] | 0 | 0 |  |  |  | 0 |  |  | #N/A | [12 empty] | 0 | [13 empty] | 0% | 0% |  | 0 | 0 | 0 | 0 | 0 | 0 | 0 | 0 | 0 | 0 | 0 | [44 empty] | 0
MCE Commercial | [10 empty] | 0 | 0 |  |  |  | 0 |  |  | #N/A | [12 empty] | 0 | [13 empty] | 0% | 0% |  | 0 | 0 | 0 | 0 | 0 | 0 | 0 | 0 | 0 | 0 | 0 | [44 empty] | 0
MCE Commercial | [10 empty] | 0 | 0 |  |  |  | 0 |  |  | #N/A | [12 empty] | 0 | [13 empty] | 0% | 0% |  | 0 | 0 | 0 | 0 | 0 | 0 | 0 | 0 | 0 | 0 | 0 | [44 empty] | 0
MCE Commercial | [10 empty] | 0 | 0 |  |  |  | 0 |  |  | #N/A | [12 empty] | 0 | [13 empty] | 0% | 0% |  | 0 | 0 | 0 | 0 | 0 | 0 | 0 | 0 | 0 | 0 | 0 | [44 empty] | 0
MCE Commercial | [10 empty] | 0 | 0 |  |  |  | 0 |  |  | #N/A | [12 empty] | 0 | [13 empty] | 0% | 0% |  | 0 | 0 | 0 | 0 | 0 | 0 | 0 | 0 | 0 | 0 | 0 | [44 empty] | 0
MCE Commercial | [10 empty] | 0 | 0 |  |  |  | 0 |  |  | #N/A | [12 empty] | 0 | [13 empty] | 0% | 0% |  | 0 | 0 | 0 | 0 | 0 | 0 | 0 | 0 | 0 | 0 | 0 | [44 empty] | 0
MCE Commercial | [10 empty] | 0 | 0 |  |  |  | 0 |  |  | #N/A | [12 empty] | 0 | [13 empty] | 0% | 0% |  | 0 | 0 | 0 | 0 | 0 | 0 | 0 | 0 | 0 | 0 | 0 | [44 empty] | 0
MCE Commercial | [10 empty] | 0 | 0 |  |  |  | 0 |  |  | #N/A | [12 empty] | 0 | [13 empty] | 0% | 0% |  | 0 | 0 | 0 | 0 | 0 | 0 | 0 | 0 | 0 | 0 | 0 | [44 empty] | 0
MCE Commercial | [10 empty] | 0 | 0 |  |  |  | 0 |  |  | #N/A | [12 empty] | 0 | [13 empty] | 0% | 0% |  | 0 | 0 | 0 | 0 | 0 | 0 | 0 | 0 | 0 | 0 | 0 | [44 empty] | 0
MCE Commercial | [10 empty] | 0 | 0 |  |  |  | 0 |  |  | #N/A | [12 empty] | 0 | [13 empty] | 0% | 0% |  | 0 | 0 | 0 | 0 | 0 | 0 | 0 | 0 | 0 | 0 | 0 | [44 empty] | 0
MCE Commercial | [10 empty] | 0 | 0 |  |  |  | 0 |  |  | #N/A | [12 empty] | 0 | [13 empty] | 0% | 0% |  | 0 | 0 | 0 | 0 | 0 | 0 | 0 | 0 | 0 | 0 | 0 | [44 empty] | 0
MCE Commercial | [10 empty] | 0 | 0 |  |  |  | 0 |  |  | #N/A | [12 empty] | 0 | [13 empty] | 0% | 0% |  | 0 | 0 | 0 | 0 | 0 | 0 | 0 | 0 | 0 | 0 | 0 | [44 empty] | 0
MCE Commercial | [10 empty] | 0 | 0 |  |  |  | 0 |  |  | #N/A | [12 empty] | 0 | [13 empty] | 0% | 0% |  | 0 | 0 | 0 | 0 | 0 | 0 | 0 | 0 | 0 | 0 | 0 | [44 empty] | 0
MCE Commercial | [10 empty] | 0 | 0 |  |  |  | 0 |  |  | #N/A | [12 empty] | 0 | [13 empty] | 0% | 0% |  | 0 | 0 | 0 | 0 | 0 | 0 | 0 | 0 | 0 | 0 | 0 | [44 empty] | 0
MCE Commercial | [10 empty] | 0 | 0 |  |  |  | 0 |  |  | #N/A | [12 empty] | 0 | [13 empty] | 0% | 0% |  | 0 | 0 | 0 | 0 | 0 | 0 | 0 | 0 | 0 | 0 | 0 | [44 empty] | 0
MCE Commercial | [10 empty] | 0 | 0 |  |  |  | 0 |  |  | #N/A | [12 empty] | 0 | [13 empty] | 0% | 0% |  | 0 | 0 | 0 | 0 | 0 | 0 | 0 | 0 | 0 | 0 | 0 | [44 empty] | 0
MCE Commercial | [10 empty] | 0 | 0 |  |  |  | 0 |  |  | #N/A | [12 empty] | 0 | [13 empty] | 0% | 0% |  | 0 | 0 | 0 | 0 | 0 | 0 | 0 | 0 | 0 | 0 | 0 | [44 empty] | 0
MCE Commercial | [10 empty] | 0 | 0 |  |  |  | 0 |  |  | #N/A | [12 empty] | 0 | [13 empty] | 0% | 0% |  | 0 | 0 | 0 | 0 | 0 | 0 | 0 | 0 | 0 | 0 | 0 | [44 empty] | 0
MCE Commercial | [10 empty] | 0 | 0 |  |  |  | 0 |  |  | #N/A | [12 empty] | 0 | [13 empty] | 0% | 0% |  | 0 | 0 | 0 | 0 | 0 | 0 | 0 | 0 | 0 | 0 | 0 | [44 empty] | 0
MCE Commercial | [10 empty] | 0 | 0 |  |  |  | 0 |  |  | #N/A | [12 empty] | 0 | [13 empty] | 0% | 0% |  | 0 | 0 | 0 | 0 | 0 | 0 | 0 | 0 | 0 | 0 | 0 | [44 empty] | 0
MCE Commercial | [10 empty] | 0 | 0 |  |  |  | 0 |  |  | #N/A | [12 empty] | 0 | [13 empty] | 0% | 0% |  | 0 | 0 | 0 | 0 | 0 | 0 | 0 | 0 | 0 | 0 | 0 | [44 empty] | 0
MCE Commercial | [10 empty] | 0 | 0 |  |  |  | 0 |  |  | #N/A | [12 empty] | 0 | [13 empty] | 0% | 0% |  | 0 | 0 | 0 | 0 | 0 | 0 | 0 | 0 | 0 | 0 | 0 | [44 empty] | 0
MCE Commercial | [10 empty] | 0 | 0 |  |  |  | 0 |  |  | #N/A | [12 empty] | 0 | [13 empty] | 0% | 0% |  | 0 | 0 | 0 | 0 | 0 | 0 | 0 | 0 | 0 | 0 | 0 | [44 empty] | 0
MCE Commercial | [10 empty] | 0 | 0 |  |  |  | 0 |  |  | #N/A | [12 empty] | 0 | [13 empty] | 0% | 0% |  | 0 | 0 | 0 | 0 | 0 | 0 | 0 | 0 | 0 | 0 | 0 | [44 empty] | 0
MCE Commercial | [10 empty] | 0 | 0 |  |  |  | 0 |  |  | #N/A | [12 empty] | 0 | [13 empty] | 0% | 0% |  | 0 | 0 | 0 | 0 | 0 | 0 | 0 | 0 | 0 | 0 | 0 | [44 empty] | 0
MCE Commercial | [10 empty] | 0 | 0 |  |  |  | 0 |  |  | #N/A | [12 empty] | 0 | [13 empty] | 0% | 0% |  | 0 | 0 | 0 | 0 | 0 | 0 | 0 | 0 | 0 | 0 | 0 | [44 empty] | 0
MCE Commercial | [10 empty] | 0 | 0 |  |  |  | 0 |  |  | #N/A | [12 empty] | 0 | [13 empty] | 0% | 0% |  | 0 | 0 | 0 | 0 | 0 | 0 | 0 | 0 | 0 | 0 | 0 | [44 empty] | 0
MCE Commercial | [10 empty] | 0 | 0 |  |  |  | 0 |  |  | #N/A | [12 empty] | 0 | [13 empty] | 0% | 0% |  | 0 | 0 | 0 | 0 | 0 | 0 | 0 | 0 | 0 | 0 | 0 | [44 empty] | 0
MCE Commercial | [10 empty] | 0 | 0 |  |  |  | 0 |  |  | #N/A | [12 empty] | 0 | [13 empty] | 0% | 0% |  | 0 | 0 | 0 | 0 | 0 | 0 | 0 | 0 | 0 | 0 | 0 | [44 empty] | 0
MCE Commercial | [10 empty] | 0 | 0 |  |  |  | 0 |  |  | #N/A | [12 empty] | 0 | [13 empty] | 0% | 0% |  | 0 | 0 | 0 | 0 | 0 | 0 | 0 | 0 | 0 | 0 | 0 | [44 empty] | 0
MCE Commercial | [10 empty] | 0 | 0 |  |  |  | 0 |  |  | #N/A | [12 empty] | 0 | [13 empty] | 0% | 0% |  | 0 | 0 | 0 | 0 | 0 | 0 | 0 | 0 | 0 | 0 | 0 | [44 empty] | 0
MCE Commercial | [10 empty] | 0 | 0 |  |  |  | 0 |  |  | #N/A | [12 empty] | 0 | [13 empty] | 0% | 0% |  | 0 | 0 | 0 | 0 | 0 | 0 | 0 | 0 | 0 | 0 | 0 | [44 empty] | 0
MCE Commercial | [10 empty] | 0 | 0 |  |  |  | 0 |  |  | #N/A | [12 empty] | 0 | [13 empty] | 0% | 0% |  | 0 | 0 | 0 | 0 | 0 | 0 | 0 | 0 | 0 | 0 | 0 | [44 empty] | 0
MCE Commercial | [10 empty] | 0 | 0 |  |  |  | 0 |  |  | #N/A | [12 empty] | 0 | [13 empty] | 0% | 0% |  | 0 | 0 | 0 | 0 | 0 | 0 | 0 | 0 | 0 | 0 | 0 | [44 empty] | 0
MCE Commercial | [10 empty] | 0 | 0 |  |  |  | 0 |  |  | #N/A | [12 empty] | 0 | [13 empty] | 0% | 0% |  | 0 | 0 | 0 | 0 | 0 | 0 | 0 | 0 | 0 | 0 | 0 | [44 empty] | 0
MCE Commercial | [10 empty] | 0 | 0 |  |  |  | 0 |  |  | #N/A | [12 empty] | 0 | [13 empty] | 0% | 0% |  | 0 | 0 | 0 | 0 | 0 | 0 | 0 | 0 | 0 | 0 | 0 | [44 empty] | 0
MCE Commercial | [10 empty] | 0 | 0 |  |  |  | 0 |  |  | #N/A | [12 empty] | 0 | [13 empty] | 0% | 0% |  | 0 | 0 | 0 | 0 | 0 | 0 | 0 | 0 | 0 | 0 | 0 | [44 empty] | 0
MCE Commercial | [10 empty] | 0 | 0 |  |  |  | 0 |  |  | #N/A | [12 empty] | 0 | [13 empty] | 0% | 0% |  | 0 | 0 | 0 | 0 | 0 | 0 | 0 | 0 | 0 | 0 | 0 | [44 empty] | 0
MCE Commercial | [10 empty] | 0 | 0 |  |  |  | 0 |  |  | #N/A | [12 empty] | 0 | [13 empty] | 0% | 0% |  | 0 | 0 | 0 | 0 | 0 | 0 | 0 | 0 | 0 | 0 | 0 | [44 empty] | 0
MCE Commercial | [10 empty] | 0 | 0 |  |  |  | 0 |  |  | #N/A | [12 empty] | 0 | [13 empty] | 0% | 0% |  | 0 | 0 | 0 | 0 | 0 | 0 | 0 | 0 | 0 | 0 | 0 | [44 empty] | 0
MCE Commercial | [10 empty] | 0 | 0 |  |  |  | 0 |  |  | #N/A | [12 empty] | 0 | [13 empty] | 0% | 0% |  | 0 | 0 | 0 | 0 | 0 | 0 | 0 | 0 | 0 | 0 | 0 | [44 empty] | 0
MCE Commercial | [10 empty] | 0 | 0 |  |  |  | 0 |  |  | #N/A | [12 empty] | 0 | [13 empty] | 0% | 0% |  | 0 | 0 | 0 | 0 | 0 | 0 | 0 | 0 | 0 | 0 | 0 | [44 empty] | 0
MCE Commercial | [10 empty] | 0 | 0 |  |  |  | 0 |  |  | #N/A | [12 empty] | 0 | [13 empty] | 0% | 0% |  | 0 | 0 | 0 | 0 | 0 | 0 | 0 | 0 | 0 | 0 | 0 | [44 empty] | 0
MCE Commercial | [10 empty] | 0 | 0 |  |  |  | 0 |  |  | #N/A | [12 empty] | 0 | [13 empty] | 0% | 0% |  | 0 | 0 | 0 | 0 | 0 | 0 | 0 | 0 | 0 | 0 | 0 | [44 empty] | 0
MCE Commercial | [10 empty] | 0 | 0 |  |  |  | 0 |  |  | #N/A | [12 empty] | 0 | [13 empty] | 0% | 0% |  | 0 | 0 | 0 | 0 | 0 | 0 | 0 | 0 | 0 | 0 | 0 | [44 empty] | 0
MCE Commercial | [10 empty] | 0 | 0 |  |  |  | 0 |  |  | #N/A | [12 empty] | 0 | [13 empty] | 0% | 0% |  | 0 | 0 | 0 | 0 | 0 | 0 | 0 | 0 | 0 | 0 | 0 | [44 empty] | 0
MCE Commercial | [10 empty] | 0 | 0 |  |  |  | 0 |  |  | #N/A | [12 empty] | 0 | [13 empty] | 0% | 0% |  | 0 | 0 | 0 | 0 | 0 | 0 | 0 | 0 | 0 | 0 | 0 | [44 empty] | 0
MCE Commercial | [10 empty] | 0 | 0 |  |  |  | 0 |  |  | #N/A | [12 empty] | 0 | [13 empty] | 0% | 0% |  | 0 | 0 | 0 | 0 | 0 | 0 | 0 | 0 | 0 | 0 | 0 | [44 empty] | 0
MCE Commercial | [10 empty] | 0 | 0 |  |  |  | 0 |  |  | #N/A | [12 empty] | 0 | [13 empty] | 0% | 0% |  | 0 | 0 | 0 | 0 | 0 | 0 | 0 | 0 | 0 | 0 | 0 | [44 empty] | 0
MCE Commercial | [10 empty] | 0 | 0 |  |  |  | 0 |  |  | #N/A | [12 empty] | 0 | [13 empty] | 0% | 0% |  | 0 | 0 | 0 | 0 | 0 | 0 | 0 | 0 | 0 | 0 | 0 | [44 empty] | 0
MCE Commercial | [10 empty] | 0 | 0 |  |  |  | 0 |  |  | #N/A | [12 empty] | 0 | [13 empty] | 0% | 0% |  | 0 | 0 | 0 | 0 | 0 | 0 | 0 | 0 | 0 | 0 | 0 | [44 empty] | 0
MCE Commercial | [10 empty] | 0 | 0 |  |  |  | 0 |  |  | #N/A | [12 empty] | 0 | [13 empty] | 0% | 0% |  | 0 | 0 | 0 | 0 | 0 | 0 | 0 | 0 | 0 | 0 | 0 | [44 empty] | 0
MCE Commercial | [10 empty] | 0 | 0 |  |  |  | 0 |  |  | #N/A | [12 empty] | 0 | [13 empty] | 0% | 0% |  | 0 | 0 | 0 | 0 | 0 | 0 | 0 | 0 | 0 | 0 | 0 | [44 empty] | 0
MCE Commercial | [10 empty] | 0 | 0 |  |  |  | 0 |  |  | #N/A | [12 empty] | 0 | [13 empty] | 0% | 0% |  | 0 | 0 | 0 | 0 | 0 | 0 | 0 | 0 | 0 | 0 | 0 | [44 empty] | 0
MCE Commercial | [10 empty] | 0 | 0 |  |  |  | 0 |  |  | #N/A | [12 empty] | 0 | [13 empty] | 0% | 0% |  | 0 | 0 | 0 | 0 | 0 | 0 | 0 | 0 | 0 | 0 | 0 | [44 empty] | 0
MCE Commercial | [10 empty] | 0 | 0 |  |  |  | 0 |  |  | #N/A | [12 empty] | 0 | [13 empty] | 0% | 0% |  | 0 | 0 | 0 | 0 | 0 | 0 | 0 | 0 | 0 | 0 | 0 | [44 empty] | 0
MCE Commercial | [10 empty] | 0 | 0 |  |  |  | 0 |  |  | #N/A | [12 empty] | 0 | [13 empty] | 0% | 0% |  | 0 | 0 | 0 | 0 | 0 | 0 | 0 | 0 | 0 | 0 | 0 | [44 empty] | 0
MCE Commercial | [10 empty] | 0 | 0 |  |  |  | 0 |  |  | #N/A | [12 empty] | 0 | [13 empty] | 0% | 0% |  | 0 | 0 | 0 | 0 | 0 | 0 | 0 | 0 | 0 | 0 | 0 | [44 empty] | 0
MCE Commercial | [10 empty] | 0 | 0 |  |  |  | 0 |  |  | #N/A | [12 empty] | 0 | [13 empty] | 0% | 0% |  | 0 | 0 | 0 | 0 | 0 | 0 | 0 | 0 | 0 | 0 | 0 | [44 empty] | 0
MCE Commercial | [10 empty] | 0 | 0 |  |  |  | 0 |  |  | #N/A | [12 empty] | 0 | [13 empty] | 0% | 0% |  | 0 | 0 | 0 | 0 | 0 | 0 | 0 | 0 | 0 | 0 | 0 | [44 empty] | 0
MCE Commercial | [10 empty] | 0 | 0 |  |  |  | 0 |  |  | #N/A | [12 empty] | 0 | [13 empty] | 0% | 0% |  | 0 | 0 | 0 | 0 | 0 | 0 | 0 | 0 | 0 | 0 | 0 | [44 empty] | 0
MCE Commercial | [10 empty] | 0 | 0 |  |  |  | 0 |  |  | #N/A | [12 empty] | 0 | [13 empty] | 0% | 0% |  | 0 | 0 | 0 | 0 | 0 | 0 | 0 | 0 | 0 | 0 | 0 | [44 empty] | 0
MCE Commercial | [10 empty] | 0 | 0 |  |  |  | 0 |  |  | #N/A | [12 empty] | 0 | [13 empty] | 0% | 0% |  | 0 | 0 | 0 | 0 | 0 | 0 | 0 | 0 | 0 | 0 | 0 | [44 empty] | 0
MCE Commercial | [10 empty] | 0 | 0 |  |  |  | 0 |  |  | #N/A | [12 empty] | 0 | [13 empty] | 0% | 0% |  | 0 | 0 | 0 | 0 | 0 | 0 | 0 | 0 | 0 | 0 | 0 | [44 empty] | 0
MCE Commercial | [10 empty] | 0 | 0 |  |  |  | 0 |  |  | #N/A | [12 empty] | 0 | [13 empty] | 0% | 0% |  | 0 | 0 | 0 | 0 | 0 | 0 | 0 | 0 | 0 | 0 | 0 | [44 empty] | 0
MCE Commercial | [10 empty] | 0 | 0 |  |  |  | 0 |  |  | #N/A | [12 empty] | 0 | [13 empty] | 0% | 0% |  | 0 | 0 | 0 | 0 | 0 | 0 | 0 | 0 | 0 | 0 | 0 | [44 empty] | 0
MCE Commercial | [10 empty] | 0 | 0 |  |  |  | 0 |  |  | #N/A | [12 empty] | 0 | [13 empty] | 0% | 0% |  | 0 | 0 | 0 | 0 | 0 | 0 | 0 | 0 | 0 | 0 | 0 | [44 empty] | 0
MCE Commercial | [10 empty] | 0 | 0 |  |  |  | 0 |  |  | #N/A | [12 empty] | 0 | [13 empty] | 0% | 0% |  | 0 | 0 | 0 | 0 | 0 | 0 | 0 | 0 | 0 | 0 | 0 | [44 empty] | 0
MCE Commercial | [10 empty] | 0 | 0 |  |  |  | 0 |  |  | #N/A | [12 empty] | 0 | [13 empty] | 0% | 0% |  | 0 | 0 | 0 | 0 | 0 | 0 | 0 | 0 | 0 | 0 | 0 | [44 empty] | 0
MCE Commercial | [10 empty] | 0 | 0 |  |  |  | 0 |  |  | #N/A | [12 empty] | 0 | [13 empty] | 0% | 0% |  | 0 | 0 | 0 | 0 | 0 | 0 | 0 | 0 | 0 | 0 | 0 | [44 empty] | 0
MCE Commercial | [10 empty] | 0 | 0 |  |  |  | 0 |  |  | #N/A | [12 empty] | 0 | [13 empty] | 0% | 0% |  | 0 | 0 | 0 | 0 | 0 | 0 | 0 | 0 | 0 | 0 | 0 | [44 empty] | 0
MCE Commercial | [10 empty] | 0 | 0 |  |  |  | 0 |  |  | #N/A | [12 empty] | 0 | [13 empty] | 0% | 0% |  | 0 | 0 | 0 | 0 | 0 | 0 | 0 | 0 | 0 | 0 | 0 | [44 empty] | 0
MCE Commercial | [10 empty] | 0 | 0 |  |  |  | 0 |  |  | #N/A | [12 empty] | 0 | [13 empty] | 0% | 0% |  | 0 | 0 | 0 | 0 | 0 | 0 | 0 | 0 | 0 | 0 | 0 | [44 empty] | 0
MCE Commercial | [10 empty] | 0 | 0 |  |  |  | 0 |  |  | #N/A | [12 empty] | 0 | [13 empty] | 0% | 0% |  | 0 | 0 | 0 | 0 | 0 | 0 | 0 | 0 | 0 | 0 | 0 | [44 empty] | 0
MCE Commercial | [10 empty] | 0 | 0 |  |  |  | 0 |  |  | #N/A | [12 empty] | 0 | [13 empty] | 0% | 0% |  | 0 | 0 | 0 | 0 | 0 | 0 | 0 | 0 | 0 | 0 | 0 | [44 empty] | 0
MCE Commercial | [10 empty] | 0 | 0 |  |  |  | 0 |  |  | #N/A | [12 empty] | 0 | [13 empty] | 0% | 0% |  | 0 | 0 | 0 | 0 | 0 | 0 | 0 | 0 | 0 | 0 | 0 | [44 empty] | 0
MCE Commercial | [10 empty] | 0 | 0 |  |  |  | 0 |  |  | #N/A | [12 empty] | 0 | [13 empty] | 0% | 0% |  | 0 | 0 | 0 | 0 | 0 | 0 | 0 | 0 | 0 | 0 | 0 | [44 empty] | 0
MCE Commercial | [10 empty] | 0 | 0 |  |  |  | 0 |  |  | #N/A | [12 empty] | 0 | [13 empty] | 0% | 0% |  | 0 | 0 | 0 | 0 | 0 | 0 | 0 | 0 | 0 | 0 | 0 | [44 empty] | 0
MCE Commercial | [10 empty] | 0 | 0 |  |  |  | 0 |  |  | #N/A | [12 empty] | 0 | [13 empty] | 0% | 0% |  | 0 | 0 | 0 | 0 | 0 | 0 | 0 | 0 | 0 | 0 | 0 | [44 empty] | 0
MCE Commercial | [10 empty] | 0 | 0 |  |  |  | 0 |  |  | #N/A | [12 empty] | 0 | [13 empty] | 0% | 0% |  | 0 | 0 | 0 | 0 | 0 | 0 | 0 | 0 | 0 | 0 | 0 | [44 empty] | 0
MCE Commercial | [10 empty] | 0 | 0 |  |  |  | 0 |  |  | #N/A | [12 empty] | 0 | [13 empty] | 0% | 0% |  | 0 | 0 | 0 | 0 | 0 | 0 | 0 | 0 | 0 | 0 | 0 | [44 empty] | 0
MCE Commercial | [10 empty] | 0 | 0 |  |  |  | 0 |  |  | #N/A | [12 empty] | 0 | [13 empty] | 0% | 0% |  | 0 | 0 | 0 | 0 | 0 | 0 | 0 | 0 | 0 | 0 | 0 | [44 empty] | 0
MCE Commercial | [10 empty] | 0 | 0 |  |  |  | 0 |  |  | #N/A | [12 empty] | 0 | [13 empty] | 0% | 0% |  | 0 | 0 | 0 | 0 | 0 | 0 | 0 | 0 | 0 | 0 | 0 | [44 empty] | 0
MCE Commercial | [10 empty] | 0 | 0 |  |  |  | 0 |  |  | #N/A | [12 empty] | 0 | [13 empty] | 0% | 0% |  | 0 | 0 | 0 | 0 | 0 | 0 | 0 | 0 | 0 | 0 | 0 | [44 empty] | 0
MCE Commercial | [10 empty] | 0 | 0 |  |  |  | 0 |  |  | #N/A | [12 empty] | 0 | [13 empty] | 0% | 0% |  | 0 | 0 | 0 | 0 | 0 | 0 | 0 | 0 | 0 | 0 | 0 | [44 empty] | 0
MCE Commercial | [10 empty] | 0 | 0 |  |  |  | 0 |  |  | #N/A | [12 empty] | 0 | [13 empty] | 0% | 0% |  | 0 | 0 | 0 | 0 | 0 | 0 | 0 | 0 | 0 | 0 | 0 | [44 empty] | 0
MCE Commercial | [10 empty] | 0 | 0 |  |  |  | 0 |  |  | #N/A | [12 empty] | 0 | [13 empty] | 0% | 0% |  | 0 | 0 | 0 | 0 | 0 | 0 | 0 | 0 | 0 | 0 | 0 | [44 empty] | 0
MCE Commercial | [10 empty] | 0 | 0 |  |  |  | 0 |  |  | #N/A | [12 empty] | 0 | [13 empty] | 0% | 0% |  | 0 | 0 | 0 | 0 | 0 | 0 | 0 | 0 | 0 | 0 | 0 | [44 empty] | 0
MCE Commercial | [10 empty] | 0 | 0 |  |  |  | 0 |  |  | #N/A | [12 empty] | 0 | [13 empty] | 0% | 0% |  | 0 | 0 | 0 | 0 | 0 | 0 | 0 | 0 | 0 | 0 | 0 | [44 empty] | 0
MCE Commercial | [10 empty] | 0 | 0 |  |  |  | 0 |  |  | #N/A | [12 empty] | 0 | [13 empty] | 0% | 0% |  | 0 | 0 | 0 | 0 | 0 | 0 | 0 | 0 | 0 | 0 | 0 | [44 empty] | 0
MCE Commercial | [10 empty] | 0 | 0 |  |  |  | 0 |  |  | #N/A | [12 empty] | 0 | [13 empty] | 0% | 0% |  | 0 | 0 | 0 | 0 | 0 | 0 | 0 | 0 | 0 | 0 | 0 | [44 empty] | 0
MCE Commercial | [10 empty] | 0 | 0 |  |  |  | 0 |  |  | #N/A | [12 empty] | 0 | [13 empty] | 0% | 0% |  | 0 | 0 | 0 | 0 | 0 | 0 | 0 | 0 | 0 | 0 | 0 | [44 empty] | 0
MCE Commercial | [10 empty] | 0 | 0 |  |  |  | 0 |  |  | #N/A | [12 empty] | 0 | [13 empty] | 0% | 0% |  | 0 | 0 | 0 | 0 | 0 | 0 | 0 | 0 | 0 | 0 | 0 | [44 empty] | 0
MCE Commercial | [10 empty] | 0 | 0 |  |  |  | 0 |  |  | #N/A | [12 empty] | 0 | [13 empty] | 0% | 0% |  | 0 | 0 | 0 | 0 | 0 | 0 | 0 | 0 | 0 | 0 | 0 | [44 empty] | 0
MCE Commercial | [10 empty] | 0 | 0 |  |  |  | 0 |  |  | #N/A | [12 empty] | 0 | [13 empty] | 0% | 0% |  | 0 | 0 | 0 | 0 | 0 | 0 | 0 | 0 | 0 | 0 | 0 | [44 empty] | 0
MCE Commercial | [10 empty] | 0 | 0 |  |  |  | 0 |  |  | #N/A | [12 empty] | 0 | [13 empty] | 0% | 0% |  | 0 | 0 | 0 | 0 | 0 | 0 | 0 | 0 | 0 | 0 | 0 | [44 empty] | 0
MCE Commercial | [10 empty] | 0 | 0 |  |  |  | 0 |  |  | #N/A | [12 empty] | 0 | [13 empty] | 0% | 0% |  | 0 | 0 | 0 | 0 | 0 | 0 | 0 | 0 | 0 | 0 | 0 | [44 empty] | 0
MCE Commercial | [10 empty] | 0 | 0 |  |  |  | 0 |  |  | #N/A | [12 empty] | 0 | [13 empty] | 0% | 0% |  | 0 | 0 | 0 | 0 | 0 | 0 | 0 | 0 | 0 | 0 | 0 | [44 empty] | 0
MCE Commercial | [10 empty] | 0 | 0 |  |  |  | 0 |  |  | #N/A | [12 empty] | 0 | [13 empty] | 0% | 0% |  | 0 | 0 | 0 | 0 | 0 | 0 | 0 | 0 | 0 | 0 | 0 | [44 empty] | 0
MCE Commercial | [10 empty] | 0 | 0 |  |  |  | 0 |  |  | #N/A | [12 empty] | 0 | [13 empty] | 0% | 0% |  | 0 | 0 | 0 | 0 | 0 | 0 | 0 | 0 | 0 | 0 | 0 | [44 empty] | 0
MCE Commercial | [10 empty] | 0 | 0 |  |  |  | 0 |  |  | #N/A | [12 empty] | 0 | [13 empty] | 0% | 0% |  | 0 | 0 | 0 | 0 | 0 | 0 | 0 | 0 | 0 | 0 | 0 | [44 empty] | 0
MCE Commercial | [10 empty] | 0 | 0 |  |  |  | 0 |  |  | #N/A | [12 empty] | 0 | [13 empty] | 0% | 0% |  | 0 | 0 | 0 | 0 | 0 | 0 | 0 | 0 | 0 | 0 | 0 | [44 empty] | 0
MCE Commercial | [10 empty] | 0 | 0 |  |  |  | 0 |  |  | #N/A | [12 empty] | 0 | [13 empty] | 0% | 0% |  | 0 | 0 | 0 | 0 | 0 | 0 | 0 | 0 | 0 | 0 | 0 | [44 empty] | 0
MCE Commercial | [10 empty] | 0 | 0 |  |  |  | 0 |  |  | #N/A | [12 empty] | 0 | [13 empty] | 0% | 0% |  | 0 | 0 | 0 | 0 | 0 | 0 | 0 | 0 | 0 | 0 | 0 | [44 empty] | 0
MCE Commercial | [10 empty] | 0 | 0 |  |  |  | 0 |  |  | #N/A | [12 empty] | 0 | [13 empty] | 0% | 0% |  | 0 | 0 | 0 | 0 | 0 | 0 | 0 | 0 | 0 | 0 | 0 | [44 empty] | 0
MCE Commercial | [10 empty] | 0 | 0 |  |  |  | 0 |  |  | #N/A | [12 empty] | 0 | [13 empty] | 0% | 0% |  | 0 | 0 | 0 | 0 | 0 | 0 | 0 | 0 | 0 | 0 | 0 | [44 empty] | 0
MCE Commercial | [10 empty] | 0 | 0 |  |  |  | 0 |  |  | #N/A | [12 empty] | 0 | [13 empty] | 0% | 0% |  | 0 | 0 | 0 | 0 | 0 | 0 | 0 | 0 | 0 | 0 | 0 | [44 empty] | 0
MCE Commercial | [10 empty] | 0 | 0 |  |  |  | 0 |  |  | #N/A | [12 empty] | 0 | [13 empty] | 0% | 0% |  | 0 | 0 | 0 | 0 | 0 | 0 | 0 | 0 | 0 | 0 | 0 | [44 empty] | 0
MCE Commercial | [10 empty] | 0 | 0 |  |  |  | 0 |  |  | #N/A | [12 empty] | 0 | [13 empty] | 0% | 0% |  | 0 | 0 | 0 | 0 | 0 | 0 | 0 | 0 | 0 | 0 | 0 | [44 empty] | 0
MCE Commercial | [10 empty] | 0 | 0 |  |  |  | 0 |  |  | #N/A | [12 empty] | 0 | [13 empty] | 0% | 0% |  | 0 | 0 | 0 | 0 | 0 | 0 | 0 | 0 | 0 | 0 | 0 | [44 empty] | 0
MCE Commercial | [10 empty] | 0 | 0 |  |  |  | 0 |  |  | #N/A | [12 empty] | 0 | [13 empty] | 0% | 0% |  | 0 | 0 | 0 | 0 | 0 | 0 | 0 | 0 | 0 | 0 | 0 | [44 empty] | 0
MCE Commercial | [10 empty] | 0 | 0 |  |  |  | 0 |  |  | #N/A | [12 empty] | 0 | [13 empty] | 0% | 0% |  | 0 | 0 | 0 | 0 | 0 | 0 | 0 | 0 | 0 | 0 | 0 | [44 empty] | 0
MCE Commercial | [10 empty] | 0 | 0 |  |  |  | 0 |  |  | #N/A | [12 empty] | 0 | [13 empty] | 0% | 0% |  | 0 | 0 | 0 | 0 | 0 | 0 | 0 | 0 | 0 | 0 | 0 | [44 empty] | 0
MCE Commercial | [10 empty] | 0 | 0 |  |  |  | 0 |  |  | #N/A | [12 empty] | 0 | [13 empty] | 0% | 0% |  | 0 | 0 | 0 | 0 | 0 | 0 | 0 | 0 | 0 | 0 | 0 | [44 empty] | 0
MCE Commercial | [10 empty] | 0 | 0 |  |  |  | 0 |  |  | #N/A | [12 empty] | 0 | [13 empty] | 0% | 0% |  | 0 | 0 | 0 | 0 | 0 | 0 | 0 | 0 | 0 | 0 | 0 | [44 empty] | 0
MCE Commercial | [10 empty] | 0 | 0 |  |  |  | 0 |  |  | #N/A | [12 empty] | 0 | [13 empty] | 0% | 0% |  | 0 | 0 | 0 | 0 | 0 | 0 | 0 | 0 | 0 | 0 | 0 | [44 empty] | 0
MCE Commercial | [10 empty] | 0 | 0 |  |  |  | 0 |  |  | #N/A | [12 empty] | 0 | [13 empty] | 0% | 0% |  | 0 | 0 | 0 | 0 | 0 | 0 | 0 | 0 | 0 | 0 | 0 | [44 empty] | 0
MCE Commercial | [10 empty] | 0 | 0 |  |  |  | 0 |  |  | #N/A | [12 empty] | 0 | [13 empty] | 0% | 0% |  | 0 | 0 | 0 | 0 | 0 | 0 | 0 | 0 | 0 | 0 | 0 | [44 empty] | 0
MCE Commercial | [10 empty] | 0 | 0 |  |  |  | 0 |  |  | #N/A | [12 empty] | 0 | [13 empty] | 0% | 0% |  | 0 | 0 | 0 | 0 | 0 | 0 | 0 | 0 | 0 | 0 | 0 | [44 empty] | 0
MCE Commercial | [10 empty] | 0 | 0 |  |  |  | 0 |  |  | #N/A | [12 empty] | 0 | [13 empty] | 0% | 0% |  | 0 | 0 | 0 | 0 | 0 | 0 | 0 | 0 | 0 | 0 | 0 | [44 empty] | 0
MCE Commercial | [10 empty] | 0 | 0 |  |  |  | 0 |  |  | #N/A | [12 empty] | 0 | [13 empty] | 0% | 0% |  | 0 | 0 | 0 | 0 | 0 | 0 | 0 | 0 | 0 | 0 | 0 | [44 empty] | 0
MCE Commercial | [10 empty] | 0 | 0 |  |  |  | 0 |  |  | #N/A | [12 empty] | 0 | [13 empty] | 0% | 0% |  | 0 | 0 | 0 | 0 | 0 | 0 | 0 | 0 | 0 | 0 | 0 | [44 empty] | 0
MCE Commercial | [10 empty] | 0 | 0 |  |  |  | 0 |  |  | #N/A | [12 empty] | 0 | [13 empty] | 0% | 0% |  | 0 | 0 | 0 | 0 | 0 | 0 | 0 | 0 | 0 | 0 | 0 | [44 empty] | 0
MCE Commercial | [10 empty] | 0 | 0 |  |  |  | 0 |  |  | #N/A | [12 empty] | 0 | [13 empty] | 0% | 0% |  | 0 | 0 | 0 | 0 | 0 | 0 | 0 | 0 | 0 | 0 | 0 | [44 empty] | 0
MCE Commercial | [10 empty] | 0 | 0 |  |  |  | 0 |  |  | #N/A | [12 empty] | 0 | [13 empty] | 0% | 0% |  | 0 | 0 | 0 | 0 | 0 | 0 | 0 | 0 | 0 | 0 | 0 | [44 empty] | 0
MCE Commercial | [10 empty] | 0 | 0 |  |  |  | 0 |  |  | #N/A | [12 empty] | 0 | [13 empty] | 0% | 0% |  | 0 | 0 | 0 | 0 | 0 | 0 | 0 | 0 | 0 | 0 | 0 | [44 empty] | 0
MCE Commercial | [10 empty] | 0 | 0 |  |  |  | 0 |  |  | #N/A | [12 empty] | 0 | [13 empty] | 0% | 0% |  | 0 | 0 | 0 | 0 | 0 | 0 | 0 | 0 | 0 | 0 | 0 | [44 empty] | 0
MCE Commercial | [10 empty] | 0 | 0 |  |  |  | 0 |  |  | #N/A | [12 empty] | 0 | [13 empty] | 0% | 0% |  | 0 | 0 | 0 | 0 | 0 | 0 | 0 | 0 | 0 | 0 | 0 | [44 empty] | 0
MCE Commercial | [10 empty] | 0 | 0 |  |  |  | 0 |  |  | #N/A | [12 empty] | 0 | [13 empty] | 0% | 0% |  | 0 | 0 | 0 | 0 | 0 | 0 | 0 | 0 | 0 | 0 | 0 | [44 empty] | 0
MCE Commercial | [10 empty] | 0 | 0 |  |  |  | 0 |  |  | #N/A | [12 empty] | 0 | [13 empty] | 0% | 0% |  | 0 | 0 | 0 | 0 | 0 | 0 | 0 | 0 | 0 | 0 | 0 | [44 empty] | 0
MCE Commercial | [10 empty] | 0 | 0 |  |  |  | 0 |  |  | #N/A | [12 empty] | 0 | [13 empty] | 0% | 0% |  | 0 | 0 | 0 | 0 | 0 | 0 | 0 | 0 | 0 | 0 | 0 | [44 empty] | 0
MCE Commercial | [10 empty] | 0 | 0 |  |  |  | 0 |  |  | #N/A | [12 empty] | 0 | [13 empty] | 0% | 0% |  | 0 | 0 | 0 | 0 | 0 | 0 | 0 | 0 | 0 | 0 | 0 | [44 empty] | 0
MCE Commercial | [10 empty] | 0 | 0 |  |  |  | 0 |  |  | #N/A | [12 empty] | 0 | [13 empty] | 0% | 0% |  | 0 | 0 | 0 | 0 | 0 | 0 | 0 | 0 | 0 | 0 | 0 | [44 empty] | 0
MCE Commercial | [10 empty] | 0 | 0 |  |  |  | 0 |  |  | #N/A | [12 empty] | 0 | [13 empty] | 0% | 0% |  | 0 | 0 | 0 | 0 | 0 | 0 | 0 | 0 | 0 | 0 | 0 | [44 empty] | 0
MCE Commercial | [10 empty] | 0 | 0 |  |  |  | 0 |  |  | #N/A | [12 empty] | 0 | [13 empty] | 0% | 0% |  | 0 | 0 | 0 | 0 | 0 | 0 | 0 | 0 | 0 | 0 | 0 | [44 empty] | 0
MCE Commercial | [10 empty] | 0 | 0 |  |  |  | 0 |  |  | #N/A | [12 empty] | 0 | [13 empty] | 0% | 0% |  | 0 | 0 | 0 | 0 | 0 | 0 | 0 | 0 | 0 | 0 | 0 | [44 empty] | 0
MCE Commercial | [10 empty] | 0 | 0 |  |  |  | 0 |  |  | #N/A | [12 empty] | 0 | [13 empty] | 0% | 0% |  | 0 | 0 | 0 | 0 | 0 | 0 | 0 | 0 | 0 | 0 | 0 | [44 empty] | 0
MCE Commercial | [10 empty] | 0 | 0 |  |  |  | 0 |  |  | #N/A | [12 empty] | 0 | [13 empty] | 0% | 0% |  | 0 | 0 | 0 | 0 | 0 | 0 | 0 | 0 | 0 | 0 | 0 | [44 empty] | 0
MCE Commercial | [10 empty] | 0 | 0 |  |  |  | 0 |  |  | #N/A | [12 empty] | 0 | [13 empty] | 0% | 0% |  | 0 | 0 | 0 | 0 | 0 | 0 | 0 | 0 | 0 | 0 | 0 | [44 empty] | 0
MCE Commercial | [10 empty] | 0 | 0 |  |  |  | 0 |  |  | #N/A | [12 empty] | 0 | [13 empty] | 0% | 0% |  | 0 | 0 | 0 | 0 | 0 | 0 | 0 | 0 | 0 | 0 | 0 | [44 empty] | 0
MCE Commercial | [10 empty] | 0 | 0 |  |  |  | 0 |  |  | #N/A | [12 empty] | 0 | [13 empty] | 0% | 0% |  | 0 | 0 | 0 | 0 | 0 | 0 | 0 | 0 | 0 | 0 | 0 | [44 empty] | 0
MCE Commercial | [10 empty] | 0 | 0 |  |  |  | 0 |  |  | #N/A | [12 empty] | 0 | [13 empty] | 0% | 0% |  | 0 | 0 | 0 | 0 | 0 | 0 | 0 | 0 | 0 | 0 | 0 | [44 empty] | 0
MCE Commercial | [10 empty] | 0 | 0 |  |  |  | 0 |  |  | #N/A | [12 empty] | 0 | [13 empty] | 0% | 0% |  | 0 | 0 | 0 | 0 | 0 | 0 | 0 | 0 | 0 | 0 | 0 | [44 empty] | 0
MCE Commercial | [10 empty] | 0 | 0 |  |  |  | 0 |  |  | #N/A | [12 empty] | 0 | [13 empty] | 0% | 0% |  | 0 | 0 | 0 | 0 | 0 | 0 | 0 | 0 | 0 | 0 | 0 | [44 empty] | 0
MCE Commercial | [10 empty] | 0 | 0 |  |  |  | 0 |  |  | #N/A | [12 empty] | 0 | [13 empty] | 0% | 0% |  | 0 | 0 | 0 | 0 | 0 | 0 | 0 | 0 | 0 | 0 | 0 | [44 empty] | 0
MCE Commercial | [10 empty] | 0 | 0 |  |  |  | 0 |  |  | #N/A | [12 empty] | 0 | [13 empty] | 0% | 0% |  | 0 | 0 | 0 | 0 | 0 | 0 | 0 | 0 | 0 | 0 | 0 | [44 empty] | 0
MCE Commercial | [10 empty] | 0 | 0 |  |  |  | 0 |  |  | #N/A | [12 empty] | 0 | [13 empty] | 0% | 0% |  | 0 | 0 | 0 | 0 | 0 | 0 | 0 | 0 | 0 | 0 | 0 | [44 empty] | 0
MCE Commercial | [10 empty] | 0 | 0 |  |  |  | 0 |  |  | #N/A | [12 empty] | 0 | [13 empty] | 0% | 0% |  | 0 | 0 | 0 | 0 | 0 | 0 | 0 | 0 | 0 | 0 | 0 | [44 empty] | 0
MCE Commercial | [10 empty] | 0 | 0 |  |  |  | 0 |  |  | #N/A | [12 empty] | 0 | [13 empty] | 0% | 0% |  | 0 | 0 | 0 | 0 | 0 | 0 | 0 | 0 | 0 | 0 | 0 | [44 empty] | 0
MCE Commercial | [10 empty] | 0 | 0 |  |  |  | 0 |  |  | #N/A | [12 empty] | 0 | [13 empty] | 0% | 0% |  | 0 | 0 | 0 | 0 | 0 | 0 | 0 | 0 | 0 | 0 | 0 | [44 empty] | 0
MCE Commercial | [10 empty] | 0 | 0 |  |  |  | 0 |  |  | #N/A | [12 empty] | 0 | [13 empty] | 0% | 0% |  | 0 | 0 | 0 | 0 | 0 | 0 | 0 | 0 | 0 | 0 | 0 | [44 empty] | 0
MCE Commercial | [10 empty] | 0 | 0 |  |  |  | 0 |  |  | #N/A | [12 empty] | 0 | [13 empty] | 0% | 0% |  | 0 | 0 | 0 | 0 | 0 | 0 | 0 | 0 | 0 | 0 | 0 | [44 empty] | 0
MCE Commercial | [10 empty] | 0 | 0 |  |  |  | 0 |  |  | #N/A | [12 empty] | 0 | [13 empty] | 0% | 0% |  | 0 | 0 | 0 | 0 | 0 | 0 | 0 | 0 | 0 | 0 | 0 | [44 empty] | 0
MCE Commercial | [10 empty] | 0 | 0 |  |  |  | 0 |  |  | #N/A | [12 empty] | 0 | [13 empty] | 0% | 0% |  | 0 | 0 | 0 | 0 | 0 | 0 | 0 | 0 | 0 | 0 | 0 | [44 empty] | 0
MCE Commercial | [10 empty] | 0 | 0 |  |  |  | 0 |  |  | #N/A | [12 empty] | 0 | [13 empty] | 0% | 0% |  | 0 | 0 | 0 | 0 | 0 | 0 | 0 | 0 | 0 | 0 | 0 | [44 empty] | 0
MCE Commercial | [10 empty] | 0 | 0 |  |  |  | 0 |  |  | #N/A | [12 empty] | 0 | [13 empty] | 0% | 0% |  | 0 | 0 | 0 | 0 | 0 | 0 | 0 | 0 | 0 | 0 | 0 | [44 empty] | 0
MCE Commercial | [10 empty] | 0 | 0 |  |  |  | 0 |  |  | #N/A | [12 empty] | 0 | [13 empty] | 0% | 0% |  | 0 | 0 | 0 | 0 | 0 | 0 | 0 | 0 | 0 | 0 | 0 | [44 empty] | 0
MCE Commercial | [10 empty] | 0 | 0 |  |  |  | 0 |  |  | #N/A | [12 empty] | 0 | [13 empty] | 0% | 0% |  | 0 | 0 | 0 | 0 | 0 | 0 | 0 | 0 | 0 | 0 | 0 | [44 empty] | 0
MCE Commercial | [10 empty] | 0 | 0 |  |  |  | 0 |  |  | #N/A | [12 empty] | 0 | [13 empty] | 0% | 0% |  | 0 | 0 | 0 | 0 | 0 | 0 | 0 | 0 | 0 | 0 | 0 | [44 empty] | 0
MCE Commercial | [10 empty] | 0 | 0 |  |  |  | 0 |  |  | #N/A | [12 empty] | 0 | [13 empty] | 0% | 0% |  | 0 | 0 | 0 | 0 | 0 | 0 | 0 | 0 | 0 | 0 | 0 | [44 empty] | 0
MCE Commercial | [10 empty] | 0 | 0 |  |  |  | 0 |  |  | #N/A | [12 empty] | 0 | [13 empty] | 0% | 0% |  | 0 | 0 | 0 | 0 | 0 | 0 | 0 | 0 | 0 | 0 | 0 | [44 empty] | 0
MCE Commercial | [10 empty] | 0 | 0 |  |  |  | 0 |  |  | #N/A | [12 empty] | 0 | [13 empty] | 0% | 0% |  | 0 | 0 | 0 | 0 | 0 | 0 | 0 | 0 | 0 | 0 | 0 | [44 empty] | 0
MCE Commercial | [10 empty] | 0 | 0 |  |  |  | 0 |  |  | #N/A | [12 empty] | 0 | [13 empty] | 0% | 0% |  | 0 | 0 | 0 | 0 | 0 | 0 | 0 | 0 | 0 | 0 | 0 | [44 empty] | 0
MCE Commercial | [10 empty] | 0 | 0 |  |  |  | 0 |  |  | #N/A | [12 empty] | 0 | [13 empty] | 0% | 0% |  | 0 | 0 | 0 | 0 | 0 | 0 | 0 | 0 | 0 | 0 | 0 | [44 empty] | 0
MCE Commercial | [10 empty] | 0 | 0 |  |  |  | 0 |  |  | #N/A | [12 empty] | 0 | [13 empty] | 0% | 0% |  | 0 | 0 | 0 | 0 | 0 | 0 | 0 | 0 | 0 | 0 | 0 | [44 empty] | 0
MCE Commercial | [10 empty] | 0 | 0 |  |  |  | 0 |  |  | #N/A | [12 empty] | 0 | [13 empty] | 0% | 0% |  | 0 | 0 | 0 | 0 | 0 | 0 | 0 | 0 | 0 | 0 | 0 | [44 empty] | 0
MCE Commercial | [10 empty] | 0 | 0 |  |  |  | 0 |  |  | #N/A | [12 empty] | 0 | [13 empty] | 0% | 0% |  | 0 | 0 | 0 | 0 | 0 | 0 | 0 | 0 | 0 | 0 | 0 | [44 empty] | 0
MCE Commercial | [10 empty] | 0 | 0 |  |  |  | 0 |  |  | #N/A | [12 empty] | 0 | [13 empty] | 0% | 0% |  | 0 | 0 | 0 | 0 | 0 | 0 | 0 | 0 | 0 | 0 | 0 | [44 empty] | 0
MCE Commercial | [10 empty] | 0 | 0 |  |  |  | 0 |  |  | #N/A | [12 empty] | 0 | [13 empty] | 0% | 0% |  | 0 | 0 | 0 | 0 | 0 | 0 | 0 | 0 | 0 | 0 | 0 | [44 empty] | 0
MCE Commercial | [10 empty] | 0 | 0 |  |  |  | 0 |  |  | #N/A | [12 empty] | 0 | [13 empty] | 0% | 0% |  | 0 | 0 | 0 | 0 | 0 | 0 | 0 | 0 | 0 | 0 | 0 | [44 empty] | 0
MCE Commercial | [10 empty] | 0 | 0 |  |  |  | 0 |  |  | #N/A | [12 empty] | 0 | [13 empty] | 0% | 0% |  | 0 | 0 | 0 | 0 | 0 | 0 | 0 | 0 | 0 | 0 | 0 | [44 empty] | 0
MCE Commercial | [10 empty] | 0 | 0 |  |  |  | 0 |  |  | #N/A | [12 empty] | 0 | [13 empty] | 0% | 0% |  | 0 | 0 | 0 | 0 | 0 | 0 | 0 | 0 | 0 | 0 | 0 | [44 empty] | 0
MCE Commercial | [10 empty] | 0 | 0 |  |  |  | 0 |  |  | #N/A | [12 empty] | 0 | [13 empty] | 0% | 0% |  | 0 | 0 | 0 | 0 | 0 | 0 | 0 | 0 | 0 | 0 | 0 | [44 empty] | 0
MCE Commercial | [10 empty] | 0 | 0 |  |  |  | 0 |  |  | #N/A | [12 empty] | 0 | [13 empty] | 0% | 0% |  | 0 | 0 | 0 | 0 | 0 | 0 | 0 | 0 | 0 | 0 | 0 | [44 empty] | 0
MCE Commercial | [10 empty] | 0 | 0 |  |  |  | 0 |  |  | #N/A | [12 empty] | 0 | [13 empty] | 0% | 0% |  | 0 | 0 | 0 | 0 | 0 | 0 | 0 | 0 | 0 | 0 | 0 | [44 empty] | 0
MCE Commercial | [10 empty] | 0 | 0 |  |  |  | 0 |  |  | #N/A | [12 empty] | 0 | [13 empty] | 0% | 0% |  | 0 | 0 | 0 | 0 | 0 | 0 | 0 | 0 | 0 | 0 | 0 | [44 empty] | 0
MCE Commercial | [10 empty] | 0 | 0 |  |  |  | 0 |  |  | #N/A | [12 empty] | 0 | [13 empty] | 0% | 0% |  | 0 | 0 | 0 | 0 | 0 | 0 | 0 | 0 | 0 | 0 | 0 | [44 empty] | 0
MCE Commercial | [10 empty] | 0 | 0 |  |  |  | 0 |  |  | #N/A | [12 empty] | 0 | [13 empty] | 0% | 0% |  | 0 | 0 | 0 | 0 | 0 | 0 | 0 | 0 | 0 | 0 | 0 | [44 empty] | 0
MCE Commercial | [10 empty] | 0 | 0 |  |  |  | 0 |  |  | #N/A | [12 empty] | 0 | [13 empty] | 0% | 0% |  | 0 | 0 | 0 | 0 | 0 | 0 | 0 | 0 | 0 | 0 | 0 | [44 empty] | 0
MCE Commercial | [10 empty] | 0 | 0 |  |  |  | 0 |  |  | #N/A | [12 empty] | 0 | [13 empty] | 0% | 0% |  | 0 | 0 | 0 | 0 | 0 | 0 | 0 | 0 | 0 | 0 | 0 | [44 empty] | 0
MCE Commercial | [10 empty] | 0 | 0 |  |  |  | 0 |  |  | #N/A | [12 empty] | 0 | [13 empty] | 0% | 0% |  | 0 | 0 | 0 | 0 | 0 | 0 | 0 | 0 | 0 | 0 | 0 | [44 empty] | 0
MCE Commercial | [10 empty] | 0 | 0 |  |  |  | 0 |  |  | #N/A | [12 empty] | 0 | [13 empty] | 0% | 0% |  | 0 | 0 | 0 | 0 | 0 | 0 | 0 | 0 | 0 | 0 | 0 | [44 empty] | 0
MCE Commercial | [10 empty] | 0 | 0 |  |  |  | 0 |  |  | #N/A | [12 empty] | 0 | [13 empty] | 0% | 0% |  | 0 | 0 | 0 | 0 | 0 | 0 | 0 | 0 | 0 | 0 | 0 | [44 empty] | 0
MCE Commercial | [10 empty] | 0 | 0 |  |  |  | 0 |  |  | #N/A | [12 empty] | 0 | [13 empty] | 0% | 0% |  | 0 | 0 | 0 | 0 | 0 | 0 | 0 | 0 | 0 | 0 | 0 | [44 empty] | 0
MCE Commercial | [10 empty] | 0 | 0 |  |  |  | 0 |  |  | #N/A | [12 empty] | 0 | [13 empty] | 0% | 0% |  | 0 | 0 | 0 | 0 | 0 | 0 | 0 | 0 | 0 | 0 | 0 | [44 empty] | 0
MCE Commercial | [10 empty] | 0 | 0 |  |  |  | 0 |  |  | #N/A | [12 empty] | 0 | [13 empty] | 0% | 0% |  | 0 | 0 | 0 | 0 | 0 | 0 | 0 | 0 | 0 | 0 | 0 | [44 empty] | 0
MCE Commercial | [10 empty] | 0 | 0 |  |  |  | 0 |  |  | #N/A | [12 empty] | 0 | [13 empty] | 0% | 0% |  | 0 | 0 | 0 | 0 | 0 | 0 | 0 | 0 | 0 | 0 | 0 | [44 empty] | 0
MCE Commercial | [10 empty] | 0 | 0 |  |  |  | 0 |  |  | #N/A | [12 empty] | 0 | [13 empty] | 0% | 0% |  | 0 | 0 | 0 | 0 | 0 | 0 | 0 | 0 | 0 | 0 | 0 | [44 empty] | 0
MCE Commercial | [10 empty] | 0 | 0 |  |  |  | 0 |  |  | #N/A | [12 empty] | 0 | [13 empty] | 0% | 0% |  | 0 | 0 | 0 | 0 | 0 | 0 | 0 | 0 | 0 | 0 | 0 | [44 empty] | 0
MCE Commercial | [10 empty] | 0 | 0 |  |  |  | 0 |  |  | #N/A | [12 empty] | 0 | [13 empty] | 0% | 0% |  | 0 | 0 | 0 | 0 | 0 | 0 | 0 | 0 | 0 | 0 | 0 | [44 empty] | 0
MCE Commercial | [10 empty] | 0 | 0 |  |  |  | 0 |  |  | #N/A | [12 empty] | 0 | [13 empty] | 0% | 0% |  | 0 | 0 | 0 | 0 | 0 | 0 | 0 | 0 | 0 | 0 | 0 | [44 empty] | 0
MCE Commercial | [10 empty] | 0 | 0 |  |  |  | 0 |  |  | #N/A | [12 empty] | 0 | [13 empty] | 0% | 0% |  | 0 | 0 | 0 | 0 | 0 | 0 | 0 | 0 | 0 | 0 | 0 | [44 empty] | 0
MCE Commercial | [10 empty] | 0 | 0 |  |  |  | 0 |  |  | #N/A | [12 empty] | 0 | [13 empty] | 0% | 0% |  | 0 | 0 | 0 | 0 | 0 | 0 | 0 | 0 | 0 | 0 | 0 | [44 empty] | 0
MCE Commercial | [10 empty] | 0 | 0 |  |  |  | 0 |  |  | #N/A | [12 empty] | 0 | [13 empty] | 0% | 0% |  | 0 | 0 | 0 | 0 | 0 | 0 | 0 | 0 | 0 | 0 | 0 | [44 empty] | 0
MCE Commercial | [10 empty] | 0 | 0 |  |  |  | 0 |  |  | #N/A | [12 empty] | 0 | [13 empty] | 0% | 0% |  | 0 | 0 | 0 | 0 | 0 | 0 | 0 | 0 | 0 | 0 | 0 | [44 empty] | 0
MCE Commercial | [10 empty] | 0 | 0 |  |  |  | 0 |  |  | #N/A | [12 empty] | 0 | [13 empty] | 0% | 0% |  | 0 | 0 | 0 | 0 | 0 | 0 | 0 | 0 | 0 | 0 | 0 | [44 empty] | 0
MCE Commercial | [10 empty] | 0 | 0 |  |  |  | 0 |  |  | #N/A | [12 empty] | 0 | [13 empty] | 0% | 0% |  | 0 | 0 | 0 | 0 | 0 | 0 | 0 | 0 | 0 | 0 | 0 | [44 empty] | 0
MCE Commercial | [10 empty] | 0 | 0 |  |  |  | 0 |  |  | #N/A | [12 empty] | 0 | [13 empty] | 0% | 0% |  | 0 | 0 | 0 | 0 | 0 | 0 | 0 | 0 | 0 | 0 | 0 | [44 empty] | 0
MCE Commercial | [10 empty] | 0 | 0 |  |  |  | 0 |  |  | #N/A | [12 empty] | 0 | [13 empty] | 0% | 0% |  | 0 | 0 | 0 | 0 | 0 | 0 | 0 | 0 | 0 | 0 | 0 | [44 empty] | 0
MCE Commercial | [10 empty] | 0 | 0 |  |  |  | 0 |  |  | #N/A | [12 empty] | 0 | [13 empty] | 0% | 0% |  | 0 | 0 | 0 | 0 | 0 | 0 | 0 | 0 | 0 | 0 | 0 | [44 empty] | 0
MCE Commercial | [10 empty] | 0 | 0 |  |  |  | 0 |  |  | #N/A | [12 empty] | 0 | [13 empty] | 0% | 0% |  | 0 | 0 | 0 | 0 | 0 | 0 | 0 | 0 | 0 | 0 | 0 | [44 empty] | 0
MCE Commercial | [10 empty] | 0 | 0 |  |  |  | 0 |  |  | #N/A | [12 empty] | 0 | [13 empty] | 0% | 0% |  | 0 | 0 | 0 | 0 | 0 | 0 | 0 | 0 | 0 | 0 | 0 | [44 empty] | 0
MCE Commercial | [10 empty] | 0 | 0 |  |  |  | 0 |  |  | #N/A | [12 empty] | 0 | [13 empty] | 0% | 0% |  | 0 | 0 | 0 | 0 | 0 | 0 | 0 | 0 | 0 | 0 | 0 | [44 empty] | 0
MCE Commercial | [10 empty] | 0 | 0 |  |  |  | 0 |  |  | #N/A | [12 empty] | 0 | [13 empty] | 0% | 0% |  | 0 | 0 | 0 | 0 | 0 | 0 | 0 | 0 | 0 | 0 | 0 | [44 empty] | 0
MCE Commercial | [10 empty] | 0 | 0 |  |  |  | 0 |  |  | #N/A | [12 empty] | 0 | [13 empty] | 0% | 0% |  | 0 | 0 | 0 | 0 | 0 | 0 | 0 | 0 | 0 | 0 | 0 | [44 empty] | 0
MCE Commercial | [10 empty] | 0 | 0 |  |  |  | 0 |  |  | #N/A | [12 empty] | 0 | [13 empty] | 0% | 0% |  | 0 | 0 | 0 | 0 | 0 | 0 | 0 | 0 | 0 | 0 | 0 | [44 empty] | 0
MCE Commercial | [10 empty] | 0 | 0 |  |  |  | 0 |  |  | #N/A | [12 empty] | 0 | [13 empty] | 0% | 0% |  | 0 | 0 | 0 | 0 | 0 | 0 | 0 | 0 | 0 | 0 | 0 | [44 empty] | 0
MCE Commercial | [10 empty] | 0 | 0 |  |  |  | 0 |  |  | #N/A | [12 empty] | 0 | [13 empty] | 0% | 0% |  | 0 | 0 | 0 | 0 | 0 | 0 | 0 | 0 | 0 | 0 | 0 | [44 empty] | 0
MCE Commercial | [10 empty] | 0 | 0 |  |  |  | 0 |  |  | #N/A | [12 empty] | 0 | [13 empty] | 0% | 0% |  | 0 | 0 | 0 | 0 | 0 | 0 | 0 | 0 | 0 | 0 | 0 | [44 empty] | 0
MCE Commercial | [10 empty] | 0 | 0 |  |  |  | 0 |  |  | #N/A | [12 empty] | 0 | [13 empty] | 0% | 0% |  | 0 | 0 | 0 | 0 | 0 | 0 | 0 | 0 | 0 | 0 | 0 | [44 empty] | 0
MCE Commercial | [10 empty] | 0 | 0 |  |  |  | 0 |  |  | #N/A | [12 empty] | 0 | [13 empty] | 0% | 0% |  | 0 | 0 | 0 | 0 | 0 | 0 | 0 | 0 | 0 | 0 | 0 | [44 empty] | 0
MCE Commercial | [10 empty] | 0 | 0 |  |  |  | 0 |  |  | #N/A | [12 empty] | 0 | [13 empty] | 0% | 0% |  | 0 | 0 | 0 | 0 | 0 | 0 | 0 | 0 | 0 | 0 | 0 | [44 empty] | 0
MCE Commercial | [10 empty] | 0 | 0 |  |  |  | 0 |  |  | #N/A | [12 empty] | 0 | [13 empty] | 0% | 0% |  | 0 | 0 | 0 | 0 | 0 | 0 | 0 | 0 | 0 | 0 | 0 | [44 empty] | 0
MCE Commercial | [10 empty] | 0 | 0 |  |  |  | 0 |  |  | #N/A | [12 empty] | 0 | [13 empty] | 0% | 0% |  | 0 | 0 | 0 | 0 | 0 | 0 | 0 | 0 | 0 | 0 | 0 | [44 empty] | 0
MCE Commercial | [10 empty] | 0 | 0 |  |  |  | 0 |  |  | #N/A | [12 empty] | 0 | [13 empty] | 0% | 0% |  | 0 | 0 | 0 | 0 | 0 | 0 | 0 | 0 | 0 | 0 | 0 | [44 empty] | 0
MCE Commercial | [10 empty] | 0 | 0 |  |  |  | 0 |  |  | #N/A | [12 empty] | 0 | [13 empty] | 0% | 0% |  | 0 | 0 | 0 | 0 | 0 | 0 | 0 | 0 | 0 | 0 | 0 | [44 empty] | 0
MCE Commercial | [10 empty] | 0 | 0 |  |  |  | 0 |  |  | #N/A | [12 empty] | 0 | [13 empty] | 0% | 0% |  | 0 | 0 | 0 | 0 | 0 | 0 | 0 | 0 | 0 | 0 | 0 | [44 empty] | 0
MCE Commercial | [10 empty] | 0 | 0 |  |  |  | 0 |  |  | #N/A | [12 empty] | 0 | [13 empty] | 0% | 0% |  | 0 | 0 | 0 | 0 | 0 | 0 | 0 | 0 | 0 | 0 | 0 | [44 empty] | 0
MCE Commercial | [10 empty] | 0 | 0 |  |  |  | 0 |  |  | #N/A | [12 empty] | 0 | [13 empty] | 0% | 0% |  | 0 | 0 | 0 | 0 | 0 | 0 | 0 | 0 | 0 | 0 | 0 | [44 empty] | 0
MCE Commercial | [10 empty] | 0 | 0 |  |  |  | 0 |  |  | #N/A | [12 empty] | 0 | [13 empty] | 0% | 0% |  | 0 | 0 | 0 | 0 | 0 | 0 | 0 | 0 | 0 | 0 | 0 | [44 empty] | 0
MCE Commercial | [10 empty] | 0 | 0 |  |  |  | 0 |  |  | #N/A | [12 empty] | 0 | [13 empty] | 0% | 0% |  | 0 | 0 | 0 | 0 | 0 | 0 | 0 | 0 | 0 | 0 | 0 | [44 empty] | 0
MCE Commercial | [10 empty] | 0 | 0 |  |  |  | 0 |  |  | #N/A | [12 empty] | 0 | [13 empty] | 0% | 0% |  | 0 | 0 | 0 | 0 | 0 | 0 | 0 | 0 | 0 | 0 | 0 | [44 empty] | 0
MCE Commercial | [10 empty] | 0 | 0 |  |  |  | 0 |  |  | #N/A | [12 empty] | 0 | [13 empty] | 0% | 0% |  | 0 | 0 | 0 | 0 | 0 | 0 | 0 | 0 | 0 | 0 | 0 | [44 empty] | 0
MCE Commercial | [10 empty] | 0 | 0 |  |  |  | 0 |  |  | #N/A | [12 empty] | 0 | [13 empty] | 0% | 0% |  | 0 | 0 | 0 | 0 | 0 | 0 | 0 | 0 | 0 | 0 | 0 | [44 empty] | 0
MCE Commercial | [10 empty] | 0 | 0 |  |  |  | 0 |  |  | #N/A | [12 empty] | 0 | [13 empty] | 0% | 0% |  | 0 | 0 | 0 | 0 | 0 | 0 | 0 | 0 | 0 | 0 | 0 | [44 empty] | 0
MCE Commercial | [10 empty] | 0 | 0 |  |  |  | 0 |  |  | #N/A | [12 empty] | 0 | [13 empty] | 0% | 0% |  | 0 | 0 | 0 | 0 | 0 | 0 | 0 | 0 | 0 | 0 | 0 | [44 empty] | 0
MCE Commercial | [10 empty] | 0 | 0 |  |  |  | 0 |  |  | #N/A | [12 empty] | 0 | [13 empty] | 0% | 0% |  | 0 | 0 | 0 | 0 | 0 | 0 | 0 | 0 | 0 | 0 | 0 | [44 empty] | 0
MCE Commercial | [10 empty] | 0 | 0 |  |  |  | 0 |  |  | #N/A | [12 empty] | 0 | [13 empty] | 0% | 0% |  | 0 | 0 | 0 | 0 | 0 | 0 | 0 | 0 | 0 | 0 | 0 | [44 empty] | 0
MCE Commercial | [10 empty] | 0 | 0 |  |  |  | 0 |  |  | #N/A | [12 empty] | 0 | [13 empty] | 0% | 0% |  | 0 | 0 | 0 | 0 | 0 | 0 | 0 | 0 | 0 | 0 | 0 | [44 empty] | 0
MCE Commercial | [10 empty] | 0 | 0 |  |  |  | 0 |  |  | #N/A | [12 empty] | 0 | [13 empty] | 0% | 0% |  | 0 | 0 | 0 | 0 | 0 | 0 | 0 | 0 | 0 | 0 | 0 | [44 empty] | 0
MCE Commercial | [10 empty] | 0 | 0 |  |  |  | 0 |  |  | #N/A | [12 empty] | 0 | [13 empty] | 0% | 0% |  | 0 | 0 | 0 | 0 | 0 | 0 | 0 | 0 | 0 | 0 | 0 | [44 empty] | 0
MCE Commercial | [10 empty] | 0 | 0 |  |  |  | 0 |  |  | #N/A | [12 empty] | 0 | [13 empty] | 0% | 0% |  | 0 | 0 | 0 | 0 | 0 | 0 | 0 | 0 | 0 | 0 | 0 | [44 empty] | 0
MCE Commercial | [10 empty] | 0 | 0 |  |  |  | 0 |  |  | #N/A | [12 empty] | 0 | [13 empty] | 0% | 0% |  | 0 | 0 | 0 | 0 | 0 | 0 | 0 | 0 | 0 | 0 | 0 | [44 empty] | 0
MCE Commercial | [10 empty] | 0 | 0 |  |  |  | 0 |  |  | #N/A | [12 empty] | 0 | [13 empty] | 0% | 0% |  | 0 | 0 | 0 | 0 | 0 | 0 | 0 | 0 | 0 | 0 | 0 | [44 empty] | 0
MCE Commercial | [10 empty] | 0 | 0 |  |  |  | 0 |  |  | #N/A | [12 empty] | 0 | [13 empty] | 0% | 0% |  | 0 | 0 | 0 | 0 | 0 | 0 | 0 | 0 | 0 | 0 | 0 | [44 empty] | 0
MCE Commercial | [10 empty] | 0 | 0 |  |  |  | 0 |  |  | #N/A | [12 empty] | 0 | [13 empty] | 0% | 0% |  | 0 | 0 | 0 | 0 | 0 | 0 | 0 | 0 | 0 | 0 | 0 | [44 empty] | 0
MCE Commercial | [10 empty] | 0 | 0 |  |  |  | 0 |  |  | #N/A | [12 empty] | 0 | [13 empty] | 0% | 0% |  | 0 | 0 | 0 | 0 | 0 | 0 | 0 | 0 | 0 | 0 | 0 | [44 empty] | 0
MCE Commercial | [10 empty] | 0 | 0 |  |  |  | 0 |  |  | #N/A | [12 empty] | 0 | [13 empty] | 0% | 0% |  | 0 | 0 | 0 | 0 | 0 | 0 | 0 | 0 | 0 | 0 | 0 | [44 empty] | 0
MCE Commercial | [10 empty] | 0 | 0 |  |  |  | 0 |  |  | #N/A | [12 empty] | 0 | [13 empty] | 0% | 0% |  | 0 | 0 | 0 | 0 | 0 | 0 | 0 | 0 | 0 | 0 | 0 | [44 empty] | 0
MCE Commercial | [10 empty] | 0 | 0 |  |  |  | 0 |  |  | #N/A | [12 empty] | 0 | [13 empty] | 0% | 0% |  | 0 | 0 | 0 | 0 | 0 | 0 | 0 | 0 | 0 | 0 | 0 | [44 empty] | 0
MCE Commercial | [10 empty] | 0 | 0 |  |  |  | 0 |  |  | #N/A | [12 empty] | 0 | [13 empty] | 0% | 0% |  | 0 | 0 | 0 | 0 | 0 | 0 | 0 | 0 | 0 | 0 | 0 | [44 empty] | 0
MCE Commercial | [10 empty] | 0 | 0 |  |  |  | 0 |  |  | #N/A | [12 empty] | 0 | [13 empty] | 0% | 0% |  | 0 | 0 | 0 | 0 | 0 | 0 | 0 | 0 | 0 | 0 | 0 | [44 empty] | 0
MCE Commercial | [10 empty] | 0 | 0 |  |  |  | 0 |  |  | #N/A | [12 empty] | 0 | [13 empty] | 0% | 0% |  | 0 | 0 | 0 | 0 | 0 | 0 | 0 | 0 | 0 | 0 | 0 | [44 empty] | 0
MCE Commercial | [10 empty] | 0 | 0 |  |  |  | 0 |  |  | #N/A | [12 empty] | 0 | [13 empty] | 0% | 0% |  | 0 | 0 | 0 | 0 | 0 | 0 | 0 | 0 | 0 | 0 | 0 | [44 empty] | 0
MCE Commercial | [10 empty] | 0 | 0 |  |  |  | 0 |  |  | #N/A | [12 empty] | 0 | [13 empty] | 0% | 0% |  | 0 | 0 | 0 | 0 | 0 | 0 | 0 | 0 | 0 | 0 | 0 | [44 empty] | 0
MCE Commercial | [10 empty] | 0 | 0 |  |  |  | 0 |  |  | #N/A | [12 empty] | 0 | [13 empty] | 0% | 0% |  | 0 | 0 | 0 | 0 | 0 | 0 | 0 | 0 | 0 | 0 | 0 | [44 empty] | 0
MCE Commercial | [10 empty] | 0 | 0 |  |  |  | 0 |  |  | #N/A | [12 empty] | 0 | [13 empty] | 0% | 0% |  | 0 | 0 | 0 | 0 | 0 | 0 | 0 | 0 | 0 | 0 | 0 | [44 empty] | 0
MCE Commercial | [10 empty] | 0 | 0 |  |  |  | 0 |  |  | #N/A | [12 empty] | 0 | [13 empty] | 0% | 0% |  | 0 | 0 | 0 | 0 | 0 | 0 | 0 | 0 | 0 | 0 | 0 | [44 empty] | 0
MCE Commercial | [10 empty] | 0 | 0 |  |  |  | 0 |  |  | #N/A | [12 empty] | 0 | [13 empty] | 0% | 0% |  | 0 | 0 | 0 | 0 | 0 | 0 | 0 | 0 | 0 | 0 | 0 | [44 empty] | 0
MCE Commercial | [10 empty] | 0 | 0 |  |  |  | 0 |  |  | #N/A | [12 empty] | 0 | [13 empty] | 0% | 0% |  | 0 | 0 | 0 | 0 | 0 | 0 | 0 | 0 | 0 | 0 | 0 | [44 empty] | 0
MCE Commercial | [10 empty] | 0 | 0 |  |  |  | 0 |  |  | #N/A | [12 empty] | 0 | [13 empty] | 0% | 0% |  | 0 | 0 | 0 | 0 | 0 | 0 | 0 | 0 | 0 | 0 | 0 | [44 empty] | 0
MCE Commercial | [10 empty] | 0 | 0 |  |  |  | 0 |  |  | #N/A | [12 empty] | 0 | [13 empty] | 0% | 0% |  | 0 | 0 | 0 | 0 | 0 | 0 | 0 | 0 | 0 | 0 | 0 | [44 empty] | 0
MCE Commercial | [10 empty] | 0 | 0 |  |  |  | 0 |  |  | #N/A | [12 empty] | 0 | [13 empty] | 0% | 0% |  | 0 | 0 | 0 | 0 | 0 | 0 | 0 | 0 | 0 | 0 | 0 | [44 empty] | 0
MCE Commercial | [10 empty] | 0 | 0 |  |  |  | 0 |  |  | #N/A | [12 empty] | 0 | [13 empty] | 0% | 0% |  | 0 | 0 | 0 | 0 | 0 | 0 | 0 | 0 | 0 | 0 | 0 | [44 empty] | 0
MCE Commercial | [10 empty] | 0 | 0 |  |  |  | 0 |  |  | #N/A | [12 empty] | 0 | [13 empty] | 0% | 0% |  | 0 | 0 | 0 | 0 | 0 | 0 | 0 | 0 | 0 | 0 | 0 | [44 empty] | 0
MCE Commercial | [10 empty] | 0 | 0 |  |  |  | 0 |  |  | #N/A | [12 empty] | 0 | [13 empty] | 0% | 0% |  | 0 | 0 | 0 | 0 | 0 | 0 | 0 | 0 | 0 | 0 | 0 | [44 empty] | 0
MCE Commercial | [10 empty] | 0 | 0 |  |  |  | 0 |  |  | #N/A | [12 empty] | 0 | [13 empty] | 0% | 0% |  | 0 | 0 | 0 | 0 | 0 | 0 | 0 | 0 | 0 | 0 | 0 | [44 empty] | 0
MCE Commercial | [10 empty] | 0 | 0 |  |  |  | 0 |  |  | #N/A | [12 empty] | 0 | [13 empty] | 0% | 0% |  | 0 | 0 | 0 | 0 | 0 | 0 | 0 | 0 | 0 | 0 | 0 | [44 empty] | 0
MCE Commercial | [10 empty] | 0 | 0 |  |  |  | 0 |  |  | #N/A | [12 empty] | 0 | [13 empty] | 0% | 0% |  | 0 | 0 | 0 | 0 | 0 | 0 | 0 | 0 | 0 | 0 | 0 | [44 empty] | 0
MCE Commercial | [10 empty] | 0 | 0 |  |  |  | 0 |  |  | #N/A | [12 empty] | 0 | [13 empty] | 0% | 0% |  | 0 | 0 | 0 | 0 | 0 | 0 | 0 | 0 | 0 | 0 | 0 | [44 empty] | 0
MCE Commercial | [10 empty] | 0 | 0 |  |  |  | 0 |  |  | #N/A | [12 empty] | 0 | [13 empty] | 0% | 0% |  | 0 | 0 | 0 | 0 | 0 | 0 | 0 | 0 | 0 | 0 | 0 | [44 empty] | 0
MCE Commercial | [10 empty] | 0 | 0 |  |  |  | 0 |  |  | #N/A | [12 empty] | 0 | [13 empty] | 0% | 0% |  | 0 | 0 | 0 | 0 | 0 | 0 | 0 | 0 | 0 | 0 | 0 | [44 empty] | 0
MCE Commercial | [10 empty] | 0 | 0 |  |  |  | 0 |  |  | #N/A | [12 empty] | 0 | [13 empty] | 0% | 0% |  | 0 | 0 | 0 | 0 | 0 | 0 | 0 | 0 | 0 | 0 | 0 | [44 empty] | 0
MCE Commercial | [10 empty] | 0 | 0 |  |  |  | 0 |  |  | #N/A | [12 empty] | 0 | [13 empty] | 0% | 0% |  | 0 | 0 | 0 | 0 | 0 | 0 | 0 | 0 | 0 | 0 | 0 | [44 empty] | 0
MCE Commercial | [10 empty] | 0 | 0 |  |  |  | 0 |  |  | #N/A | [12 empty] | 0 | [13 empty] | 0% | 0% |  | 0 | 0 | 0 | 0 | 0 | 0 | 0 | 0 | 0 | 0 | 0 | [44 empty] | 0
MCE Commercial | [10 empty] | 0 | 0 |  |  |  | 0 |  |  | #N/A | [12 empty] | 0 | [13 empty] | 0% | 0% |  | 0 | 0 | 0 | 0 | 0 | 0 | 0 | 0 | 0 | 0 | 0 | [44 empty] | 0
MCE Commercial | [10 empty] | 0 | 0 |  |  |  | 0 |  |  | #N/A | [12 empty] | 0 | [13 empty] | 0% | 0% |  | 0 | 0 | 0 | 0 | 0 | 0 | 0 | 0 | 0 | 0 | 0 | [44 empty] | 0
MCE Commercial | [10 empty] | 0 | 0 |  |  |  | 0 |  |  | #N/A | [12 empty] | 0 | [13 empty] | 0% | 0% |  | 0 | 0 | 0 | 0 | 0 | 0 | 0 | 0 | 0 | 0 | 0 | [44 empty] | 0
MCE Commercial | [10 empty] | 0 | 0 |  |  |  | 0 |  |  | #N/A | [12 empty] | 0 | [13 empty] | 0% | 0% |  | 0 | 0 | 0 | 0 | 0 | 0 | 0 | 0 | 0 | 0 | 0 | [44 empty] | 0
MCE Commercial | [10 empty] | 0 | 0 |  |  |  | 0 |  |  | #N/A | [12 empty] | 0 | [13 empty] | 0% | 0% |  | 0 | 0 | 0 | 0 | 0 | 0 | 0 | 0 | 0 | 0 | 0 | [44 empty] | 0
MCE Commercial | [10 empty] | 0 | 0 |  |  |  | 0 |  |  | #N/A | [12 empty] | 0 | [13 empty] | 0% | 0% |  | 0 | 0 | 0 | 0 | 0 | 0 | 0 | 0 | 0 | 0 | 0 | [44 empty] | 0
MCE Commercial | [10 empty] | 0 | 0 |  |  |  | 0 |  |  | #N/A | [12 empty] | 0 | [13 empty] | 0% | 0% |  | 0 | 0 | 0 | 0 | 0 | 0 | 0 | 0 | 0 | 0 | 0 | [44 empty] | 0
MCE Commercial | [10 empty] | 0 | 0 |  |  |  | 0 |  |  | #N/A | [12 empty] | 0 | [13 empty] | 0% | 0% |  | 0 | 0 | 0 | 0 | 0 | 0 | 0 | 0 | 0 | 0 | 0 | [44 empty] | 0
MCE Commercial | [10 empty] | 0 | 0 |  |  |  | 0 |  |  | #N/A | [12 empty] | 0 | [13 empty] | 0% | 0% |  | 0 | 0 | 0 | 0 | 0 | 0 | 0 | 0 | 0 | 0 | 0 | [44 empty] | 0
MCE Commercial | [10 empty] | 0 | 0 |  |  |  | 0 |  |  | #N/A | [12 empty] | 0 | [13 empty] | 0% | 0% |  | 0 | 0 | 0 | 0 | 0 | 0 | 0 | 0 | 0 | 0 | 0 | [44 empty] | 0
MCE Commercial | [10 empty] | 0 | 0 |  |  |  | 0 |  |  | #N/A | [12 empty] | 0 | [13 empty] | 0% | 0% |  | 0 | 0 | 0 | 0 | 0 | 0 | 0 | 0 | 0 | 0 | 0 | [44 empty] | 0
MCE Commercial | [10 empty] | 0 | 0 |  |  |  | 0 |  |  | #N/A | [12 empty] | 0 | [13 empty] | 0% | 0% |  | 0 | 0 | 0 | 0 | 0 | 0 | 0 | 0 | 0 | 0 | 0 | [44 empty] | 0
MCE Commercial | [10 empty] | 0 | 0 |  |  |  | 0 |  |  | #N/A | [12 empty] | 0 | [13 empty] | 0% | 0% |  | 0 | 0 | 0 | 0 | 0 | 0 | 0 | 0 | 0 | 0 | 0 | [44 empty] | 0
MCE Commercial | [10 empty] | 0 | 0 |  |  |  | 0 |  |  | #N/A | [12 empty] | 0 | [13 empty] | 0% | 0% |  | 0 | 0 | 0 | 0 | 0 | 0 | 0 | 0 | 0 | 0 | 0 | [44 empty] | 0
MCE Commercial | [10 empty] | 0 | 0 |  |  |  | 0 |  |  | #N/A | [12 empty] | 0 | [13 empty] | 0% | 0% |  | 0 | 0 | 0 | 0 | 0 | 0 | 0 | 0 | 0 | 0 | 0 | [44 empty] | 0
MCE Commercial | [10 empty] | 0 | 0 |  |  |  | 0 |  |  | #N/A | [12 empty] | 0 | [13 empty] | 0% | 0% |  | 0 | 0 | 0 | 0 | 0 | 0 | 0 | 0 | 0 | 0 | 0 | [44 empty] | 0
MCE Commercial | [10 empty] | 0 | 0 |  |  |  | 0 |  |  | #N/A | [12 empty] | 0 | [13 empty] | 0% | 0% |  | 0 | 0 | 0 | 0 | 0 | 0 | 0 | 0 | 0 | 0 | 0 | [44 empty] | 0
MCE Commercial | [10 empty] | 0 | 0 |  |  |  | 0 |  |  | #N/A | [12 empty] | 0 | [13 empty] | 0% | 0% |  | 0 | 0 | 0 | 0 | 0 | 0 | 0 | 0 | 0 | 0 | 0 | [44 empty] | 0
MCE Commercial | [10 empty] | 0 | 0 |  |  |  | 0 |  |  | #N/A | [12 empty] | 0 | [13 empty] | 0% | 0% |  | 0 | 0 | 0 | 0 | 0 | 0 | 0 | 0 | 0 | 0 | 0 | [44 empty] | 0
MCE Commercial | [10 empty] | 0 | 0 |  |  |  | 0 |  |  | #N/A | [12 empty] | 0 | [13 empty] | 0% | 0% |  | 0 | 0 | 0 | 0 | 0 | 0 | 0 | 0 | 0 | 0 | 0 | [44 empty] | 0
MCE Commercial | [10 empty] | 0 | 0 |  |  |  | 0 |  |  | #N/A | [12 empty] | 0 | [13 empty] | 0% | 0% |  | 0 | 0 | 0 | 0 | 0 | 0 | 0 | 0 | 0 | 0 | 0 | [44 empty] | 0
MCE Commercial | [10 empty] | 0 | 0 |  |  |  | 0 |  |  | #N/A | [12 empty] | 0 | [13 empty] | 0% | 0% |  | 0 | 0 | 0 | 0 | 0 | 0 | 0 | 0 | 0 | 0 | 0 | [44 empty] | 0
MCE Commercial | [10 empty] | 0 | 0 |  |  |  | 0 |  |  | #N/A | [12 empty] | 0 | [13 empty] | 0% | 0% |  | 0 | 0 | 0 | 0 | 0 | 0 | 0 | 0 | 0 | 0 | 0 | [44 empty] | 0
MCE Commercial | [10 empty] | 0 | 0 |  |  |  | 0 |  |  | #N/A | [12 empty] | 0 | [13 empty] | 0% | 0% |  | 0 | 0 | 0 | 0 | 0 | 0 | 0 | 0 | 0 | 0 | 0 | [44 empty] | 0
MCE Commercial | [10 empty] | 0 | 0 |  |  |  | 0 |  |  | #N/A | [12 empty] | 0 | [13 empty] | 0% | 0% |  | 0 | 0 | 0 | 0 | 0 | 0 | 0 | 0 | 0 | 0 | 0 | [44 empty] | 0
MCE Commercial | [10 empty] | 0 | 0 |  |  |  | 0 |  |  | #N/A | [12 empty] | 0 | [13 empty] | 0% | 0% |  | 0 | 0 | 0 | 0 | 0 | 0 | 0 | 0 | 0 | 0 | 0 | [44 empty] | 0
MCE Commercial | [10 empty] | 0 | 0 |  |  |  | 0 |  |  | #N/A | [12 empty] | 0 | [13 empty] | 0% | 0% |  | 0 | 0 | 0 | 0 | 0 | 0 | 0 | 0 | 0 | 0 | 0 | [44 empty] | 0
MCE Commercial | [10 empty] | 0 | 0 |  |  |  | 0 |  |  | #N/A | [12 empty] | 0 | [13 empty] | 0% | 0% |  | 0 | 0 | 0 | 0 | 0 | 0 | 0 | 0 | 0 | 0 | 0 | [44 empty] | 0
MCE Commercial | [10 empty] | 0 | 0 |  |  |  | 0 |  |  | #N/A | [12 empty] | 0 | [13 empty] | 0% | 0% |  | 0 | 0 | 0 | 0 | 0 | 0 | 0 | 0 | 0 | 0 | 0 | [44 empty] | 0
MCE Commercial | [10 empty] | 0 | 0 |  |  |  | 0 |  |  | #N/A | [12 empty] | 0 | [13 empty] | 0% | 0% |  | 0 | 0 | 0 | 0 | 0 | 0 | 0 | 0 | 0 | 0 | 0 | [44 empty] | 0
MCE Commercial | [10 empty] | 0 | 0 |  |  |  | 0 |  |  | #N/A | [12 empty] | 0 | [13 empty] | 0% | 0% |  | 0 | 0 | 0 | 0 | 0 | 0 | 0 | 0 | 0 | 0 | 0 | [44 empty] | 0
MCE Commercial | [10 empty] | 0 | 0 |  |  |  | 0 |  |  | #N/A | [12 empty] | 0 | [13 empty] | 0% | 0% |  | 0 | 0 | 0 | 0 | 0 | 0 | 0 | 0 | 0 | 0 | 0 | [44 empty] | 0
MCE Commercial | [10 empty] | 0 | 0 |  |  |  | 0 |  |  | #N/A | [12 empty] | 0 | [13 empty] | 0% | 0% |  | 0 | 0 | 0 | 0 | 0 | 0 | 0 | 0 | 0 | 0 | 0 | [44 empty] | 0
MCE Commercial | [10 empty] | 0 | 0 |  |  |  | 0 |  |  | #N/A | [12 empty] | 0 | [13 empty] | 0% | 0% |  | 0 | 0 | 0 | 0 | 0 | 0 | 0 | 0 | 0 | 0 | 0 | [44 empty] | 0
MCE Commercial | [10 empty] | 0 | 0 |  |  |  | 0 |  |  | #N/A | [12 empty] | 0 | [13 empty] | 0% | 0% |  | 0 | 0 | 0 | 0 | 0 | 0 | 0 | 0 | 0 | 0 | 0 | [44 empty] | 0
MCE Commercial | [10 empty] | 0 | 0 |  |  |  | 0 |  |  | #N/A | [12 empty] | 0 | [13 empty] | 0% | 0% |  | 0 | 0 | 0 | 0 | 0 | 0 | 0 | 0 | 0 | 0 | 0 | [44 empty] | 0
MCE Commercial | [10 empty] | 0 | 0 |  |  |  | 0 |  |  | #N/A | [12 empty] | 0 | [13 empty] | 0% | 0% |  | 0 | 0 | 0 | 0 | 0 | 0 | 0 | 0 | 0 | 0 | 0 | [44 empty] | 0
MCE Commercial | [10 empty] | 0 | 0 |  |  |  | 0 |  |  | #N/A | [12 empty] | 0 | [13 empty] | 0% | 0% |  | 0 | 0 | 0 | 0 | 0 | 0 | 0 | 0 | 0 | 0 | 0 | [44 empty] | 0
MCE Commercial | [10 empty] | 0 | 0 |  |  |  | 0 |  |  | #N/A | [12 empty] | 0 | [13 empty] | 0% | 0% |  | 0 | 0 | 0 | 0 | 0 | 0 | 0 | 0 | 0 | 0 | 0 | [44 empty] | 0
MCE Commercial | [10 empty] | 0 | 0 |  |  |  | 0 |  |  | #N/A | [12 empty] | 0 | [13 empty] | 0% | 0% |  | 0 | 0 | 0 | 0 | 0 | 0 | 0 | 0 | 0 | 0 | 0 | [44 empty] | 0
MCE Commercial | [10 empty] | 0 | 0 |  |  |  | 0 |  |  | #N/A | [12 empty] | 0 | [13 empty] | 0% | 0% |  | 0 | 0 | 0 | 0 | 0 | 0 | 0 | 0 | 0 | 0 | 0 | [44 empty] | 0
MCE Commercial | [10 empty] | 0 | 0 |  |  |  | 0 |  |  | #N/A | [12 empty] | 0 | [13 empty] | 0% | 0% |  | 0 | 0 | 0 | 0 | 0 | 0 | 0 | 0 | 0 | 0 | 0 | [44 empty] | 0
MCE Commercial | [10 empty] | 0 | 0 |  |  |  | 0 |  |  | #N/A | [12 empty] | 0 | [13 empty] | 0% | 0% |  | 0 | 0 | 0 | 0 | 0 | 0 | 0 | 0 | 0 | 0 | 0 | [44 empty] | 0
MCE Commercial | [10 empty] | 0 | 0 |  |  |  | 0 |  |  | #N/A | [12 empty] | 0 | [13 empty] | 0% | 0% |  | 0 | 0 | 0 | 0 | 0 | 0 | 0 | 0 | 0 | 0 | 0 | [44 empty] | 0
MCE Commercial | [10 empty] | 0 | 0 |  |  |  | 0 |  |  | #N/A | [12 empty] | 0 | [13 empty] | 0% | 0% |  | 0 | 0 | 0 | 0 | 0 | 0 | 0 | 0 | 0 | 0 | 0 | [44 empty] | 0
MCE Commercial | [10 empty] | 0 | 0 |  |  |  | 0 |  |  | #N/A | [12 empty] | 0 | [13 empty] | 0% | 0% |  | 0 | 0 | 0 | 0 | 0 | 0 | 0 | 0 | 0 | 0 | 0 | [44 empty] | 0
MCE Commercial | [10 empty] | 0 | 0 |  |  |  | 0 |  |  | #N/A | [12 empty] | 0 | [13 empty] | 0% | 0% |  | 0 | 0 | 0 | 0 | 0 | 0 | 0 | 0 | 0 | 0 | 0 | [44 empty] | 0
MCE Commercial | [10 empty] | 0 | 0 |  |  |  | 0 |  |  | #N/A | [12 empty] | 0 | [13 empty] | 0% | 0% |  | 0 | 0 | 0 | 0 | 0 | 0 | 0 | 0 | 0 | 0 | 0 | [44 empty] | 0
MCE Commercial | [10 empty] | 0 | 0 |  |  |  | 0 |  |  | #N/A | [12 empty] | 0 | [13 empty] | 0% | 0% |  | 0 | 0 | 0 | 0 | 0 | 0 | 0 | 0 | 0 | 0 | 0 | [44 empty] | 0
MCE Commercial | [10 empty] | 0 | 0 |  |  |  | 0 |  |  | #N/A | [12 empty] | 0 | [13 empty] | 0% | 0% |  | 0 | 0 | 0 | 0 | 0 | 0 | 0 | 0 | 0 | 0 | 0 | [44 empty] | 0
MCE Commercial | [10 empty] | 0 | 0 |  |  |  | 0 |  |  | #N/A | [12 empty] | 0 | [13 empty] | 0% | 0% |  | 0 | 0 | 0 | 0 | 0 | 0 | 0 | 0 | 0 | 0 | 0 | [44 empty] | 0
MCE Commercial | [10 empty] | 0 | 0 |  |  |  | 0 |  |  | #N/A | [12 empty] | 0 | [13 empty] | 0% | 0% |  | 0 | 0 | 0 | 0 | 0 | 0 | 0 | 0 | 0 | 0 | 0 | [44 empty] | 0
MCE Commercial | [10 empty] | 0 | 0 |  |  |  | 0 |  |  | #N/A | [12 empty] | 0 | [13 empty] | 0% | 0% |  | 0 | 0 | 0 | 0 | 0 | 0 | 0 | 0 | 0 | 0 | 0 | [44 empty] | 0
MCE Commercial | [10 empty] | 0 | 0 |  |  |  | 0 |  |  | #N/A | [12 empty] | 0 | [13 empty] | 0% | 0% |  | 0 | 0 | 0 | 0 | 0 | 0 | 0 | 0 | 0 | 0 | 0 | [44 empty] | 0
MCE Commercial | [10 empty] | 0 | 0 |  |  |  | 0 |  |  | #N/A | [12 empty] | 0 | [13 empty] | 0% | 0% |  | 0 | 0 | 0 | 0 | 0 | 0 | 0 | 0 | 0 | 0 | 0 | [44 empty] | 0
MCE Commercial | [10 empty] | 0 | 0 |  |  |  | 0 |  |  | #N/A | [12 empty] | 0 | [13 empty] | 0% | 0% |  | 0 | 0 | 0 | 0 | 0 | 0 | 0 | 0 | 0 | 0 | 0 | [44 empty] | 0
MCE Commercial | [10 empty] | 0 | 0 |  |  |  | 0 |  |  | #N/A | [12 empty] | 0 | [13 empty] | 0% | 0% |  | 0 | 0 | 0 | 0 | 0 | 0 | 0 | 0 | 0 | 0 | 0 | [44 empty] | 0
MCE Commercial | [10 empty] | 0 | 0 |  |  |  | 0 |  |  | #N/A | [12 empty] | 0 | [13 empty] | 0% | 0% |  | 0 | 0 | 0 | 0 | 0 | 0 | 0 | 0 | 0 | 0 | 0 | [44 empty] | 0
MCE Commercial | [10 empty] | 0 | 0 |  |  |  | 0 |  |  | #N/A | [12 empty] | 0 | [13 empty] | 0% | 0% |  | 0 | 0 | 0 | 0 | 0 | 0 | 0 | 0 | 0 | 0 | 0 | [44 empty] | 0
MCE Commercial | [10 empty] | 0 | 0 |  |  |  | 0 |  |  | #N/A | [12 empty] | 0 | [13 empty] | 0% | 0% |  | 0 | 0 | 0 | 0 | 0 | 0 | 0 | 0 | 0 | 0 | 0 | [44 empty] | 0
MCE Commercial | [10 empty] | 0 | 0 |  |  |  | 0 |  |  | #N/A | [12 empty] | 0 | [13 empty] | 0% | 0% |  | 0 | 0 | 0 | 0 | 0 | 0 | 0 | 0 | 0 | 0 | 0 | [44 empty] | 0
MCE Commercial | [10 empty] | 0 | 0 |  |  |  | 0 |  |  | #N/A | [12 empty] | 0 | [13 empty] | 0% | 0% |  | 0 | 0 | 0 | 0 | 0 | 0 | 0 | 0 | 0 | 0 | 0 | [44 empty] | 0
MCE Commercial | [10 empty] | 0 | 0 |  |  |  | 0 |  |  | #N/A | [12 empty] | 0 | [13 empty] | 0% | 0% |  | 0 | 0 | 0 | 0 | 0 | 0 | 0 | 0 | 0 | 0 | 0 | [44 empty] | 0
MCE Commercial | [10 empty] | 0 | 0 |  |  |  | 0 |  |  | #N/A | [12 empty] | 0 | [13 empty] | 0% | 0% |  | 0 | 0 | 0 | 0 | 0 | 0 | 0 | 0 | 0 | 0 | 0 | [44 empty] | 0
MCE Commercial | [10 empty] | 0 | 0 |  |  |  | 0 |  |  | #N/A | [12 empty] | 0 | [13 empty] | 0% | 0% |  | 0 | 0 | 0 | 0 | 0 | 0 | 0 | 0 | 0 | 0 | 0 | [44 empty] | 0
MCE Commercial | [10 empty] | 0 | 0 |  |  |  | 0 |  |  | #N/A | [12 empty] | 0 | [13 empty] | 0% | 0% |  | 0 | 0 | 0 | 0 | 0 | 0 | 0 | 0 | 0 | 0 | 0 | [44 empty] | 0
MCE Commercial | [10 empty] | 0 | 0 |  |  |  | 0 |  |  | #N/A | [12 empty] | 0 | [13 empty] | 0% | 0% |  | 0 | 0 | 0 | 0 | 0 | 0 | 0 | 0 | 0 | 0 | 0 | [44 empty] | 0
MCE Commercial | [10 empty] | 0 | 0 |  |  |  | 0 |  |  | #N/A | [12 empty] | 0 | [13 empty] | 0% | 0% |  | 0 | 0 | 0 | 0 | 0 | 0 | 0 | 0 | 0 | 0 | 0 | [44 empty] | 0
MCE Commercial | [10 empty] | 0 | 0 |  |  |  | 0 |  |  | #N/A | [12 empty] | 0 | [13 empty] | 0% | 0% |  | 0 | 0 | 0 | 0 | 0 | 0 | 0 | 0 | 0 | 0 | 0 | [44 empty] | 0
MCE Commercial | [10 empty] | 0 | 0 |  |  |  | 0 |  |  | #N/A | [12 empty] | 0 | [13 empty] | 0% | 0% |  | 0 | 0 | 0 | 0 | 0 | 0 | 0 | 0 | 0 | 0 | 0 | [44 empty] | 0
MCE Commercial | [10 empty] | 0 | 0 |  |  |  | 0 |  |  | #N/A | [12 empty] | 0 | [13 empty] | 0% | 0% |  | 0 | 0 | 0 | 0 | 0 | 0 | 0 | 0 | 0 | 0 | 0 | [44 empty] | 0
MCE Commercial | [10 empty] | 0 | 0 |  |  |  | 0 |  |  | #N/A | [12 empty] | 0 | [13 empty] | 0% | 0% |  | 0 | 0 | 0 | 0 | 0 | 0 | 0 | 0 | 0 | 0 | 0 | [44 empty] | 0
MCE Commercial | [10 empty] | 0 | 0 |  |  |  | 0 |  |  | #N/A | [12 empty] | 0 | [13 empty] | 0% | 0% |  | 0 | 0 | 0 | 0 | 0 | 0 | 0 | 0 | 0 | 0 | 0 | [44 empty] | 0
MCE Commercial | [10 empty] | 0 | 0 |  |  |  | 0 |  |  | #N/A | [12 empty] | 0 | [13 empty] | 0% | 0% |  | 0 | 0 | 0 | 0 | 0 | 0 | 0 | 0 | 0 | 0 | 0 | [44 empty] | 0
MCE Commercial | [10 empty] | 0 | 0 |  |  |  | 0 |  |  | #N/A | [12 empty] | 0 | [13 empty] | 0% | 0% |  | 0 | 0 | 0 | 0 | 0 | 0 | 0 | 0 | 0 | 0 | 0 | [44 empty] | 0
MCE Commercial | [10 empty] | 0 | 0 |  |  |  | 0 |  |  | #N/A | [12 empty] | 0 | [13 empty] | 0% | 0% |  | 0 | 0 | 0 | 0 | 0 | 0 | 0 | 0 | 0 | 0 | 0 | [44 empty] | 0
MCE Commercial | [10 empty] | 0 | 0 |  |  |  | 0 |  |  | #N/A | [12 empty] | 0 | [13 empty] | 0% | 0% |  | 0 | 0 | 0 | 0 | 0 | 0 | 0 | 0 | 0 | 0 | 0 | [44 empty] | 0
MCE Commercial | [10 empty] | 0 | 0 |  |  |  | 0 |  |  | #N/A | [12 empty] | 0 | [13 empty] | 0% | 0% |  | 0 | 0 | 0 | 0 | 0 | 0 | 0 | 0 | 0 | 0 | 0 | [44 empty] | 0
MCE Commercial | [10 empty] | 0 | 0 |  |  |  | 0 |  |  | #N/A | [12 empty] | 0 | [13 empty] | 0% | 0% |  | 0 | 0 | 0 | 0 | 0 | 0 | 0 | 0 | 0 | 0 | 0 | [44 empty] | 0
Do NOT enter program data in this row or below. The Spreadsheet will not evaluate any such data. | bar: 2020 Qtr 1 to 2023 Qtr 4; 2024 Qtr 4 to 2025 Qtr 4; 2026 Qtr 4 to 2027 Qtr 4; 2028 Qtr 4 to 2029 Qtr 4; 2030 Qtr 4
Lists of Dimensions and their Labels | bar: 2023 Qtr 1 to 2030 Qtr 4
|  |  | Climate Zones |  |  |  | Measure Types for Measure Life | Measure Types for NTGR | Gas Sector | Gas Savings Profile | Combustor Type | [5 empty] | Sector Name | End Uses | bar: 2024 Qtr 4; 2026 Qtr 4; 2028 Qtr 4; 2030 Qtr 4
|  |  | 1 |  |  |  | NONRESIDENTIAL MEASURES: |  | Residential | Summer Only | Large Boilers (>100 MMBtu/hr Heat Input):Uncontrolled | [5 empty] | RES | DEER:Indoor_CFL_Ltg | DEER:RefgFrzr_HighEff | DEER:RefgFrzr_Recyc-Conditioned | DEER:RefgFrzr_Recyc-UnConditioned | DEER:HVAC_Eff_AC | DEER:HVAC_Eff_HP | DEER:HVAC_Duct_Sealing | DEER:HVAC_Refrig_Charge | DEER:Refg_Chrg_Duct_Seal | DEER:RefgFrzr_Recycling | DEER:Res_ClothesDishWasher | DEER:Res_BldgShell_Ins | bar: 2020 Qtr 2 to 2023 Qtr 1; 2024 Qtr 1; 2024 Qtr 4 to 2025 Qtr 1; 2026 Qtr 1; 2026 Qtr 4 to 2027 Qtr 1; 2028 Qtr 1 to 2028 Qtr 3; 2029 Qtr 2 to 2030 Qtr 3
|  |  | 2 |  |  |  | **************************************************************** | NonRes-sAll-mCFL-dn | Commercial | Winter Only | Large Boilers (>100 MMBtu/hr Heat Input):Controlled Low NOx Burner | [5 empty] | NON_RES | DEER:Indoor_CFL_Ltg | DEER:Indoor_Non-CFL_Ltg | DEER:HVAC_Chillers | DEER:HVAC_Refrig_Charge | DEER:HVAC_Split-Package_AC | DEER:HVAC_Split-Package_HP | DEER:HVAC_Duct_Sealing | bar: 2020 Qtr 2 to 2023 Qtr 1; 2024 Qtr 1; 2024 Qtr 4 to 2025 Qtr 1; 2026 Qtr 1; 2026 Qtr 4 to 2027 Qtr 1; 2028 Qtr 1 to 2028 Qtr 3; 2029 Qtr 2 to 2030 Qtr 3
|  |  | 3A |  |  |  | Ballast – Dimmable: NR - 11 | NonRes-sAll-mCFL-ci | Core | Annual | Large Boilers (>100 MMBtu/hr Heat Input):Controlled – Flue Gas Recirculation | [5 empty] | Residential | 21 = Res. Wtr. Heating | 22 = Res. Ht. Pump Cooling | 23 = Res. Ele. & Ht. Pump Heating | 24 = Res. Refrigeration | 25 = Res. Lighting | 26 = Res. Central Air Conditioning | 28 = Res. New Const. Lighting | 29 = Res. New Const. Cooling | 31 = Res. Cooking | 32 = Res. Clothes Dry | 33 = Res. Insul. Cen. A/C | 34 = Res. Insul. Elect. Heat | 35 = Res. Ceil. Insul. HP Cooling | 36 = Res. Ceil. Insul. HP Heating | 37 = Res. Wall Insul. HP Cooling | 38 = Res. Wall Insul. HP Heating | 39 = Res. Flr. Insul. HP Cooling | 40 = Res. Flr. Insul. HP Heating | 41 = Res. EMS | 42 = Res. Dir. Assist. Weatherization | 43 = Res. Dir. Assist. Refrigeration | 44 = Res. Dir. Assist. Lighting | 45 = Res. Dir. Assist. Evap. Cooler | bar: 2020 Qtr 2 to 2023 Qtr 1; 2024 Qtr 1; 2024 Qtr 4 to 2025 Qtr 1; 2026 Qtr 1; 2026 Qtr 4 to 2027 Qtr 1; 2028 Qtr 1 to 2028 Qtr 3; 2029 Qtr 2 to 2030 Qtr 3
|  |  | 3B |  |  |  | Ballast – Electronic: NR - 11 | NonRes-sAll-mCFL-dir |  |  | Small Boilers (<100 MMBtu/hr Heat Input):Uncontrolled | [5 empty] | Res_New_Construction | 21 = Res. Wtr. Heating | 22 = Res. Ht. Pump Cooling | 23 = Res. Ele. & Ht. Pump Heating | 24 = Res. Refrigeration | 25 = Res. Lighting | 26 = Res. Central Air Conditioning | 28 = Res. New Const. Lighting | 29 = Res. New Const. Cooling | 31 = Res. Cooking | 32 = Res. Clothes Dry | 33 = Res. Insul. Cen. A/C | 34 = Res. Insul. Elect. Heat | 35 = Res. Ceil. Insul. HP Cooling | 36 = Res. Ceil. Insul. HP Heating | 37 = Res. Wall Insul. HP Cooling | 38 = Res. Wall Insul. HP Heating | 39 = Res. Flr. Insul. HP Cooling | 40 = Res. Flr. Insul. HP Heating | 41 = Res. EMS | 42 = Res. Dir. Assist. Weatherization | 43 = Res. Dir. Assist. Refrigeration | 44 = Res. Dir. Assist. Lighting | 45 = Res. Dir. Assist. Evap. Cooler | bar: 2020 Qtr 2 to 2023 Qtr 1; 2024 Qtr 1; 2024 Qtr 4 to 2025 Qtr 1; 2026 Qtr 1; 2026 Qtr 4 to 2027 Qtr 1; 2028 Qtr 1 to 2028 Qtr 3; 2029 Qtr 2 to 2030 Qtr 3
|  |  | 4 |  |  |  | Fluorescent Fixture – T8: C/I/A - 11 | NonRes-sAll-mT5T8-dn |  |  | Small Boilers (<100 MMBtu/hr Heat Input):Controlled Low NOx Burner | [5 empty] | COMMERCIAL | 1 = Commercial Indoor Lighting | 2 = Commercial Outdoor Lighting | 3 = Commercial HVAC | 4 = Commercial Refrigeration | 5 = Commercial Food Service | 6 = Commercial Motors | 7 = Commercial Process | 17 = Commercial EMS | bar: 2020 Qtr 2 to 2023 Qtr 1; 2024 Qtr 1; 2024 Qtr 4 to 2025 Qtr 1; 2026 Qtr 1; 2026 Qtr 4 to 2027 Qtr 1; 2028 Qtr 1 to 2028 Qtr 3; 2029 Qtr 2 to 2030 Qtr 3
|  |  | 5 |  |  |  | Fixture: T8 Lamp & Electronic Ballast: C/I/A - 11 | NonRes-sAll-mT5T8-ci |  |  | Small Boilers (<100 MMBtu/hr Heat Input):Controlled – Flue Gas Recirculation | [5 empty] | INDUSTRIAL | 8 = Industrial Indoor Lighting | 9 = Industrial Outdoor Lighting | 10 = Industrial HVAC | 11 = Industrial Process | 12 = Industrial Motors | 13 = Industrial Refrigeration | 18 = Industrial EMS | bar: 2020 Qtr 2 to 2023 Qtr 1; 2024 Qtr 1; 2024 Qtr 4 to 2025 Qtr 1; 2026 Qtr 1; 2026 Qtr 4 to 2027 Qtr 1; 2028 Qtr 1 to 2028 Qtr 3; 2029 Qtr 2 to 2030 Qtr 3
|  |  | 11 |  |  |  | T8 Fixtures – 17 Watt Lamp, 2ft or 32-watt Lamp, 4ft 11 | NonRes-sAll-mT8-dir |  |  | Residential Furnaces (<0.3):Uncontrolled | [5 empty] | AGRICULTURAL | 14 = Agricultural | 19= Agricultural EMS | bar: 2020 Qtr 2 to 2023 Qtr 1; 2024 Qtr 1; 2024 Qtr 4 to 2025 Qtr 1; 2026 Qtr 1; 2026 Qtr 4 to 2027 Qtr 1; 2028 Qtr 1 to 2028 Qtr 3; 2029 Qtr 2 to 2030 Qtr 3
|  |  | 12 |  |  |  | T8 Lamps: C/I/A - 5 | NonRes-sAll-mLtgCtrl | bar: 2020 Qtr 1; 2021 Qtr 3 to 2023 Qtr 1; 2024 Qtr 1; 2024 Qtr 4 to 2025 Qtr 1; 2026 Qtr 1; 2026 Qtr 4 to 2027 Qtr 1; 2028 Qtr 1; 2028 Qtr 4 to 2029 Qtr 1; 2030 Qtr 1 to 2030 Qtr 3
|  |  | 13 |  |  |  | High Efficiency Lighting (HID): NR - 16 | NonRes-sAll-mLtgCtrl-htr | bar: 2020 Qtr 1; 2021 Qtr 3 to 2023 Qtr 1; 2024 Qtr 1; 2024 Qtr 4 to 2025 Qtr 1; 2026 Qtr 1; 2026 Qtr 4 to 2027 Qtr 1; 2028 Qtr 1; 2028 Qtr 4 to 2029 Qtr 1; 2030 Qtr 1 to 2030 Qtr 3
|  |  | 16 |  |  |  | High Output T5 Fixture: NR - 16 | NonRes-sAll-mOccSens | Electric Rate | Gas Rate | bar: 2020 Qtr 1; 2021 Qtr 3 to 2023 Qtr 1; 2024 Qtr 1; 2024 Qtr 4 to 2025 Qtr 1; 2026 Qtr 1; 2026 Qtr 4 to 2027 Qtr 1; 2028 Qtr 1; 2028 Qtr 4 to 2029 Qtr 1; 2030 Qtr 1 to 2030 Qtr 3
|  |  | System |  |  |  | Indoor or Outdoor Lighting System Modification: NR - 13.5 | NonRes-sAll-mCFL | Residential | Residential | bar: 2020 Qtr 1; 2021 Qtr 3 to 2023 Qtr 1; 2024 Qtr 1; 2024 Qtr 4 to 2025 Qtr 1; 2026 Qtr 1; 2026 Qtr 4 to 2027 Qtr 1; 2028 Qtr 1; 2028 Qtr 4 to 2029 Qtr 1; 2030 Qtr 1 to 2030 Qtr 3
[7 empty] | Lighting Controls: NR - 16 | Res-sAll-mCFL-up | Small Commercial | Small Commercial | bar: 2020 Qtr 1; 2021 Qtr 3 to 2023 Qtr 1; 2024 Qtr 1; 2024 Qtr 4 to 2025 Qtr 1; 2026 Qtr 1; 2026 Qtr 4 to 2027 Qtr 1; 2028 Qtr 1; 2028 Qtr 4 to 2029 Qtr 1; 2030 Qtr 1 to 2030 Qtr 3
[7 empty] | Daylighting Controls; NR - 16 | NonRes-sAll-mHVAC-RCA | Large Commercial | Large Commercial | bar: 2020 Qtr 1; 2021 Qtr 3 to 2023 Qtr 1; 2024 Qtr 1; 2024 Qtr 4 to 2025 Qtr 1; 2026 Qtr 1; 2026 Qtr 4 to 2027 Qtr 1; 2028 Qtr 1; 2028 Qtr 4 to 2029 Qtr 1; 2030 Qtr 1 to 2030 Qtr 3
[7 empty] | Lighting Power Density: NR - 11 | NonRes-sAll-mRCx-dn | Small Industrial | bar: 2020 Qtr 1; 2021 Qtr 3 to 2023 Qtr 1; 2024 Qtr 1; 2024 Qtr 4 to 2025 Qtr 1; 2026 Qtr 1; 2026 Qtr 4 to 2027 Qtr 1; 2028 Qtr 1; 2028 Qtr 4 to 2029 Qtr 1; 2030 Qtr 1 to 2030 Qtr 3
[7 empty] | Exit Sign – CF Hardware Kit/LED/ Electro-Luminescent: NR - 16 | NonRes-sAll-mRCx-ci | Large Industrial | bar: 2020 Qtr 1; 2021 Qtr 3 to 2023 Qtr 1; 2024 Qtr 1; 2024 Qtr 4 to 2025 Qtr 1; 2026 Qtr 1; 2026 Qtr 4 to 2027 Qtr 1; 2028 Qtr 1; 2028 Qtr 4 to 2029 Qtr 1; 2030 Qtr 1 to 2030 Qtr 3
[7 empty] | Occupancy Sensor: NR - 8 | NonRes-sAll-mHVAC-Chiller | Agricultural | bar: 2020 Qtr 1; 2021 Qtr 3 to 2023 Qtr 1; 2024 Qtr 1; 2024 Qtr 4 to 2025 Qtr 1; 2026 Qtr 1; 2026 Qtr 4 to 2027 Qtr 1; 2028 Qtr 1; 2028 Qtr 4 to 2029 Qtr 1; 2030 Qtr 1 to 2030 Qtr 3
[7 empty] | Photocell: NR - 8 | NonRes-sAll-mHVAC-DX-up | bar: 2020 Qtr 1; 2021 Qtr 3 to 2023 Qtr 1; 2024 Qtr 1; 2024 Qtr 4 to 2025 Qtr 1; 2026 Qtr 1; 2026 Qtr 4 to 2027 Qtr 1; 2028 Qtr 1; 2028 Qtr 4 to 2029 Qtr 1; 2030 Qtr 1 to 2030 Qtr 3
[7 empty] | Time Clock – Lighting: NR - 8 | Res-sAll-mHVAC-RmAC-dn | bar: 2020 Qtr 1; 2022 Qtr 2; 2023 Qtr 1; 2025 Qtr 1; 2027 Qtr 1; 2029 Qtr 1
[7 empty] | Induction Lamps: NR - 2 | Res-sAll-mDuctSeal | bar: 2020 Qtr 1; 2022 Qtr 2; 2023 Qtr 1; 2025 Qtr 1; 2027 Qtr 1; 2029 Qtr 1
[7 empty] | Induction Fixture: NR - 16 | Res-sAll-mHVAC-RCA | bar: 2020 Qtr 1; 2022 Qtr 2; 2023 Qtr 1; 2025 Qtr 1; 2027 Qtr 1; 2029 Qtr 1
[7 empty] | Delamp/reflectors: C/I - 11 | Res-sSF-mShellIns | bar: 2020 Qtr 1; 2022 Qtr 2; 2023 Qtr 1; 2025 Qtr 1; 2027 Qtr 1; 2029 Qtr 1
[7 empty] | Optical Reflectors- new construction: Ind, NRNC - 12 | Res-sSF-mACgt14-dn | bar: 2020 Qtr 1; 2022 Qtr 2; 2023 Qtr 1; 2025 Qtr 1; 2027 Qtr 1; 2029 Qtr 1
[7 empty] | Optical Reflectors- retrofit: NR - 10 | Res-sSF-mACgt16-dn | bar: 2020 Qtr 1; 2022 Qtr 2; 2023 Qtr 1; 2025 Qtr 1; 2027 Qtr 1; 2029 Qtr 1
[7 empty] | HID fixture: Interior, >= 176 Watts lamp: Ind - 16 | Res-sSF-mHPes | bar: 2020 Qtr 1; 2022 Qtr 2; 2023 Qtr 1; 2025 Qtr 1; 2027 Qtr 1; 2029 Qtr 1
[7 empty] | HID fixture: Interior, 251-400 Watt lamp: Com - 16 | NonRes-sAll-mPOC | bar: 2020 Qtr 1; 2022 Qtr 2; 2023 Qtr 1; 2025 Qtr 1; 2027 Qtr 1; 2029 Qtr 1
[7 empty] | CFL Fixture: Pin based CFL fixture: Com - 12.0 | NonRes-sAll-mPipeIns | bar: 2020 Qtr 1; 2022 Qtr 2; 2023 Qtr 1; 2025 Qtr 1; 2027 Qtr 1; 2029 Qtr 1 to 2030 Qtr 3
[7 empty] | Screw-in CFL: Education - Primary School: NR - 5.6 | NonRes-sAll-mStmTrp-dn | bar: 2020 Qtr 1; 2022 Qtr 2; 2023 Qtr 1; 2025 Qtr 1; 2027 Qtr 1; 2029 Qtr 1 to 2030 Qtr 3
[7 empty] | Screw-in CFL: Education - Secondary School: NR - 3.5 | NonRes-sAll-mStmTrp-ci | bar: 2020 Qtr 1; 2022 Qtr 2; 2023 Qtr 1; 2025 Qtr 1; 2027 Qtr 1; 2029 Qtr 1 to 2030 Qtr 3
[7 empty] | Screw-in CFL: Education - Community College: NR - 2.1 | NonRes-sAll-mCust | bar: 2020 Qtr 1; 2022 Qtr 2; 2023 Qtr 1; 2025 Qtr 1; 2027 Qtr 1; 2029 Qtr 1 to 2030 Qtr 3
[7 empty] | Screw-in CFL: Education - University: NR - 2.6 | NonRes-sAll-mCustElec-bd | bar: 2020 Qtr 1; 2022 Qtr 2; 2023 Qtr 1; 2025 Qtr 1; 2027 Qtr 1; 2029 Qtr 1 to 2030 Qtr 3
[7 empty] | Screw-in CFL: Grocery: NR - 1.4 | NonRes-sGHS-mHtCrtn-dn | bar: 2020 Qtr 1; 2022 Qtr 2; 2023 Qtr 1; 2025 Qtr 1; 2027 Qtr 1; 2029 Qtr 1 to 2030 Qtr 3
[7 empty] | Screw-in CFL: Health/Medical - Hospital: NR - 0.9 | NonRes-sGHS-mHtCrtn-ci | bar: 2020 Qtr 1; 2022 Qtr 2; 2023 Qtr 1; 2025 Qtr 1; 2027 Qtr 1; 2029 Qtr 1 to 2030 Qtr 3
[7 empty] | Screw-in CFL: Health/Medical - Nursing Home: NR - 0.9 | NonRes-sGHS-mIRF-dn | bar: 2020 Qtr 1; 2022 Qtr 2; 2023 Qtr 1; 2025 Qtr 1; 2027 Qtr 1; 2029 Qtr 1 to 2030 Qtr 3
[7 empty] | Screw-in CFL: Lodging - Hotel: NR - 0.9 | NonRes-sGHS-mIRF-ci | bar: 2020 Qtr 1; 2022 Qtr 2; 2023 Qtr 1; 2025 Qtr 1; 2027 Qtr 1; 2029 Qtr 1 to 2030 Qtr 3
[7 empty] | Screw-in CFL: Lodging - Motel: NR - 0.9 | NonRes-sAll-mPmpTst | bar: 2020 Qtr 1; 2022 Qtr 2; 2023 Qtr 1; 2025 Qtr 1; 2027 Qtr 1; 2029 Qtr 1 to 2030 Qtr 3
[7 empty] | Screw-in CFL: Lodging - Guest Rooms: NR - 7.0 | NonRes-sAg-mCust-ci | bar: 2020 Qtr 1; 2022 Qtr 2; 2023 Qtr 1; 2025 Qtr 1; 2027 Qtr 1; 2029 Qtr 1 to 2030 Qtr 3
[7 empty] | Screw-in CFL: Manufacturing - Light Industrial: NR - 2.8 | Res-sAll-mDHWshwr | bar: 2020 Qtr 1; 2022 Qtr 2; 2023 Qtr 1; 2025 Qtr 1; 2027 Qtr 1; 2029 Qtr 1 to 2030 Qtr 3
[7 empty] | Screw-in CFL: Office - Large: NR - 2.9 | Res-sSF-mDHWaerator | bar: 2029 Qtr 2 to 2030 Qtr 3
[7 empty] | Screw-in CFL: Office - Small: NR - 3.2 | Res-sMF-mDHWaerator | bar: 2029 Qtr 2 to 2030 Qtr 3
[7 empty] | Screw-in CFL: Restaurant - Sit-Down: NR - 2.3 | Res-sAll-mDHWgt62 | bar: 2029 Qtr 2 to 2030 Qtr 3
[7 empty] | Screw-in CFL: Restaurant - Fast-Food: NR - 1.3 | Res-sAll-mCW | bar: 2029 Qtr 2 to 2030 Qtr 3
[7 empty] | Screw-in CFL: Retail - 3-Story Large: NR - 1.9 | Res-sAll-mRefgRec | bar: 2020 Qtr 2 to 2022 Qtr 2; 2023 Qtr 2 to 2024 Qtr 3; 2025 Qtr 2 to 2026 Qtr 3; 2027 Qtr 2 to 2028 Qtr 3; 2029 Qtr 2 to 2030 Qtr 3
[7 empty] | Screw-in CFL: Retail - Single-Story Large: NR - 1.8 | Res-sAll-mFrzrRec | bar: 2020 Qtr 2 to 2022 Qtr 2; 2023 Qtr 2 to 2024 Qtr 3; 2025 Qtr 2 to 2026 Qtr 3; 2027 Qtr 2 to 2028 Qtr 3; 2029 Qtr 2 to 2030 Qtr 3
[7 empty] | Screw-in CFL: Retail - Small: NR - 2.1 | NonRes-sAll-mRfg-DG | bar: 2020 Qtr 2 to 2022 Qtr 2; 2023 Qtr 2 to 2024 Qtr 3; 2025 Qtr 2 to 2026 Qtr 3; 2027 Qtr 2 to 2028 Qtr 3; 2029 Qtr 2 to 2030 Qtr 3
[7 empty] | Screw-in CFL: Storage - Conditioned: NR - 2.8 | NonRes-sAll-mRfg-SC | bar: 2020 Qtr 2 to 2022 Qtr 2; 2023 Qtr 2 to 2024 Qtr 3; 2025 Qtr 2 to 2026 Qtr 3; 2027 Qtr 2 to 2028 Qtr 3; 2029 Qtr 2 to 2030 Qtr 3
[7 empty] | Screw-in CFL: Storage - Unconditioned: NR - 2.8 | Res-Default>2 | bar: 2020 Qtr 2 to 2022 Qtr 2; 2023 Qtr 2 to 2024 Qtr 3; 2025 Qtr 2 to 2026 Qtr 3; 2027 Qtr 2 to 2028 Qtr 3; 2029 Qtr 2 to 2030 Qtr 3
[7 empty] | Screw-in CFL: Warehouse - Refrigerated: NR - 3.1 | Res-Default-HTG-di | bar: 2020 Qtr 2 to 2022 Qtr 2; 2023 Qtr 2 to 2024 Qtr 3; 2025 Qtr 2 to 2026 Qtr 3; 2027 Qtr 2 to 2028 Qtr 3; 2029 Qtr 2 to 2030 Qtr 3
Com-Default>2yrs | bar: 2020 Qtr 2 to 2022 Qtr 2; 2023 Qtr 2 to 2024 Qtr 3; 2025 Qtr 2 to 2026 Qtr 3; 2027 Qtr 2 to 2028 Qtr 3; 2029 Qtr 2 to 2030 Qtr 3
[7 empty] | HVAC/Refrigeration – SPC: NR - 16 | Ind-Default>2yrs | bar: 2020 Qtr 2 to 2022 Qtr 2; 2023 Qtr 2 to 2024 Qtr 3; 2025 Qtr 2 to 2026 Qtr 3; 2027 Qtr 2 to 2028 Qtr 3; 2029 Qtr 2 to 2030 Qtr 3
[7 empty] | Chiller – High Efficiency: NR - 20 | Agric-Default>2yrs | bar: 2020 Qtr 2 to 2022 Qtr 2; 2023 Qtr 2 to 2024 Qtr 3; 2025 Qtr 2 to 2026 Qtr 3; 2027 Qtr 2 to 2028 Qtr 3; 2029 Qtr 2 to 2030 Qtr 3
[7 empty] | Chiller – Variable Speed Drive: NR - 20 | Com-Default-HTG-di | bar: 2020 Qtr 2 to 2022 Qtr 2; 2023 Qtr 2 to 2024 Qtr 3; 2025 Qtr 2 to 2026 Qtr 3; 2027 Qtr 2 to 2028 Qtr 3; 2029 Qtr 2 to 2030 Qtr 3
[7 empty] | Water Cooled Chillers: NR - 20 | Ind-Default-HTG-di | bar: 2020 Qtr 2 to 2022 Qtr 2; 2023 Qtr 2 to 2024 Qtr 3; 2025 Qtr 2 to 2026 Qtr 3; 2027 Qtr 2 to 2028 Qtr 3; 2029 Qtr 2 to 2030 Qtr 3
[7 empty] | Air Conditioners – High Efficiency: NR - 15 | Agricult-Default-HTG-di | bar: 2020 Qtr 2 to 2022 Qtr 2; 2023 Qtr 2 to 2024 Qtr 3; 2025 Qtr 2 to 2026 Qtr 3; 2027 Qtr 2 to 2028 Qtr 3; 2029 Qtr 2 to 2030 Qtr 3
[7 empty] | Packaged HVAC Systems: NR - 15 | ET-Default | bar: 2020 Qtr 2 to 2022 Qtr 2; 2023 Qtr 2 to 2024 Qtr 3; 2025 Qtr 2 to 2026 Qtr 3; 2027 Qtr 2 to 2028 Qtr 3; 2029 Qtr 2 to 2030 Qtr 3
[7 empty] | Install HVAC EMS: Com - 14 | EUC-Default | bar: 2020 Qtr 2 to 2022 Qtr 2; 2023 Qtr 2 to 2024 Qtr 3; 2025 Qtr 2 to 2026 Qtr 3; 2027 Qtr 2 to 2028 Qtr 3; 2029 Qtr 2 to 2030 Qtr 3
[7 empty] | AC Packaged Terminal Units: NR - 15 | NonRes-sAll-mCust-Gas | bar: 2020 Qtr 2 to 2022 Qtr 2; 2023 Qtr 2 to 2024 Qtr 3; 2025 Qtr 2 to 2026 Qtr 3; 2027 Qtr 2 to 2028 Qtr 3; 2029 Qtr 2 to 2030 Qtr 3
[7 empty] | Evaporative Coolers: NR - 15 | NonRes-sAll-mCust-Elec | bar: 2020 Qtr 2 to 2022 Qtr 2; 2023 Qtr 2 to 2024 Qtr 3; 2025 Qtr 2 to 2026 Qtr 3; 2027 Qtr 2 to 2028 Qtr 3; 2029 Qtr 2 to 2030 Qtr 3
[7 empty] | Boiler – High Efficiency: NR - 20 | All-Default<=2yrs | bar: 2020 Qtr 2 to 2022 Qtr 2; 2023 Qtr 2 to 2024 Qtr 3; 2025 Qtr 2 to 2026 Qtr 3; 2027 Qtr 2 to 2028 Qtr 3; 2029 Qtr 2 to 2030 Qtr 3
[7 empty] | Cooling Towers/Evaporative Condenser: NR - 15 | 0 | bar: 2020 Qtr 2 to 2022 Qtr 2; 2023 Qtr 2 to 2024 Qtr 3; 2025 Qtr 2 to 2026 Qtr 3; 2027 Qtr 2 to 2028 Qtr 3; 2029 Qtr 2 to 2030 Qtr 3
Heat Pump – Split System: NR - 15 | bar: 2020 Qtr 2 to 2022 Qtr 2; 2023 Qtr 2 to 2024 Qtr 3; 2025 Qtr 2 to 2026 Qtr 3; 2027 Qtr 2 to 2028 Qtr 3; 2029 Qtr 2 to 2030 Qtr 3
Heat Pump with Integrated Water Heating: NR - 10 | bar: 2020 Qtr 2 to 2022 Qtr 2; 2023 Qtr 2 to 2024 Qtr 3; 2025 Qtr 2 to 2026 Qtr 3; 2027 Qtr 2 to 2028 Qtr 3; 2029 Qtr 2 to 2030 Qtr 3
Ground Source Heat Pump: NR - 15 | bar: 2020 Qtr 2 to 2022 Qtr 2; 2023 Qtr 2 to 2024 Qtr 3; 2025 Qtr 2 to 2026 Qtr 3; 2027 Qtr 2 to 2028 Qtr 3; 2029 Qtr 2 to 2030 Qtr 3
Reduce Internal Load: NR - 15 | bar: 2020 Qtr 2 to 2022 Qtr 2; 2023 Qtr 2 to 2024 Qtr 3; 2025 Qtr 2 to 2026 Qtr 3; 2027 Qtr 2 to 2028 Qtr 3; 2029 Qtr 2 to 2030 Qtr 3
Insulation: NR - 20 | bar: 2020 Qtr 2 to 2022 Qtr 2; 2023 Qtr 2 to 2024 Qtr 3; 2025 Qtr 2 to 2026 Qtr 3; 2027 Qtr 2 to 2028 Qtr 3; 2029 Qtr 2 to 2030 Qtr 3
Insulation Package: NR - 20 | bar: 2020 Qtr 2 to 2022 Qtr 2; 2023 Qtr 2 to 2024 Qtr 3; 2025 Qtr 2 to 2026 Qtr 3; 2027 Qtr 2 to 2028 Qtr 3; 2029 Qtr 2 to 2030 Qtr 3
Reflective Window Film: NR - 10 | bar: 2020 Qtr 2 to 2022 Qtr 2; 2023 Qtr 2 to 2024 Qtr 3; 2025 Qtr 2 to 2026 Qtr 3; 2027 Qtr 2 to 2028 Qtr 3; 2029 Qtr 2 to 2030 Qtr 3
Bypass/Delay Timer(lighting): NR - 8 | bar: 2020 Qtr 2 to 2022 Qtr 2; 2023 Qtr 2 to 2024 Qtr 3; 2025 Qtr 2 to 2026 Qtr 3; 2027 Qtr 2 to 2028 Qtr 3; 2029 Qtr 2 to 2030 Qtr 3
Set-Back Thermostat: NR - 11 | bar: 2020 Qtr 2 to 2022 Qtr 2; 2023 Qtr 2 to 2024 Qtr 3; 2025 Qtr 2 to 2026 Qtr 3; 2027 Qtr 2 to 2028 Qtr 3; 2029 Qtr 2 to 2030 Qtr 3
Time Clock - HVAC: NR - 10 | bar: 2020 Qtr 2 to 2022 Qtr 2; 2023 Qtr 2 to 2024 Qtr 3; 2025 Qtr 2 to 2026 Qtr 3; 2027 Qtr 2 to 2028 Qtr 3; 2029 Qtr 2 to 2030 Qtr 3
HVAC/Space Heating/Efficiency (Gas): NR - 18 | bar: 2020 Qtr 2 to 2022 Qtr 2; 2023 Qtr 2 to 2024 Qtr 3; 2025 Qtr 2 to 2026 Qtr 3; 2027 Qtr 2 to 2028 Qtr 3; 2029 Qtr 2 to 2030 Qtr 3
Nonresidential Gas – AC: NR - 20 | bar: 2020 Qtr 2 to 2022 Qtr 2; 2023 Qtr 2 to 2024 Qtr 3; 2025 Qtr 2 to 2026 Qtr 3; 2027 Qtr 2 to 2028 Qtr 3; 2029 Qtr 2 to 2030 Qtr 3
Adjustable speed drive, application unknown: Ag - 10 | bar: 2020 Qtr 2 to 2022 Qtr 2; 2023 Qtr 2 to 2024 Qtr 3; 2025 Qtr 2 to 2026 Qtr 3; 2027 Qtr 2 to 2028 Qtr 3; 2029 Qtr 2 to 2030 Qtr 3
Adjustable speed drive, application unknown: Com - 10 | bar: 2020 Qtr 2 to 2022 Qtr 2; 2023 Qtr 2 to 2024 Qtr 3; 2025 Qtr 2 to 2026 Qtr 3; 2027 Qtr 2 to 2028 Qtr 3; 2029 Qtr 2 to 2030 Qtr 3
Adjustable Speed Drive: HVAC fan, 50 HP Max: Com - 10 | bar: 2020 Qtr 2 to 2022 Qtr 2; 2023 Qtr 2 to 2024 Qtr 3; 2025 Qtr 2 to 2026 Qtr 3; 2027 Qtr 2 to 2028 Qtr 3; 2029 Qtr 2 to 2030 Qtr 3
Pump repair: Ag - 11 | bar: 2020 Qtr 2 to 2022 Qtr 2; 2023 Qtr 2 to 2024 Qtr 3; 2025 Qtr 2 to 2026 Qtr 3; 2027 Qtr 2 to 2028 Qtr 3; 2029 Qtr 2 to 2030 Qtr 3
Injection molding machines: Ind - 15 | bar: 2020 Qtr 2 to 2022 Qtr 2; 2023 Qtr 2 to 2024 Qtr 3; 2025 Qtr 2 to 2026 Qtr 3; 2027 Qtr 2 to 2028 Qtr 3; 2029 Qtr 2 to 2030 Qtr 3
Plastic extusion equipment: Ind - 15 | bar: 2020 Qtr 2 to 2022 Qtr 2; 2023 Qtr 2 to 2024 Qtr 3; 2025 Qtr 2 to 2026 Qtr 3; 2027 Qtr 2 to 2028 Qtr 3; 2029 Qtr 2 to 2030 Qtr 3
Process cooling: Ind - 15 | bar: 2020 Qtr 2 to 2022 Qtr 2; 2023 Qtr 2 to 2024 Qtr 3; 2025 Qtr 2 to 2026 Qtr 3; 2027 Qtr 2 to 2028 Qtr 3; 2029 Qtr 2 to 2030 Qtr 3
Process equipment insulation: Ind - 15 | bar: 2020 Qtr 2 to 2022 Qtr 2; 2023 Qtr 2 to 2024 Qtr 3; 2025 Qtr 2 to 2026 Qtr 3; 2027 Qtr 2 to 2028 Qtr 3; 2029 Qtr 2 to 2030 Qtr 3
Horizontal Clothes Washer: NR - 10 | bar: 2020 Qtr 2 to 2022 Qtr 2; 2023 Qtr 2 to 2024 Qtr 3; 2025 Qtr 2 to 2026 Qtr 3; 2027 Qtr 2 to 2028 Qtr 3; 2029 Qtr 2 to 2030 Qtr 3
Efficient Dishwashing: NR - 5 | bar: 2020 Qtr 2 to 2022 Qtr 2; 2023 Qtr 2 to 2024 Qtr 3; 2025 Qtr 2 to 2026 Qtr 3; 2027 Qtr 2 to 2028 Qtr 3; 2029 Qtr 2 to 2030 Qtr 3
Water Heater Controls: NR - 15 | bar: 2020 Qtr 2 to 2022 Qtr 2; 2023 Qtr 2 to 2024 Qtr 3; 2025 Qtr 2 to 2026 Qtr 3; 2027 Qtr 2 to 2028 Qtr 3; 2029 Qtr 2 to 2030 Qtr 3
Cooking measures , Assorted: Com - 12 | bar: 2020 Qtr 2 to 2022 Qtr 2; 2023 Qtr 2 to 2024 Qtr 3; 2025 Qtr 2 to 2026 Qtr 3; 2027 Qtr 2 to 2028 Qtr 3; 2029 Qtr 2 to 2030 Qtr 3
Water Heater – Gas: NR - 15 | bar: 2020 Qtr 2 to 2022 Qtr 2; 2023 Qtr 2 to 2024 Qtr 3; 2025 Qtr 2 to 2026 Qtr 3; 2027 Qtr 2 to 2028 Qtr 3; 2029 Qtr 2 to 2030 Qtr 3
Domestic Hot Water Boiler (Gas): NR - 20 | bar: 2020 Qtr 2 to 2022 Qtr 2; 2023 Qtr 2 to 2024 Qtr 3; 2025 Qtr 2 to 2026 Qtr 3; 2027 Qtr 2 to 2028 Qtr 3; 2029 Qtr 2 to 2030 Qtr 3
Auto Closer for Cooler/Freezer: NR - 8 | bar: 2020 Qtr 2 to 2022 Qtr 2; 2023 Qtr 2 to 2024 Qtr 3; 2025 Qtr 2 to 2026 Qtr 3; 2027 Qtr 2 to 2028 Qtr 3; 2029 Qtr 2 to 2030 Qtr 3
Door Gaskets: NR - 4 | bar: 2020 Qtr 2 to 2022 Qtr 2; 2023 Qtr 2 to 2024 Qtr 3; 2025 Qtr 2 to 2026 Qtr 3; 2027 Qtr 2 to 2028 Qtr 3; 2029 Qtr 2 to 2030 Qtr 3
Floating Head Pressure: NR - 16 | bar: 2020 Qtr 2 to 2022 Qtr 2; 2023 Qtr 2 to 2024 Qtr 3; 2025 Qtr 2 to 2026 Qtr 3; 2027 Qtr 2 to 2028 Qtr 3; 2029 Qtr 2 to 2030 Qtr 3
Heatless Door: NR - 16 | bar: 2020 Qtr 2 to 2022 Qtr 2; 2023 Qtr 2 to 2024 Qtr 3; 2025 Qtr 2 to 2026 Qtr 3; 2027 Qtr 2 to 2028 Qtr 3; 2029 Qtr 2 to 2030 Qtr 3
Humidistat Control for Anti-Sweat Heater: NR - 12 | bar: 2020 Qtr 2 to 2022 Qtr 2; 2023 Qtr 2 to 2024 Qtr 3; 2025 Qtr 2 to 2026 Qtr 3; 2027 Qtr 2 to 2028 Qtr 3; 2029 Qtr 2 to 2030 Qtr 3
Insulation on Refrigeration Suction Line: NR - 11 | bar: 2020 Qtr 2 to 2022 Qtr 2; 2023 Qtr 2 to 2024 Qtr 3; 2025 Qtr 2 to 2026 Qtr 3; 2027 Qtr 2 to 2028 Qtr 3; 2029 Qtr 2 to 2030 Qtr 3
Night Covers for Display Cases: NR - 5 | bar: 2020 Qtr 2 to 2022 Qtr 2; 2023 Qtr 2 to 2024 Qtr 3; 2025 Qtr 2 to 2026 Qtr 3; 2027 Qtr 2 to 2028 Qtr 3; 2029 Qtr 2 to 2030 Qtr 3
PSC Evaporator Motor – Walkin/ Display: NR - 15 | bar: 2020 Qtr 2 to 2022 Qtr 2; 2023 Qtr 2 to 2024 Qtr 3; 2025 Qtr 2 to 2026 Qtr 3; 2027 Qtr 2 to 2028 Qtr 3; 2029 Qtr 2 to 2030 Qtr 3
Refrigeration Case Doors – Glass/Acrylic: NR - 12 | bar: 2020 Qtr 2 to 2022 Qtr 2; 2023 Qtr 2 to 2024 Qtr 3; 2025 Qtr 2 to 2026 Qtr 3; 2027 Qtr 2 to 2028 Qtr 3; 2029 Qtr 2 to 2030 Qtr 3
Refrigerator Case with Doors: NR - 12 | bar: 2020 Qtr 2 to 2022 Qtr 2; 2023 Qtr 2 to 2024 Qtr 3; 2025 Qtr 2 to 2026 Qtr 3; 2027 Qtr 2 to 2028 Qtr 3; 2029 Qtr 2 to 2030 Qtr 3
Refrigerator Condensate Evaporator – Elec/Non Elec: NR - 8 | bar: 2020 Qtr 2 to 2022 Qtr 2; 2023 Qtr 2 to 2024 Qtr 3; 2025 Qtr 2 to 2026 Qtr 3; 2027 Qtr 2 to 2028 Qtr 3; 2029 Qtr 2 to 2030 Qtr 3
Strip Curtains for Walk-Ins: NR - 4 | bar: 2020 Qtr 2 to 2022 Qtr 2; 2023 Qtr 2 to 2024 Qtr 3; 2025 Qtr 2 to 2026 Qtr 3; 2027 Qtr 2 to 2028 Qtr 3; 2029 Qtr 2 to 2030 Qtr 3
Ballast: Electronic, for display case: NR - 11 | bar: 2020 Qtr 2 to 2022 Qtr 2; 2023 Qtr 2 to 2024 Qtr 3; 2025 Qtr 2 to 2026 Qtr 3; 2027 Qtr 2 to 2028 Qtr 3; 2029 Qtr 2 to 2030 Qtr 3
Defrost: NR - 16 | bar: 2020 Qtr 2 to 2022 Qtr 2; 2023 Qtr 2 to 2024 Qtr 3; 2025 Qtr 2 to 2026 Qtr 3; 2027 Qtr 2 to 2028 Qtr 3; 2029 Qtr 2 to 2030 Qtr 3
FHP & EFF Conditioner: NR - 16 | bar: 2020 Qtr 2 to 2022 Qtr 2; 2023 Qtr 2 to 2024 Qtr 3; 2025 Qtr 2 to 2026 Qtr 3; 2027 Qtr 2 to 2028 Qtr 3; 2029 Qtr 2 to 2030 Qtr 3
High-efficiency Liquid Suction Heat Exchangers: NR - 16 | bar: 2020 Qtr 2 to 2022 Qtr 2; 2023 Qtr 2 to 2024 Qtr 3; 2025 Qtr 2 to 2026 Qtr 3; 2027 Qtr 2 to 2028 Qtr 3; 2029 Qtr 2 to 2030 Qtr 3
Night Shields on Refrigerator and Freezer Cases: NR - 5 | bar: 2020 Qtr 2 to 2022 Qtr 2; 2023 Qtr 2 to 2024 Qtr 3; 2025 Qtr 2 to 2026 Qtr 3; 2027 Qtr 2 to 2028 Qtr 3; 2029 Qtr 2 to 2030 Qtr 3
Walk-in Refrigerator or Freezer: Evaporative Fan Controller: NR - 5 | bar: 2020 Qtr 2 to 2022 Qtr 2; 2023 Qtr 2 to 2024 Qtr 3; 2025 Qtr 2 to 2026 Qtr 3; 2027 Qtr 2 to 2028 Qtr 3; 2029 Qtr 2 to 2030 Qtr 3
Multiplec Refrigeration Systems/Supermarket Systems: NR - 10 | bar: 2020 Qtr 2 to 2022 Qtr 2; 2023 Qtr 2 to 2024 Qtr 3; 2025 Qtr 2 to 2026 Qtr 3; 2027 Qtr 2 to 2028 Qtr 3; 2029 Qtr 2 to 2030 Qtr 3
Kiln/Oven/Furnace: NR - 18 | bar: 2020 Qtr 2 to 2022 Qtr 2; 2023 Qtr 2 to 2024 Qtr 3; 2025 Qtr 2 to 2026 Qtr 3; 2027 Qtr 2 to 2028 Qtr 3; 2029 Qtr 2 to 2030 Qtr 3
Thermal Night Curtains: NR - 5 | bar: 2020 Qtr 2 to 2022 Qtr 2; 2023 Qtr 2 to 2024 Qtr 3; 2025 Qtr 2 to 2026 Qtr 3; 2027 Qtr 2 to 2028 Qtr 3; 2029 Qtr 2 to 2030 Qtr 3
Custom Measures – SPC: NR - 15 | bar: 2020 Qtr 2 to 2022 Qtr 2; 2023 Qtr 2 to 2024 Qtr 3; 2025 Qtr 2 to 2026 Qtr 3; 2027 Qtr 2 to 2028 Qtr 3; 2029 Qtr 2 to 2030 Qtr 3
Local Government Partnership: NR - 11 | bar: 2020 Qtr 2 to 2022 Qtr 2; 2023 Qtr 2 to 2024 Qtr 3; 2025 Qtr 2 to 2026 Qtr 3; 2027 Qtr 2 to 2028 Qtr 3; 2029 Qtr 2 to 2030 Qtr 3
Audits: NR - 3 | bar: 2020 Qtr 2 to 2022 Qtr 2; 2023 Qtr 2 to 2024 Qtr 3; 2025 Qtr 2 to 2026 Qtr 3; 2027 Qtr 2 to 2028 Qtr 3; 2029 Qtr 2 to 2030 Qtr 3
Plug Load Sensor: NR - 10 | bar: 2020 Qtr 2 to 2022 Qtr 2; 2023 Qtr 2 to 2024 Qtr 3; 2025 Qtr 2 to 2026 Qtr 3; 2027 Qtr 2 to 2028 Qtr 3; 2029 Qtr 2 to 2030 Qtr 3
Information: NR - 1 | bar: 2020 Qtr 2 to 2022 Qtr 2; 2023 Qtr 2 to 2024 Qtr 3; 2025 Qtr 2 to 2026 Qtr 3; 2027 Qtr 2 to 2028 Qtr 3; 2029 Qtr 2 to 2030 Qtr 3
High Efficiency Motors: NR - 15 | bar: 2020 Qtr 2 to 2022 Qtr 2; 2023 Qtr 2 to 2024 Qtr 3; 2025 Qtr 2 to 2026 Qtr 3; 2027 Qtr 2 to 2028 Qtr 3; 2029 Qtr 2 to 2030 Qtr 3
Process Overhaul: NR - 20 | bar: 2020 Qtr 2 to 2022 Qtr 2; 2023 Qtr 2 to 2024 Qtr 3; 2025 Qtr 2 to 2026 Qtr 3; 2027 Qtr 2 to 2028 Qtr 3; 2029 Qtr 2 to 2030 Qtr 3
System Controls: NR - 15 | bar: 2020 Qtr 2 to 2022 Qtr 2; 2023 Qtr 2 to 2024 Qtr 3; 2025 Qtr 2 to 2026 Qtr 3; 2027 Qtr 2 to 2028 Qtr 3; 2029 Qtr 2 to 2030 Qtr 3
RESIDENTIAL MEASURES | bar: 2020 Qtr 2 to 2022 Qtr 2; 2023 Qtr 2 to 2024 Qtr 3; 2025 Qtr 2 to 2026 Qtr 3; 2027 Qtr 2 to 2028 Qtr 3; 2029 Qtr 2 to 2030 Qtr 3
**************************************************************** | bar: 2020 Qtr 2 to 2022 Qtr 2; 2023 Qtr 2 to 2024 Qtr 3; 2025 Qtr 2 to 2026 Qtr 3; 2027 Qtr 2 to 2028 Qtr 3; 2029 Qtr 2 to 2030 Qtr 3
T8 Fixtures ; lamp or ballast: Res - 15 | bar: 2020 Qtr 2 to 2022 Qtr 2; 2023 Qtr 2 to 2024 Qtr 3; 2025 Qtr 2 to 2026 Qtr 3; 2027 Qtr 2 to 2028 Qtr 3; 2029 Qtr 2 to 2030 Qtr 3
Pin based CFL Fixture: Res - 16 | bar: 2020 Qtr 2 to 2022 Qtr 2; 2023 Qtr 2 to 2024 Qtr 3; 2025 Qtr 2 to 2026 Qtr 3; 2027 Qtr 2 to 2028 Qtr 3; 2029 Qtr 2 to 2030 Qtr 3
CFL: Indoor Screw in: Res - 9.4 | bar: 2020 Qtr 2 to 2022 Qtr 2; 2023 Qtr 2 to 2024 Qtr 3; 2025 Qtr 2 to 2026 Qtr 3; 2027 Qtr 2 to 2028 Qtr 3; 2029 Qtr 2 to 2030 Qtr 3
CFL: Outdoor Screw in: Res - 7 | bar: 2020 Qtr 2 to 2022 Qtr 2; 2023 Qtr 2 to 2024 Qtr 3; 2025 Qtr 2 to 2026 Qtr 3; 2027 Qtr 2 to 2028 Qtr 3; 2029 Qtr 2 to 2030 Qtr 3
Torchiere: Res - 9 | bar: 2020 Qtr 2 to 2022 Qtr 2; 2023 Qtr 2 to 2024 Qtr 3; 2025 Qtr 2 to 2026 Qtr 3; 2027 Qtr 2 to 2028 Qtr 3; 2029 Qtr 2 to 2030 Qtr 3
Air Conditioners with SEER >= 11.0: Res - 18 | bar: 2020 Qtr 2 to 2022 Qtr 2; 2023 Qtr 2 to 2024 Qtr 3; 2025 Qtr 2 to 2026 Qtr 3; 2027 Qtr 2 to 2028 Qtr 3; 2029 Qtr 2 to 2030 Qtr 3
Central Air Conditioners: Res - 18 | bar: 2020 Qtr 2 to 2022 Qtr 2; 2023 Qtr 2 to 2024 Qtr 3; 2025 Qtr 2 to 2026 Qtr 3; 2027 Qtr 2 to 2028 Qtr 3; 2029 Qtr 2 to 2030 Qtr 3
Duct Testing: Res NC - 18 | bar: 2020 Qtr 2 to 2022 Qtr 2; 2023 Qtr 2 to 2024 Qtr 3; 2025 Qtr 2 to 2026 Qtr 3; 2027 Qtr 2 to 2028 Qtr 3; 2029 Qtr 2 to 2030 Qtr 3
High Energy Efficiency Ducts: Res - 18 | bar: 2020 Qtr 2 to 2022 Qtr 2; 2023 Qtr 2 to 2024 Qtr 3; 2025 Qtr 2 to 2026 Qtr 3; 2027 Qtr 2 to 2028 Qtr 3; 2029 Qtr 2 to 2030 Qtr 3
Whole House Fan: Res - 15 | bar: 2020 Qtr 2 to 2022 Qtr 2; 2023 Qtr 2 to 2024 Qtr 3; 2025 Qtr 2 to 2026 Qtr 3; 2027 Qtr 2 to 2028 Qtr 3; 2029 Qtr 2 to 2030 Qtr 3
Evaporative Cooler: Res - 15 | bar: 2020 Qtr 2 to 2022 Qtr 2; 2023 Qtr 2 to 2024 Qtr 3; 2025 Qtr 2 to 2026 Qtr 3; 2027 Qtr 2 to 2028 Qtr 3; 2029 Qtr 2 to 2030 Qtr 3
Glazing - Low E Double / Low Shade Coefficient: Res - 20 | bar: 2020 Qtr 2 to 2022 Qtr 2; 2023 Qtr 2 to 2024 Qtr 3; 2025 Qtr 2 to 2026 Qtr 3; 2027 Qtr 2 to 2028 Qtr 3; 2029 Qtr 2 to 2030 Qtr 3
Heat Pump - Electric: Res - 15 | bar: 2020 Qtr 2 to 2022 Qtr 2; 2023 Qtr 2 to 2024 Qtr 3; 2025 Qtr 2 to 2026 Qtr 3; 2027 Qtr 2 to 2028 Qtr 3; 2029 Qtr 2 to 2030 Qtr 3
Insulation - Ceiling / Floor / Walls: Res - 20 | bar: 2020 Qtr 2 to 2022 Qtr 2; 2023 Qtr 2 to 2024 Qtr 3; 2025 Qtr 2 to 2026 Qtr 3; 2027 Qtr 2 to 2028 Qtr 3; 2029 Qtr 2 to 2030 Qtr 3
A/C with Integrated Water Heating: Res - 10 | bar: 2020 Qtr 2 to 2022 Qtr 2; 2023 Qtr 2 to 2024 Qtr 3; 2025 Qtr 2 to 2026 Qtr 3; 2027 Qtr 2 to 2028 Qtr 3; 2029 Qtr 2 to 2030 Qtr 3
Programmable Thermostat: Res - 12 | bar: 2020 Qtr 2 to 2022 Qtr 2; 2023 Qtr 2 to 2024 Qtr 3; 2025 Qtr 2 to 2026 Qtr 3; 2027 Qtr 2 to 2028 Qtr 3; 2029 Qtr 2 to 2030 Qtr 3
Audits: Res - 3 | bar: 2020 Qtr 2 to 2022 Qtr 2; 2023 Qtr 2 to 2024 Qtr 3; 2025 Qtr 2 to 2026 Qtr 3; 2027 Qtr 2 to 2028 Qtr 3; 2029 Qtr 2 to 2030 Qtr 3
Gas Cooktops: Res - 20 | bar: 2020 Qtr 2 to 2022 Qtr 2; 2023 Qtr 2 to 2024 Qtr 3; 2025 Qtr 2 to 2026 Qtr 3; 2027 Qtr 2 to 2028 Qtr 3; 2029 Qtr 2 to 2030 Qtr 3
Gas Dryer Stub: Res - 18 | bar: 2020 Qtr 2 to 2022 Qtr 2; 2023 Qtr 2 to 2024 Qtr 3; 2025 Qtr 2 to 2026 Qtr 3; 2027 Qtr 2 to 2028 Qtr 3; 2029 Qtr 2 to 2030 Qtr 3
Energy-Efficient Furnaces: Res - 18 | bar: 2020 Qtr 2 to 2022 Qtr 2; 2023 Qtr 2 to 2024 Qtr 3; 2025 Qtr 2 to 2026 Qtr 3; 2027 Qtr 2 to 2028 Qtr 3; 2029 Qtr 2 to 2030 Qtr 3
Refrigerator Recycling: Res - 10 | bar: 2020 Qtr 2 to 2022 Qtr 2; 2023 Qtr 2 to 2024 Qtr 3; 2025 Qtr 2 to 2026 Qtr 3; 2027 Qtr 2 to 2028 Qtr 3; 2029 Qtr 2 to 2030 Qtr 3
Refrigerator - Energy Efficient; 20% more efficient: Res - 18 | bar: 2020 Qtr 2 to 2022 Qtr 2; 2023 Qtr 2 to 2024 Qtr 3; 2025 Qtr 2 to 2026 Qtr 3; 2027 Qtr 2 to 2028 Qtr 3; 2029 Qtr 2 to 2030 Qtr 3
Refrigerators: Res - 18 | bar: 2020 Qtr 2 to 2022 Qtr 2; 2023 Qtr 2 to 2024 Qtr 3; 2025 Qtr 2 to 2026 Qtr 3; 2027 Qtr 2 to 2028 Qtr 3; 2029 Qtr 2 to 2030 Qtr 3
GENERIC USEFUL LIVES: | bar: 2020 Qtr 2 to 2022 Qtr 2; 2023 Qtr 2 to 2024 Qtr 3; 2025 Qtr 2 to 2026 Qtr 3; 2027 Qtr 2 to 2028 Qtr 3; 2029 Qtr 2 to 2030 Qtr 3
**************************************************************** | bar: 2020 Qtr 2 to 2022 Qtr 2; 2023 Qtr 2 to 2024 Qtr 3; 2025 Qtr 2 to 2026 Qtr 3; 2027 Qtr 2 to 2028 Qtr 3; 2029 Qtr 2 to 2030 Qtr 3
0.1 | bar: 2020 Qtr 2 to 2022 Qtr 2; 2023 Qtr 2 to 2024 Qtr 3; 2025 Qtr 2 to 2026 Qtr 3; 2027 Qtr 2 to 2028 Qtr 3; 2029 Qtr 2 to 2030 Qtr 3
0.2 | bar: 2020 Qtr 2 to 2022 Qtr 2; 2023 Qtr 2 to 2024 Qtr 3; 2025 Qtr 2 to 2026 Qtr 3; 2027 Qtr 2 to 2028 Qtr 3; 2029 Qtr 2 to 2030 Qtr 3
0.3 | bar: 2020 Qtr 2 to 2022 Qtr 2; 2023 Qtr 2 to 2024 Qtr 3; 2025 Qtr 2 to 2026 Qtr 3; 2027 Qtr 2 to 2028 Qtr 3; 2029 Qtr 2 to 2030 Qtr 3
0.4 | bar: 2020 Qtr 2 to 2022 Qtr 2; 2023 Qtr 2 to 2024 Qtr 3; 2025 Qtr 2 to 2026 Qtr 3; 2027 Qtr 2 to 2028 Qtr 3; 2029 Qtr 2 to 2030 Qtr 3
0.5 | bar: 2020 Qtr 2 to 2022 Qtr 2; 2023 Qtr 2 to 2024 Qtr 3; 2025 Qtr 2 to 2026 Qtr 3; 2027 Qtr 2 to 2028 Qtr 3; 2029 Qtr 2 to 2030 Qtr 3
0.6 | bar: 2020 Qtr 2 to 2022 Qtr 2; 2023 Qtr 2 to 2024 Qtr 3; 2025 Qtr 2 to 2026 Qtr 3; 2027 Qtr 2 to 2028 Qtr 3; 2029 Qtr 2 to 2030 Qtr 3
0.7 | bar: 2020 Qtr 2 to 2022 Qtr 2; 2023 Qtr 2 to 2024 Qtr 3; 2025 Qtr 2 to 2026 Qtr 3; 2027 Qtr 2 to 2028 Qtr 3; 2029 Qtr 2 to 2030 Qtr 3
0.8 | bar: 2020 Qtr 2 to 2022 Qtr 2; 2023 Qtr 2 to 2024 Qtr 3; 2025 Qtr 2 to 2026 Qtr 3; 2027 Qtr 2 to 2028 Qtr 3; 2029 Qtr 2 to 2030 Qtr 3
0.9 | bar: 2020 Qtr 2 to 2022 Qtr 2; 2023 Qtr 2 to 2024 Qtr 3; 2025 Qtr 2 to 2026 Qtr 3; 2027 Qtr 2 to 2028 Qtr 3; 2029 Qtr 2 to 2030 Qtr 3
1 | bar: 2020 Qtr 2 to 2022 Qtr 2; 2023 Qtr 2 to 2024 Qtr 3; 2025 Qtr 2 to 2026 Qtr 3; 2027 Qtr 2 to 2028 Qtr 3; 2029 Qtr 2 to 2030 Qtr 3
1.1 | bar: 2020 Qtr 2 to 2022 Qtr 2; 2023 Qtr 2 to 2024 Qtr 3; 2025 Qtr 2 to 2026 Qtr 3; 2027 Qtr 2 to 2028 Qtr 3; 2029 Qtr 2 to 2030 Qtr 3
1.2 | bar: 2020 Qtr 2 to 2022 Qtr 2; 2023 Qtr 2 to 2024 Qtr 3; 2025 Qtr 2 to 2026 Qtr 3; 2027 Qtr 2 to 2028 Qtr 3; 2029 Qtr 2 to 2030 Qtr 3
1.3 | bar: 2020 Qtr 2 to 2022 Qtr 2; 2023 Qtr 2 to 2024 Qtr 3; 2025 Qtr 2 to 2026 Qtr 3; 2027 Qtr 2 to 2028 Qtr 3; 2029 Qtr 2 to 2030 Qtr 3
1.4 | bar: 2020 Qtr 2 to 2022 Qtr 2; 2023 Qtr 2 to 2024 Qtr 3; 2025 Qtr 2 to 2026 Qtr 3; 2027 Qtr 2 to 2028 Qtr 3; 2029 Qtr 2 to 2030 Qtr 3
1.5 | bar: 2020 Qtr 2 to 2022 Qtr 2; 2023 Qtr 2 to 2024 Qtr 3; 2025 Qtr 2 to 2026 Qtr 3; 2027 Qtr 2 to 2028 Qtr 3; 2029 Qtr 2 to 2030 Qtr 3
1.6 | bar: 2020 Qtr 2 to 2022 Qtr 2; 2023 Qtr 2 to 2024 Qtr 3; 2025 Qtr 2 to 2026 Qtr 3; 2027 Qtr 2 to 2028 Qtr 3; 2029 Qtr 2 to 2030 Qtr 3
1.7 | bar: 2020 Qtr 2 to 2022 Qtr 2; 2023 Qtr 2 to 2024 Qtr 3; 2025 Qtr 2 to 2026 Qtr 3; 2027 Qtr 2 to 2028 Qtr 3; 2029 Qtr 2 to 2030 Qtr 3
1.8 | bar: 2020 Qtr 2 to 2022 Qtr 2; 2023 Qtr 2 to 2024 Qtr 3; 2025 Qtr 2 to 2026 Qtr 3; 2027 Qtr 2 to 2028 Qtr 3; 2029 Qtr 2 to 2030 Qtr 3
1.9 | bar: 2020 Qtr 2 to 2022 Qtr 2; 2023 Qtr 2 to 2024 Qtr 3; 2025 Qtr 2 to 2026 Qtr 3; 2027 Qtr 2 to 2028 Qtr 3; 2029 Qtr 2 to 2030 Qtr 3
2 | bar: 2020 Qtr 2 to 2022 Qtr 2; 2023 Qtr 2 to 2024 Qtr 3; 2025 Qtr 2 to 2026 Qtr 3; 2027 Qtr 2 to 2028 Qtr 3; 2029 Qtr 2 to 2030 Qtr 3
2.1 | bar: 2020 Qtr 2 to 2022 Qtr 2; 2023 Qtr 2 to 2024 Qtr 3; 2025 Qtr 2 to 2026 Qtr 3; 2027 Qtr 2 to 2028 Qtr 3; 2029 Qtr 2 to 2030 Qtr 3
2.2 | bar: 2020 Qtr 2 to 2022 Qtr 2; 2023 Qtr 2 to 2024 Qtr 3; 2025 Qtr 2 to 2026 Qtr 3; 2027 Qtr 2 to 2028 Qtr 3; 2029 Qtr 2 to 2030 Qtr 3
2.3 | bar: 2020 Qtr 2 to 2022 Qtr 2; 2023 Qtr 2 to 2024 Qtr 3; 2025 Qtr 2 to 2026 Qtr 3; 2027 Qtr 2 to 2028 Qtr 3; 2029 Qtr 2 to 2030 Qtr 3
2.4 | bar: 2020 Qtr 2 to 2022 Qtr 2; 2023 Qtr 2 to 2024 Qtr 3; 2025 Qtr 2 to 2026 Qtr 3; 2027 Qtr 2 to 2028 Qtr 3; 2029 Qtr 2 to 2030 Qtr 3
2.5 | bar: 2020 Qtr 2 to 2022 Qtr 2; 2023 Qtr 2 to 2024 Qtr 3; 2025 Qtr 2 to 2026 Qtr 3; 2027 Qtr 2 to 2028 Qtr 3; 2029 Qtr 2 to 2030 Qtr 3
2.6 | bar: 2020 Qtr 2 to 2022 Qtr 2; 2023 Qtr 2 to 2024 Qtr 3; 2025 Qtr 2 to 2026 Qtr 3; 2027 Qtr 2 to 2028 Qtr 3; 2029 Qtr 2 to 2030 Qtr 3
2.7 | bar: 2020 Qtr 2 to 2022 Qtr 2; 2023 Qtr 2 to 2024 Qtr 3; 2025 Qtr 2 to 2026 Qtr 3; 2027 Qtr 2 to 2028 Qtr 3; 2029 Qtr 2 to 2030 Qtr 3
2.8 | bar: 2020 Qtr 2 to 2022 Qtr 2; 2023 Qtr 2 to 2024 Qtr 3; 2025 Qtr 2 to 2026 Qtr 3; 2027 Qtr 2 to 2028 Qtr 3; 2029 Qtr 2 to 2030 Qtr 3
2.9 | bar: 2020 Qtr 2 to 2022 Qtr 2; 2023 Qtr 2 to 2024 Qtr 3; 2025 Qtr 2 to 2026 Qtr 3; 2027 Qtr 2 to 2028 Qtr 3; 2029 Qtr 2 to 2030 Qtr 3
3 | bar: 2020 Qtr 2 to 2022 Qtr 2; 2023 Qtr 2 to 2024 Qtr 3; 2025 Qtr 2 to 2026 Qtr 3; 2027 Qtr 2 to 2028 Qtr 3; 2029 Qtr 2 to 2030 Qtr 3
3.1 | bar: 2020 Qtr 2 to 2022 Qtr 2; 2023 Qtr 2 to 2024 Qtr 3; 2025 Qtr 2 to 2026 Qtr 3; 2027 Qtr 2 to 2028 Qtr 3; 2029 Qtr 2 to 2030 Qtr 3
3.2 | bar: 2020 Qtr 2 to 2022 Qtr 2; 2023 Qtr 2 to 2024 Qtr 3; 2025 Qtr 2 to 2026 Qtr 3; 2027 Qtr 2 to 2028 Qtr 3; 2029 Qtr 2 to 2030 Qtr 3
3.3 | bar: 2020 Qtr 2 to 2022 Qtr 2; 2023 Qtr 2 to 2024 Qtr 3; 2025 Qtr 2 to 2026 Qtr 3; 2027 Qtr 2 to 2028 Qtr 3; 2029 Qtr 2 to 2030 Qtr 3
3.4 | bar: 2020 Qtr 2 to 2022 Qtr 2; 2023 Qtr 2 to 2024 Qtr 3; 2025 Qtr 2 to 2026 Qtr 3; 2027 Qtr 2 to 2028 Qtr 3; 2029 Qtr 2 to 2030 Qtr 3
3.5 | bar: 2020 Qtr 2 to 2022 Qtr 2; 2023 Qtr 2 to 2024 Qtr 3; 2025 Qtr 2 to 2026 Qtr 3; 2027 Qtr 2 to 2028 Qtr 3; 2029 Qtr 2 to 2030 Qtr 3
3.6 | bar: 2020 Qtr 2 to 2022 Qtr 2; 2023 Qtr 2 to 2024 Qtr 3; 2025 Qtr 2 to 2026 Qtr 3; 2027 Qtr 2 to 2028 Qtr 3; 2029 Qtr 2 to 2030 Qtr 3
3.7 | bar: 2020 Qtr 2 to 2022 Qtr 2; 2023 Qtr 2 to 2024 Qtr 3; 2025 Qtr 2 to 2026 Qtr 3; 2027 Qtr 2 to 2028 Qtr 3; 2029 Qtr 2 to 2030 Qtr 3
3.8 | bar: 2020 Qtr 2 to 2022 Qtr 2; 2023 Qtr 2 to 2024 Qtr 3; 2025 Qtr 2 to 2026 Qtr 3; 2027 Qtr 2 to 2028 Qtr 3; 2029 Qtr 2 to 2030 Qtr 3
3.9 | bar: 2020 Qtr 2 to 2022 Qtr 2; 2023 Qtr 2 to 2024 Qtr 3; 2025 Qtr 2 to 2026 Qtr 3; 2027 Qtr 2 to 2028 Qtr 3; 2029 Qtr 2 to 2030 Qtr 3
4 | bar: 2020 Qtr 2 to 2022 Qtr 2; 2023 Qtr 2 to 2024 Qtr 3; 2025 Qtr 2 to 2026 Qtr 3; 2027 Qtr 2 to 2028 Qtr 3; 2029 Qtr 2 to 2030 Qtr 3
4.1 | bar: 2020 Qtr 2 to 2022 Qtr 2; 2023 Qtr 2 to 2024 Qtr 3; 2025 Qtr 2 to 2026 Qtr 3; 2027 Qtr 2 to 2028 Qtr 3; 2029 Qtr 2 to 2030 Qtr 3
4.2 | bar: 2020 Qtr 2 to 2022 Qtr 2; 2023 Qtr 2 to 2024 Qtr 3; 2025 Qtr 2 to 2026 Qtr 3; 2027 Qtr 2 to 2028 Qtr 3; 2029 Qtr 2 to 2030 Qtr 3
4.3 | bar: 2020 Qtr 2 to 2022 Qtr 2; 2023 Qtr 2 to 2024 Qtr 3; 2025 Qtr 2 to 2026 Qtr 3; 2027 Qtr 2 to 2028 Qtr 3; 2029 Qtr 2 to 2030 Qtr 3
4.4 | bar: 2020 Qtr 2 to 2022 Qtr 2; 2023 Qtr 2 to 2024 Qtr 3; 2025 Qtr 2 to 2026 Qtr 3; 2027 Qtr 2 to 2028 Qtr 3; 2029 Qtr 2 to 2030 Qtr 3
4.5 | bar: 2020 Qtr 2 to 2022 Qtr 2; 2023 Qtr 2 to 2024 Qtr 3; 2025 Qtr 2 to 2026 Qtr 3; 2027 Qtr 2 to 2028 Qtr 3; 2029 Qtr 2 to 2030 Qtr 3
4.6 | bar: 2020 Qtr 2 to 2022 Qtr 2; 2023 Qtr 2 to 2024 Qtr 3; 2025 Qtr 2 to 2026 Qtr 3; 2027 Qtr 2 to 2028 Qtr 3; 2029 Qtr 2 to 2030 Qtr 3
4.7 | bar: 2020 Qtr 2 to 2022 Qtr 2; 2023 Qtr 2 to 2024 Qtr 3; 2025 Qtr 2 to 2026 Qtr 3; 2027 Qtr 2 to 2028 Qtr 3; 2029 Qtr 2 to 2030 Qtr 3
4.8 | bar: 2020 Qtr 2 to 2022 Qtr 2; 2023 Qtr 2 to 2024 Qtr 3; 2025 Qtr 2 to 2026 Qtr 3; 2027 Qtr 2 to 2028 Qtr 3; 2029 Qtr 2 to 2030 Qtr 3
4.9 | bar: 2020 Qtr 2 to 2022 Qtr 2; 2023 Qtr 2 to 2024 Qtr 3; 2025 Qtr 2 to 2026 Qtr 3; 2027 Qtr 2 to 2028 Qtr 3; 2029 Qtr 2 to 2030 Qtr 3
5 | bar: 2020 Qtr 2 to 2022 Qtr 2; 2023 Qtr 2 to 2024 Qtr 3; 2025 Qtr 2 to 2026 Qtr 3; 2027 Qtr 2 to 2028 Qtr 3; 2029 Qtr 2 to 2030 Qtr 3
5.1 | bar: 2020 Qtr 2 to 2022 Qtr 2; 2023 Qtr 2 to 2024 Qtr 3; 2025 Qtr 2 to 2026 Qtr 3; 2027 Qtr 2 to 2028 Qtr 3; 2029 Qtr 2 to 2030 Qtr 3
5.2 | bar: 2020 Qtr 2 to 2022 Qtr 2; 2023 Qtr 2 to 2024 Qtr 3; 2025 Qtr 2 to 2026 Qtr 3; 2027 Qtr 2 to 2028 Qtr 3; 2029 Qtr 2 to 2030 Qtr 3
5.3 | bar: 2020 Qtr 2 to 2022 Qtr 2; 2023 Qtr 2 to 2024 Qtr 3; 2025 Qtr 2 to 2026 Qtr 3; 2027 Qtr 2 to 2028 Qtr 3; 2029 Qtr 2 to 2030 Qtr 3
5.4 | bar: 2020 Qtr 2 to 2022 Qtr 2; 2023 Qtr 2 to 2024 Qtr 3; 2025 Qtr 2 to 2026 Qtr 3; 2027 Qtr 2 to 2028 Qtr 3; 2029 Qtr 2 to 2030 Qtr 3
5.5 | bar: 2020 Qtr 2 to 2022 Qtr 2; 2023 Qtr 2 to 2024 Qtr 3; 2025 Qtr 2 to 2026 Qtr 3; 2027 Qtr 2 to 2028 Qtr 3; 2029 Qtr 2 to 2030 Qtr 3
5.6 | bar: 2020 Qtr 2 to 2022 Qtr 2; 2023 Qtr 2 to 2024 Qtr 3; 2025 Qtr 2 to 2026 Qtr 3; 2027 Qtr 2 to 2028 Qtr 3; 2029 Qtr 2 to 2030 Qtr 3
5.7 | bar: 2020 Qtr 2 to 2022 Qtr 2; 2023 Qtr 2 to 2024 Qtr 3; 2025 Qtr 2 to 2026 Qtr 3; 2027 Qtr 2 to 2028 Qtr 3; 2029 Qtr 2 to 2030 Qtr 3
5.8 | bar: 2020 Qtr 2 to 2022 Qtr 2; 2023 Qtr 2 to 2024 Qtr 3; 2025 Qtr 2 to 2026 Qtr 3; 2027 Qtr 2 to 2028 Qtr 3; 2029 Qtr 2 to 2030 Qtr 3
5.9 | bar: 2020 Qtr 2 to 2022 Qtr 2; 2023 Qtr 2 to 2024 Qtr 3; 2025 Qtr 2 to 2026 Qtr 3; 2027 Qtr 2 to 2028 Qtr 3; 2029 Qtr 2 to 2030 Qtr 3
6 | bar: 2020 Qtr 2 to 2022 Qtr 2; 2023 Qtr 2 to 2024 Qtr 3; 2025 Qtr 2 to 2026 Qtr 3; 2027 Qtr 2 to 2028 Qtr 3; 2029 Qtr 2 to 2030 Qtr 3
6.1 | bar: 2020 Qtr 2 to 2022 Qtr 2; 2023 Qtr 2 to 2024 Qtr 3; 2025 Qtr 2 to 2026 Qtr 3; 2027 Qtr 2 to 2028 Qtr 3; 2029 Qtr 2 to 2030 Qtr 3
6.2 | bar: 2020 Qtr 2 to 2022 Qtr 2; 2023 Qtr 2 to 2024 Qtr 3; 2025 Qtr 2 to 2026 Qtr 3; 2027 Qtr 2 to 2028 Qtr 3; 2029 Qtr 2 to 2030 Qtr 3
6.3 | bar: 2020 Qtr 2 to 2022 Qtr 2; 2023 Qtr 2 to 2024 Qtr 3; 2025 Qtr 2 to 2026 Qtr 3; 2027 Qtr 2 to 2028 Qtr 3; 2029 Qtr 2 to 2030 Qtr 3
6.4 | bar: 2020 Qtr 2 to 2022 Qtr 2; 2023 Qtr 2 to 2024 Qtr 3; 2025 Qtr 2 to 2026 Qtr 3; 2027 Qtr 2 to 2028 Qtr 3; 2029 Qtr 2 to 2030 Qtr 3
6.5 | bar: 2020 Qtr 2 to 2022 Qtr 2; 2023 Qtr 2 to 2024 Qtr 3; 2025 Qtr 2 to 2026 Qtr 3; 2027 Qtr 2 to 2028 Qtr 3; 2029 Qtr 2 to 2030 Qtr 3
6.6 | bar: 2020 Qtr 2 to 2022 Qtr 2; 2023 Qtr 2 to 2024 Qtr 3; 2025 Qtr 2 to 2026 Qtr 3; 2027 Qtr 2 to 2028 Qtr 3; 2029 Qtr 2 to 2030 Qtr 3
6.7 | bar: 2020 Qtr 2 to 2022 Qtr 2; 2023 Qtr 2 to 2024 Qtr 3; 2025 Qtr 2 to 2026 Qtr 3; 2027 Qtr 2 to 2028 Qtr 3; 2029 Qtr 2 to 2030 Qtr 3
6.8 | bar: 2020 Qtr 2 to 2022 Qtr 2; 2023 Qtr 2 to 2024 Qtr 3; 2025 Qtr 2 to 2026 Qtr 3; 2027 Qtr 2 to 2028 Qtr 3; 2029 Qtr 2 to 2030 Qtr 3
6.9 | bar: 2020 Qtr 2 to 2022 Qtr 2; 2023 Qtr 2 to 2024 Qtr 3; 2025 Qtr 2 to 2026 Qtr 3; 2027 Qtr 2 to 2028 Qtr 3; 2029 Qtr 2 to 2030 Qtr 3
7 | bar: 2020 Qtr 2 to 2022 Qtr 2; 2023 Qtr 2 to 2024 Qtr 3; 2025 Qtr 2 to 2026 Qtr 3; 2027 Qtr 2 to 2028 Qtr 3; 2029 Qtr 2 to 2030 Qtr 3
7.1 | bar: 2020 Qtr 2 to 2022 Qtr 2; 2023 Qtr 2 to 2024 Qtr 3; 2025 Qtr 2 to 2026 Qtr 3; 2027 Qtr 2 to 2028 Qtr 3; 2029 Qtr 2 to 2030 Qtr 3
7.2 | bar: 2020 Qtr 2 to 2022 Qtr 2; 2023 Qtr 2 to 2024 Qtr 3; 2025 Qtr 2 to 2026 Qtr 3; 2027 Qtr 2 to 2028 Qtr 3; 2029 Qtr 2 to 2030 Qtr 3
7.3 | bar: 2020 Qtr 2 to 2022 Qtr 2; 2023 Qtr 2 to 2024 Qtr 3; 2025 Qtr 2 to 2026 Qtr 3; 2027 Qtr 2 to 2028 Qtr 3; 2029 Qtr 2 to 2030 Qtr 3
7.4 | bar: 2020 Qtr 2 to 2022 Qtr 2; 2023 Qtr 2 to 2024 Qtr 3; 2025 Qtr 2 to 2026 Qtr 3; 2027 Qtr 2 to 2028 Qtr 3; 2029 Qtr 2 to 2030 Qtr 3
7.5 | bar: 2020 Qtr 2 to 2022 Qtr 2; 2023 Qtr 2 to 2024 Qtr 3; 2025 Qtr 2 to 2026 Qtr 3; 2027 Qtr 2 to 2028 Qtr 3; 2029 Qtr 2 to 2030 Qtr 3
7.6 | bar: 2020 Qtr 2 to 2022 Qtr 2; 2023 Qtr 2 to 2024 Qtr 3; 2025 Qtr 2 to 2026 Qtr 3; 2027 Qtr 2 to 2028 Qtr 3; 2029 Qtr 2 to 2030 Qtr 3
7.7 | bar: 2020 Qtr 2 to 2022 Qtr 2; 2023 Qtr 2 to 2024 Qtr 3; 2025 Qtr 2 to 2026 Qtr 3; 2027 Qtr 2 to 2028 Qtr 3; 2029 Qtr 2 to 2030 Qtr 3
7.8 | bar: 2020 Qtr 2 to 2022 Qtr 2; 2023 Qtr 2 to 2024 Qtr 3; 2025 Qtr 2 to 2026 Qtr 3; 2027 Qtr 2 to 2028 Qtr 3; 2029 Qtr 2 to 2030 Qtr 3
7.9 | bar: 2020 Qtr 2 to 2022 Qtr 2; 2023 Qtr 2 to 2024 Qtr 3; 2025 Qtr 2 to 2026 Qtr 3; 2027 Qtr 2 to 2028 Qtr 3; 2029 Qtr 2 to 2030 Qtr 3
8 | bar: 2020 Qtr 2 to 2022 Qtr 2; 2023 Qtr 2 to 2024 Qtr 3; 2025 Qtr 2 to 2026 Qtr 3; 2027 Qtr 2 to 2028 Qtr 3; 2029 Qtr 2 to 2030 Qtr 3
8.1 | bar: 2020 Qtr 2 to 2022 Qtr 2; 2023 Qtr 2 to 2024 Qtr 3; 2025 Qtr 2 to 2026 Qtr 3; 2027 Qtr 2 to 2028 Qtr 3; 2029 Qtr 2 to 2030 Qtr 3
8.2 | bar: 2020 Qtr 2 to 2022 Qtr 2; 2023 Qtr 2 to 2024 Qtr 3; 2025 Qtr 2 to 2026 Qtr 3; 2027 Qtr 2 to 2028 Qtr 3; 2029 Qtr 2 to 2030 Qtr 3
8.3 | bar: 2020 Qtr 2 to 2022 Qtr 2; 2023 Qtr 2 to 2024 Qtr 3; 2025 Qtr 2 to 2026 Qtr 3; 2027 Qtr 2 to 2028 Qtr 3; 2029 Qtr 2 to 2030 Qtr 3
8.4 | bar: 2020 Qtr 2 to 2022 Qtr 2; 2023 Qtr 2 to 2024 Qtr 3; 2025 Qtr 2 to 2026 Qtr 3; 2027 Qtr 2 to 2028 Qtr 3; 2029 Qtr 2 to 2030 Qtr 3
8.5 | bar: 2020 Qtr 2 to 2022 Qtr 2; 2023 Qtr 2 to 2024 Qtr 3; 2025 Qtr 2 to 2026 Qtr 3; 2027 Qtr 2 to 2028 Qtr 3; 2029 Qtr 2 to 2030 Qtr 3
8.6 | bar: 2020 Qtr 2 to 2022 Qtr 2; 2023 Qtr 2 to 2024 Qtr 3; 2025 Qtr 2 to 2026 Qtr 3; 2027 Qtr 2 to 2028 Qtr 3; 2029 Qtr 2 to 2030 Qtr 3
8.7 | bar: 2020 Qtr 2 to 2022 Qtr 2; 2023 Qtr 2 to 2024 Qtr 3; 2025 Qtr 2 to 2026 Qtr 3; 2027 Qtr 2 to 2028 Qtr 3; 2029 Qtr 2 to 2030 Qtr 3
8.8 | bar: 2020 Qtr 2 to 2022 Qtr 2; 2023 Qtr 2 to 2024 Qtr 3; 2025 Qtr 2 to 2026 Qtr 3; 2027 Qtr 2 to 2028 Qtr 3; 2029 Qtr 2 to 2030 Qtr 3
8.9 | bar: 2020 Qtr 2 to 2022 Qtr 2; 2023 Qtr 2 to 2024 Qtr 3; 2025 Qtr 2 to 2026 Qtr 3; 2027 Qtr 2 to 2028 Qtr 3; 2029 Qtr 2 to 2030 Qtr 3
9 | bar: 2020 Qtr 2 to 2022 Qtr 2; 2023 Qtr 2 to 2024 Qtr 3; 2025 Qtr 2 to 2026 Qtr 3; 2027 Qtr 2 to 2028 Qtr 3; 2029 Qtr 2 to 2030 Qtr 3
9.1 | bar: 2020 Qtr 2 to 2022 Qtr 2; 2023 Qtr 2 to 2024 Qtr 3; 2025 Qtr 2 to 2026 Qtr 3; 2027 Qtr 2 to 2028 Qtr 3; 2029 Qtr 2 to 2030 Qtr 3
9.2 | bar: 2020 Qtr 2 to 2022 Qtr 2; 2023 Qtr 2 to 2024 Qtr 3; 2025 Qtr 2 to 2026 Qtr 3; 2027 Qtr 2 to 2028 Qtr 3; 2029 Qtr 2 to 2030 Qtr 3
9.3 | bar: 2020 Qtr 2 to 2022 Qtr 2; 2023 Qtr 2 to 2024 Qtr 3; 2025 Qtr 2 to 2026 Qtr 3; 2027 Qtr 2 to 2028 Qtr 3; 2029 Qtr 2 to 2030 Qtr 3
9.4 | bar: 2020 Qtr 2 to 2022 Qtr 2; 2023 Qtr 2 to 2024 Qtr 3; 2025 Qtr 2 to 2026 Qtr 3; 2027 Qtr 2 to 2028 Qtr 3; 2029 Qtr 2 to 2030 Qtr 3
9.5 | bar: 2020 Qtr 2 to 2022 Qtr 2; 2023 Qtr 2 to 2024 Qtr 3; 2025 Qtr 2 to 2026 Qtr 3; 2027 Qtr 2 to 2028 Qtr 3; 2029 Qtr 2 to 2030 Qtr 3
9.6 | bar: 2020 Qtr 2 to 2022 Qtr 2; 2023 Qtr 2 to 2024 Qtr 3; 2025 Qtr 2 to 2026 Qtr 3; 2027 Qtr 2 to 2028 Qtr 3; 2029 Qtr 2 to 2030 Qtr 3
9.7 | bar: 2020 Qtr 2 to 2022 Qtr 2; 2023 Qtr 2 to 2024 Qtr 3; 2025 Qtr 2 to 2026 Qtr 3; 2027 Qtr 2 to 2028 Qtr 3; 2029 Qtr 2 to 2030 Qtr 3
9.8 | bar: 2020 Qtr 2 to 2022 Qtr 2; 2023 Qtr 2 to 2024 Qtr 3; 2025 Qtr 2 to 2026 Qtr 3; 2027 Qtr 2 to 2028 Qtr 3; 2029 Qtr 2 to 2030 Qtr 3
9.9 | bar: 2020 Qtr 2 to 2022 Qtr 2; 2023 Qtr 2 to 2024 Qtr 3; 2025 Qtr 2 to 2026 Qtr 3; 2027 Qtr 2 to 2028 Qtr 3; 2029 Qtr 2 to 2030 Qtr 3
10 | bar: 2020 Qtr 2 to 2022 Qtr 2; 2023 Qtr 2 to 2024 Qtr 3; 2025 Qtr 2 to 2026 Qtr 3; 2027 Qtr 2 to 2028 Qtr 3; 2029 Qtr 2 to 2030 Qtr 3
10.1 | bar: 2020 Qtr 2 to 2022 Qtr 2; 2023 Qtr 2 to 2024 Qtr 3; 2025 Qtr 2 to 2026 Qtr 3; 2027 Qtr 2 to 2028 Qtr 3; 2029 Qtr 2 to 2030 Qtr 3
10.2 | bar: 2020 Qtr 2 to 2022 Qtr 2; 2023 Qtr 2 to 2024 Qtr 3; 2025 Qtr 2 to 2026 Qtr 3; 2027 Qtr 2 to 2028 Qtr 3; 2029 Qtr 2 to 2030 Qtr 3
10.3 | bar: 2020 Qtr 2 to 2022 Qtr 2; 2023 Qtr 2 to 2024 Qtr 3; 2025 Qtr 2 to 2026 Qtr 3; 2027 Qtr 2 to 2028 Qtr 3; 2029 Qtr 2 to 2030 Qtr 3
10.4 | bar: 2020 Qtr 2 to 2022 Qtr 2; 2023 Qtr 2 to 2024 Qtr 3; 2025 Qtr 2 to 2026 Qtr 3; 2027 Qtr 2 to 2028 Qtr 3; 2029 Qtr 2 to 2030 Qtr 3
10.5 | bar: 2020 Qtr 2 to 2022 Qtr 2; 2023 Qtr 2 to 2024 Qtr 3; 2025 Qtr 2 to 2026 Qtr 3; 2027 Qtr 2 to 2028 Qtr 3; 2029 Qtr 2 to 2030 Qtr 3
10.6 | bar: 2020 Qtr 2 to 2022 Qtr 2; 2023 Qtr 2 to 2024 Qtr 3; 2025 Qtr 2 to 2026 Qtr 3; 2027 Qtr 2 to 2028 Qtr 3; 2029 Qtr 2 to 2030 Qtr 3
10.7 | bar: 2020 Qtr 2 to 2022 Qtr 2; 2023 Qtr 2 to 2024 Qtr 3; 2025 Qtr 2 to 2026 Qtr 3; 2027 Qtr 2 to 2028 Qtr 3; 2029 Qtr 2 to 2030 Qtr 3
10.8 | bar: 2020 Qtr 2 to 2022 Qtr 2; 2023 Qtr 2 to 2024 Qtr 3; 2025 Qtr 2 to 2026 Qtr 3; 2027 Qtr 2 to 2028 Qtr 3; 2029 Qtr 2 to 2030 Qtr 3
10.9 | bar: 2020 Qtr 2 to 2022 Qtr 2; 2023 Qtr 2 to 2024 Qtr 3; 2025 Qtr 2 to 2026 Qtr 3; 2027 Qtr 2 to 2028 Qtr 3; 2029 Qtr 2 to 2030 Qtr 3
11 | bar: 2020 Qtr 2 to 2022 Qtr 2; 2023 Qtr 2 to 2024 Qtr 3; 2025 Qtr 2 to 2026 Qtr 3; 2027 Qtr 2 to 2028 Qtr 3; 2029 Qtr 2 to 2030 Qtr 3
11.1 | bar: 2020 Qtr 2 to 2022 Qtr 2; 2023 Qtr 2 to 2024 Qtr 3; 2025 Qtr 2 to 2026 Qtr 3; 2027 Qtr 2 to 2028 Qtr 3; 2029 Qtr 2 to 2030 Qtr 3
11.2 | bar: 2020 Qtr 2 to 2022 Qtr 2; 2023 Qtr 2 to 2024 Qtr 3; 2025 Qtr 2 to 2026 Qtr 3; 2027 Qtr 2 to 2028 Qtr 3; 2029 Qtr 2 to 2030 Qtr 3
11.3 | bar: 2020 Qtr 2 to 2022 Qtr 2; 2023 Qtr 2 to 2024 Qtr 3; 2025 Qtr 2 to 2026 Qtr 3; 2027 Qtr 2 to 2028 Qtr 3; 2029 Qtr 2 to 2030 Qtr 3
11.4 | bar: 2020 Qtr 2 to 2022 Qtr 2; 2023 Qtr 2 to 2024 Qtr 3; 2025 Qtr 2 to 2026 Qtr 3; 2027 Qtr 2 to 2028 Qtr 3; 2029 Qtr 2 to 2030 Qtr 3
11.5 | bar: 2020 Qtr 2 to 2022 Qtr 2; 2023 Qtr 2 to 2024 Qtr 3; 2025 Qtr 2 to 2026 Qtr 3; 2027 Qtr 2 to 2028 Qtr 3; 2029 Qtr 2 to 2030 Qtr 3
11.6 | bar: 2020 Qtr 2 to 2022 Qtr 2; 2023 Qtr 2 to 2024 Qtr 3; 2025 Qtr 2 to 2026 Qtr 3; 2027 Qtr 2 to 2028 Qtr 3; 2029 Qtr 2 to 2030 Qtr 3
11.7 | bar: 2020 Qtr 2 to 2022 Qtr 2; 2023 Qtr 2 to 2024 Qtr 3; 2025 Qtr 2 to 2026 Qtr 3; 2027 Qtr 2 to 2028 Qtr 3; 2029 Qtr 2 to 2030 Qtr 3
11.8 | bar: 2020 Qtr 2 to 2022 Qtr 2; 2023 Qtr 2 to 2024 Qtr 3; 2025 Qtr 2 to 2026 Qtr 3; 2027 Qtr 2 to 2028 Qtr 3; 2029 Qtr 2 to 2030 Qtr 3
11.9 | bar: 2020 Qtr 2 to 2022 Qtr 2; 2023 Qtr 2 to 2024 Qtr 3; 2025 Qtr 2 to 2026 Qtr 3; 2027 Qtr 2 to 2028 Qtr 3; 2029 Qtr 2 to 2030 Qtr 3
12 | bar: 2020 Qtr 2 to 2022 Qtr 2; 2023 Qtr 2 to 2024 Qtr 3; 2025 Qtr 2 to 2026 Qtr 3; 2027 Qtr 2 to 2028 Qtr 3; 2029 Qtr 2 to 2030 Qtr 3
12.1 | bar: 2020 Qtr 2 to 2022 Qtr 2; 2023 Qtr 2 to 2024 Qtr 3; 2025 Qtr 2 to 2026 Qtr 3; 2027 Qtr 2 to 2028 Qtr 3; 2029 Qtr 2 to 2030 Qtr 3
12.2 | bar: 2020 Qtr 2 to 2022 Qtr 2; 2023 Qtr 2 to 2024 Qtr 3; 2025 Qtr 2 to 2026 Qtr 3; 2027 Qtr 2 to 2028 Qtr 3; 2029 Qtr 2 to 2030 Qtr 3
12.3 | bar: 2020 Qtr 2 to 2022 Qtr 2; 2023 Qtr 2 to 2024 Qtr 3; 2025 Qtr 2 to 2026 Qtr 3; 2027 Qtr 2 to 2028 Qtr 3; 2029 Qtr 2 to 2030 Qtr 3
12.4 | bar: 2020 Qtr 2 to 2022 Qtr 2; 2023 Qtr 2 to 2024 Qtr 3; 2025 Qtr 2 to 2026 Qtr 3; 2027 Qtr 2 to 2028 Qtr 3; 2029 Qtr 2 to 2030 Qtr 3
12.5 | bar: 2020 Qtr 2 to 2022 Qtr 2; 2023 Qtr 2 to 2024 Qtr 3; 2025 Qtr 2 to 2026 Qtr 3; 2027 Qtr 2 to 2028 Qtr 3; 2029 Qtr 2 to 2030 Qtr 3
12.6 | bar: 2020 Qtr 2 to 2022 Qtr 2; 2023 Qtr 2 to 2024 Qtr 3; 2025 Qtr 2 to 2026 Qtr 3; 2027 Qtr 2 to 2028 Qtr 3; 2029 Qtr 2 to 2030 Qtr 3
12.7 | bar: 2020 Qtr 2 to 2022 Qtr 2; 2023 Qtr 2 to 2024 Qtr 3; 2025 Qtr 2 to 2026 Qtr 3; 2027 Qtr 2 to 2028 Qtr 3; 2029 Qtr 2 to 2030 Qtr 3
12.8 | bar: 2020 Qtr 2 to 2022 Qtr 2; 2023 Qtr 2 to 2024 Qtr 3; 2025 Qtr 2 to 2026 Qtr 3; 2027 Qtr 2 to 2028 Qtr 3; 2029 Qtr 2 to 2030 Qtr 3
12.9 | bar: 2020 Qtr 2 to 2022 Qtr 2; 2023 Qtr 2 to 2024 Qtr 3; 2025 Qtr 2 to 2026 Qtr 3; 2027 Qtr 2 to 2028 Qtr 3; 2029 Qtr 2 to 2030 Qtr 3
13 | bar: 2020 Qtr 2 to 2022 Qtr 2; 2023 Qtr 2 to 2024 Qtr 3; 2025 Qtr 2 to 2026 Qtr 3; 2027 Qtr 2 to 2028 Qtr 3; 2029 Qtr 2 to 2030 Qtr 3
13.1 | bar: 2020 Qtr 2 to 2022 Qtr 2; 2023 Qtr 2 to 2024 Qtr 3; 2025 Qtr 2 to 2026 Qtr 3; 2027 Qtr 2 to 2028 Qtr 3; 2029 Qtr 2 to 2030 Qtr 3
13.2 | bar: 2020 Qtr 2 to 2022 Qtr 2; 2023 Qtr 2 to 2024 Qtr 3; 2025 Qtr 2 to 2026 Qtr 3; 2027 Qtr 2 to 2028 Qtr 3; 2029 Qtr 2 to 2030 Qtr 3
13.3 | bar: 2020 Qtr 2 to 2022 Qtr 2; 2023 Qtr 2 to 2024 Qtr 3; 2025 Qtr 2 to 2026 Qtr 3; 2027 Qtr 2 to 2028 Qtr 3; 2029 Qtr 2 to 2030 Qtr 3
13.4 | bar: 2020 Qtr 2 to 2022 Qtr 2; 2023 Qtr 2 to 2024 Qtr 3; 2025 Qtr 2 to 2026 Qtr 3; 2027 Qtr 2 to 2028 Qtr 3; 2029 Qtr 2 to 2030 Qtr 3
13.5 | bar: 2020 Qtr 2 to 2022 Qtr 2; 2023 Qtr 2 to 2024 Qtr 3; 2025 Qtr 2 to 2026 Qtr 3; 2027 Qtr 2 to 2028 Qtr 3; 2029 Qtr 2 to 2030 Qtr 3
13.6 | bar: 2020 Qtr 2 to 2022 Qtr 2; 2023 Qtr 2 to 2024 Qtr 3; 2025 Qtr 2 to 2026 Qtr 3; 2027 Qtr 2 to 2028 Qtr 3; 2029 Qtr 2 to 2030 Qtr 3
13.7 | bar: 2020 Qtr 2 to 2022 Qtr 2; 2023 Qtr 2 to 2024 Qtr 3; 2025 Qtr 2 to 2026 Qtr 3; 2027 Qtr 2 to 2028 Qtr 3; 2029 Qtr 2 to 2030 Qtr 3
13.8 | bar: 2020 Qtr 2 to 2022 Qtr 2; 2023 Qtr 2 to 2024 Qtr 3; 2025 Qtr 2 to 2026 Qtr 3; 2027 Qtr 2 to 2028 Qtr 3; 2029 Qtr 2 to 2030 Qtr 3
13.9 | bar: 2020 Qtr 2 to 2022 Qtr 2; 2023 Qtr 2 to 2024 Qtr 3; 2025 Qtr 2 to 2026 Qtr 3; 2027 Qtr 2 to 2028 Qtr 3; 2029 Qtr 2 to 2030 Qtr 3
14 | bar: 2020 Qtr 2 to 2022 Qtr 2; 2023 Qtr 2 to 2024 Qtr 3; 2025 Qtr 2 to 2026 Qtr 3; 2027 Qtr 2 to 2028 Qtr 3; 2029 Qtr 2 to 2030 Qtr 3
14.1 | bar: 2020 Qtr 2 to 2022 Qtr 2; 2023 Qtr 2 to 2024 Qtr 3; 2025 Qtr 2 to 2026 Qtr 3; 2027 Qtr 2 to 2028 Qtr 3; 2029 Qtr 2 to 2030 Qtr 3
14.2 | bar: 2020 Qtr 2 to 2022 Qtr 2; 2023 Qtr 2 to 2024 Qtr 3; 2025 Qtr 2 to 2026 Qtr 3; 2027 Qtr 2 to 2028 Qtr 3; 2029 Qtr 2 to 2030 Qtr 3
14.3 | bar: 2020 Qtr 2 to 2022 Qtr 2; 2023 Qtr 2 to 2024 Qtr 3; 2025 Qtr 2 to 2026 Qtr 3; 2027 Qtr 2 to 2028 Qtr 3; 2029 Qtr 2 to 2030 Qtr 3
14.4 | bar: 2020 Qtr 2 to 2022 Qtr 2; 2023 Qtr 2 to 2024 Qtr 3; 2025 Qtr 2 to 2026 Qtr 3; 2027 Qtr 2 to 2028 Qtr 3; 2029 Qtr 2 to 2030 Qtr 3
14.5 | bar: 2020 Qtr 2 to 2022 Qtr 2; 2023 Qtr 2 to 2024 Qtr 3; 2025 Qtr 2 to 2026 Qtr 3; 2027 Qtr 2 to 2028 Qtr 3; 2029 Qtr 2 to 2030 Qtr 3
14.6 | bar: 2020 Qtr 2 to 2022 Qtr 2; 2023 Qtr 2 to 2024 Qtr 3; 2025 Qtr 2 to 2026 Qtr 3; 2027 Qtr 2 to 2028 Qtr 3; 2029 Qtr 2 to 2030 Qtr 3
14.7 | bar: 2020 Qtr 2 to 2022 Qtr 2; 2023 Qtr 2 to 2024 Qtr 3; 2025 Qtr 2 to 2026 Qtr 3; 2027 Qtr 2 to 2028 Qtr 3; 2029 Qtr 2 to 2030 Qtr 3
14.8 | bar: 2020 Qtr 2 to 2022 Qtr 2; 2023 Qtr 2 to 2024 Qtr 3; 2025 Qtr 2 to 2026 Qtr 3; 2027 Qtr 2 to 2028 Qtr 3; 2029 Qtr 2 to 2030 Qtr 3
14.9 | bar: 2020 Qtr 2 to 2022 Qtr 2; 2023 Qtr 2 to 2024 Qtr 3; 2025 Qtr 2 to 2026 Qtr 3; 2027 Qtr 2 to 2028 Qtr 3; 2029 Qtr 2 to 2030 Qtr 3
15 | bar: 2020 Qtr 2 to 2022 Qtr 2; 2023 Qtr 2 to 2024 Qtr 3; 2025 Qtr 2 to 2026 Qtr 3; 2027 Qtr 2 to 2028 Qtr 3; 2029 Qtr 2 to 2030 Qtr 3
15.1 | bar: 2020 Qtr 2 to 2022 Qtr 2; 2023 Qtr 2 to 2024 Qtr 3; 2025 Qtr 2 to 2026 Qtr 3; 2027 Qtr 2 to 2028 Qtr 3; 2029 Qtr 2 to 2030 Qtr 3
15.2 | bar: 2020 Qtr 2 to 2022 Qtr 2; 2023 Qtr 2 to 2024 Qtr 3; 2025 Qtr 2 to 2026 Qtr 3; 2027 Qtr 2 to 2028 Qtr 3; 2029 Qtr 2 to 2030 Qtr 3
15.3 | bar: 2020 Qtr 2 to 2022 Qtr 2; 2023 Qtr 2 to 2024 Qtr 3; 2025 Qtr 2 to 2026 Qtr 3; 2027 Qtr 2 to 2028 Qtr 3; 2029 Qtr 2 to 2030 Qtr 3
15.4 | bar: 2020 Qtr 2 to 2022 Qtr 2; 2023 Qtr 2 to 2024 Qtr 3; 2025 Qtr 2 to 2026 Qtr 3; 2027 Qtr 2 to 2028 Qtr 3; 2029 Qtr 2 to 2030 Qtr 3
15.5 | bar: 2020 Qtr 2 to 2022 Qtr 2; 2023 Qtr 2 to 2024 Qtr 3; 2025 Qtr 2 to 2026 Qtr 3; 2027 Qtr 2 to 2028 Qtr 3; 2029 Qtr 2 to 2030 Qtr 3
15.6 | bar: 2020 Qtr 2 to 2022 Qtr 2; 2023 Qtr 2 to 2024 Qtr 3; 2025 Qtr 2 to 2026 Qtr 3; 2027 Qtr 2 to 2028 Qtr 3; 2029 Qtr 2 to 2030 Qtr 3
15.7 | bar: 2020 Qtr 2 to 2022 Qtr 2; 2023 Qtr 2 to 2024 Qtr 3; 2025 Qtr 2 to 2026 Qtr 3; 2027 Qtr 2 to 2028 Qtr 3; 2029 Qtr 2 to 2030 Qtr 3
15.8 | bar: 2020 Qtr 2 to 2022 Qtr 2; 2023 Qtr 2 to 2024 Qtr 3; 2025 Qtr 2 to 2026 Qtr 3; 2027 Qtr 2 to 2028 Qtr 3; 2029 Qtr 2 to 2030 Qtr 3
15.9 | bar: 2020 Qtr 2 to 2022 Qtr 2; 2023 Qtr 2 to 2024 Qtr 3; 2025 Qtr 2 to 2026 Qtr 3; 2027 Qtr 2 to 2028 Qtr 3; 2029 Qtr 2 to 2030 Qtr 3
16 | bar: 2020 Qtr 2 to 2022 Qtr 2; 2023 Qtr 2 to 2024 Qtr 3; 2025 Qtr 2 to 2026 Qtr 3; 2027 Qtr 2 to 2028 Qtr 3; 2029 Qtr 2 to 2030 Qtr 3
16.1 | bar: 2020 Qtr 2 to 2022 Qtr 2; 2023 Qtr 2 to 2024 Qtr 3; 2025 Qtr 2 to 2026 Qtr 3; 2027 Qtr 2 to 2028 Qtr 3; 2029 Qtr 2 to 2030 Qtr 3
16.2 | bar: 2020 Qtr 2 to 2022 Qtr 2; 2023 Qtr 2 to 2024 Qtr 3; 2025 Qtr 2 to 2026 Qtr 3; 2027 Qtr 2 to 2028 Qtr 3; 2029 Qtr 2 to 2030 Qtr 3
16.3 | bar: 2020 Qtr 2 to 2022 Qtr 2; 2023 Qtr 2 to 2024 Qtr 3; 2025 Qtr 2 to 2026 Qtr 3; 2027 Qtr 2 to 2028 Qtr 3; 2029 Qtr 2 to 2030 Qtr 3
16.4 | bar: 2020 Qtr 2 to 2022 Qtr 2; 2023 Qtr 2 to 2024 Qtr 3; 2025 Qtr 2 to 2026 Qtr 3; 2027 Qtr 2 to 2028 Qtr 3; 2029 Qtr 2 to 2030 Qtr 3
16.5 | bar: 2020 Qtr 2 to 2022 Qtr 2; 2023 Qtr 2 to 2024 Qtr 3; 2025 Qtr 2 to 2026 Qtr 3; 2027 Qtr 2 to 2028 Qtr 3; 2029 Qtr 2 to 2030 Qtr 3
16.6 | bar: 2020 Qtr 2 to 2022 Qtr 2; 2023 Qtr 2 to 2024 Qtr 3; 2025 Qtr 2 to 2026 Qtr 3; 2027 Qtr 2 to 2028 Qtr 3; 2029 Qtr 2 to 2030 Qtr 3
16.7 | bar: 2020 Qtr 2 to 2022 Qtr 2; 2023 Qtr 2 to 2024 Qtr 3; 2025 Qtr 2 to 2026 Qtr 3; 2027 Qtr 2 to 2028 Qtr 3; 2029 Qtr 2 to 2030 Qtr 3
16.8 | bar: 2020 Qtr 2 to 2022 Qtr 2; 2023 Qtr 2 to 2024 Qtr 3; 2025 Qtr 2 to 2026 Qtr 3; 2027 Qtr 2 to 2028 Qtr 3; 2029 Qtr 2 to 2030 Qtr 3
16.9 | bar: 2020 Qtr 2 to 2022 Qtr 2; 2023 Qtr 2 to 2024 Qtr 3; 2025 Qtr 2 to 2026 Qtr 3; 2027 Qtr 2 to 2028 Qtr 3; 2029 Qtr 2 to 2030 Qtr 3
17 | bar: 2020 Qtr 2 to 2022 Qtr 2; 2023 Qtr 2 to 2024 Qtr 3; 2025 Qtr 2 to 2026 Qtr 3; 2027 Qtr 2 to 2028 Qtr 3; 2029 Qtr 2 to 2030 Qtr 3
17.1 | bar: 2020 Qtr 2 to 2022 Qtr 2; 2023 Qtr 2 to 2024 Qtr 3; 2025 Qtr 2 to 2026 Qtr 3; 2027 Qtr 2 to 2028 Qtr 3; 2029 Qtr 2 to 2030 Qtr 3
17.2 | bar: 2020 Qtr 2 to 2022 Qtr 2; 2023 Qtr 2 to 2024 Qtr 3; 2025 Qtr 2 to 2026 Qtr 3; 2027 Qtr 2 to 2028 Qtr 3; 2029 Qtr 2 to 2030 Qtr 3
17.3 | bar: 2020 Qtr 2 to 2022 Qtr 2; 2023 Qtr 2 to 2024 Qtr 3; 2025 Qtr 2 to 2026 Qtr 3; 2027 Qtr 2 to 2028 Qtr 3; 2029 Qtr 2 to 2030 Qtr 3
17.4 | bar: 2020 Qtr 2 to 2022 Qtr 2; 2023 Qtr 2 to 2024 Qtr 3; 2025 Qtr 2 to 2026 Qtr 3; 2027 Qtr 2 to 2028 Qtr 3; 2029 Qtr 2 to 2030 Qtr 3
17.5 | bar: 2020 Qtr 2 to 2022 Qtr 2; 2023 Qtr 2 to 2024 Qtr 3; 2025 Qtr 2 to 2026 Qtr 3; 2027 Qtr 2 to 2028 Qtr 3; 2029 Qtr 2 to 2030 Qtr 3
17.6 | bar: 2020 Qtr 2 to 2022 Qtr 2; 2023 Qtr 2 to 2024 Qtr 3; 2025 Qtr 2 to 2026 Qtr 3; 2027 Qtr 2 to 2028 Qtr 3; 2029 Qtr 2 to 2030 Qtr 3
17.7 | bar: 2020 Qtr 2 to 2022 Qtr 2; 2023 Qtr 2 to 2024 Qtr 3; 2025 Qtr 2 to 2026 Qtr 3; 2027 Qtr 2 to 2028 Qtr 3; 2029 Qtr 2 to 2030 Qtr 3
17.8 | bar: 2020 Qtr 2 to 2022 Qtr 2; 2023 Qtr 2 to 2024 Qtr 3; 2025 Qtr 2 to 2026 Qtr 3; 2027 Qtr 2 to 2028 Qtr 3; 2029 Qtr 2 to 2030 Qtr 3
17.9 | bar: 2020 Qtr 2 to 2022 Qtr 2; 2023 Qtr 2 to 2024 Qtr 3; 2025 Qtr 2 to 2026 Qtr 3; 2027 Qtr 2 to 2028 Qtr 3; 2029 Qtr 2 to 2030 Qtr 3
18 | bar: 2020 Qtr 2 to 2022 Qtr 2; 2023 Qtr 2 to 2024 Qtr 3; 2025 Qtr 2 to 2026 Qtr 3; 2027 Qtr 2 to 2028 Qtr 3; 2029 Qtr 2 to 2030 Qtr 3
18.1 | bar: 2020 Qtr 2 to 2022 Qtr 2; 2023 Qtr 2 to 2024 Qtr 3; 2025 Qtr 2 to 2026 Qtr 3; 2027 Qtr 2 to 2028 Qtr 3; 2029 Qtr 2 to 2030 Qtr 3
18.2 | bar: 2020 Qtr 2 to 2022 Qtr 2; 2023 Qtr 2 to 2024 Qtr 3; 2025 Qtr 2 to 2026 Qtr 3; 2027 Qtr 2 to 2028 Qtr 3; 2029 Qtr 2 to 2030 Qtr 3
18.3 | bar: 2020 Qtr 2 to 2022 Qtr 2; 2023 Qtr 2 to 2024 Qtr 3; 2025 Qtr 2 to 2026 Qtr 3; 2027 Qtr 2 to 2028 Qtr 3; 2029 Qtr 2 to 2030 Qtr 3
18.4 | bar: 2020 Qtr 2 to 2022 Qtr 2; 2023 Qtr 2 to 2024 Qtr 3; 2025 Qtr 2 to 2026 Qtr 3; 2027 Qtr 2 to 2028 Qtr 3; 2029 Qtr 2 to 2030 Qtr 3
18.5 | bar: 2020 Qtr 2 to 2022 Qtr 2; 2023 Qtr 2 to 2024 Qtr 3; 2025 Qtr 2 to 2026 Qtr 3; 2027 Qtr 2 to 2028 Qtr 3; 2029 Qtr 2 to 2030 Qtr 3
18.6 | bar: 2020 Qtr 2 to 2022 Qtr 2; 2023 Qtr 2 to 2024 Qtr 3; 2025 Qtr 2 to 2026 Qtr 3; 2027 Qtr 2 to 2028 Qtr 3; 2029 Qtr 2 to 2030 Qtr 3
18.7 | bar: 2020 Qtr 2 to 2022 Qtr 2; 2023 Qtr 2 to 2024 Qtr 3; 2025 Qtr 2 to 2026 Qtr 3; 2027 Qtr 2 to 2028 Qtr 3; 2029 Qtr 2 to 2030 Qtr 3
18.8 | bar: 2020 Qtr 2 to 2022 Qtr 2; 2023 Qtr 2 to 2024 Qtr 3; 2025 Qtr 2 to 2026 Qtr 3; 2027 Qtr 2 to 2028 Qtr 3; 2029 Qtr 2 to 2030 Qtr 3
18.9 | bar: 2020 Qtr 2 to 2022 Qtr 2; 2023 Qtr 2 to 2024 Qtr 3; 2025 Qtr 2 to 2026 Qtr 3; 2027 Qtr 2 to 2028 Qtr 3; 2029 Qtr 2 to 2030 Qtr 3
19 | bar: 2020 Qtr 2 to 2022 Qtr 2; 2023 Qtr 2 to 2024 Qtr 3; 2025 Qtr 2 to 2026 Qtr 3; 2027 Qtr 2 to 2028 Qtr 3; 2029 Qtr 2 to 2030 Qtr 3
19.1 | bar: 2020 Qtr 2 to 2022 Qtr 2; 2023 Qtr 2 to 2024 Qtr 3; 2025 Qtr 2 to 2026 Qtr 3; 2027 Qtr 2 to 2028 Qtr 3; 2029 Qtr 2 to 2030 Qtr 3
19.2 | bar: 2020 Qtr 2 to 2022 Qtr 2; 2023 Qtr 2 to 2024 Qtr 3; 2025 Qtr 2 to 2026 Qtr 3; 2027 Qtr 2 to 2028 Qtr 3; 2029 Qtr 2 to 2030 Qtr 3
19.3 | bar: 2020 Qtr 2 to 2022 Qtr 2; 2023 Qtr 2 to 2024 Qtr 3; 2025 Qtr 2 to 2026 Qtr 3; 2027 Qtr 2 to 2028 Qtr 3; 2029 Qtr 2 to 2030 Qtr 3
19.4 | bar: 2020 Qtr 2 to 2022 Qtr 2; 2023 Qtr 2 to 2024 Qtr 3; 2025 Qtr 2 to 2026 Qtr 3; 2027 Qtr 2 to 2028 Qtr 3; 2029 Qtr 2 to 2030 Qtr 3
19.5 | bar: 2020 Qtr 2 to 2022 Qtr 2; 2023 Qtr 2 to 2024 Qtr 3; 2025 Qtr 2 to 2026 Qtr 3; 2027 Qtr 2 to 2028 Qtr 3; 2029 Qtr 2 to 2030 Qtr 3
19.6 | bar: 2020 Qtr 2 to 2022 Qtr 2; 2023 Qtr 2 to 2024 Qtr 3; 2025 Qtr 2 to 2026 Qtr 3; 2027 Qtr 2 to 2028 Qtr 3; 2029 Qtr 2 to 2030 Qtr 3
19.7 | bar: 2020 Qtr 2 to 2022 Qtr 2; 2023 Qtr 2 to 2024 Qtr 3; 2025 Qtr 2 to 2026 Qtr 3; 2027 Qtr 2 to 2028 Qtr 3; 2029 Qtr 2 to 2030 Qtr 3
19.8 | bar: 2020 Qtr 2 to 2022 Qtr 2; 2023 Qtr 2 to 2024 Qtr 3; 2025 Qtr 2 to 2026 Qtr 3; 2027 Qtr 2 to 2028 Qtr 3; 2029 Qtr 2 to 2030 Qtr 3
19.9 | bar: 2020 Qtr 2 to 2022 Qtr 2; 2023 Qtr 2 to 2024 Qtr 3; 2025 Qtr 2 to 2026 Qtr 3; 2027 Qtr 2 to 2028 Qtr 3; 2029 Qtr 2 to 2030 Qtr 3
20 | bar: 2020 Qtr 2 to 2022 Qtr 2; 2023 Qtr 2 to 2024 Qtr 3; 2025 Qtr 2 to 2026 Qtr 3; 2027 Qtr 2 to 2028 Qtr 3; 2029 Qtr 2 to 2030 Qtr 3
21 | bar: 2020 Qtr 2 to 2022 Qtr 2; 2023 Qtr 2 to 2024 Qtr 3; 2025 Qtr 2 to 2026 Qtr 3; 2027 Qtr 2 to 2028 Qtr 3; 2029 Qtr 2 to 2030 Qtr 3
22 | bar: 2020 Qtr 2 to 2022 Qtr 2; 2023 Qtr 2 to 2024 Qtr 3; 2025 Qtr 2 to 2026 Qtr 3; 2027 Qtr 2 to 2028 Qtr 3; 2029 Qtr 2 to 2030 Qtr 3
23 | bar: 2020 Qtr 2 to 2022 Qtr 2; 2023 Qtr 2 to 2024 Qtr 3; 2025 Qtr 2 to 2026 Qtr 3; 2027 Qtr 2 to 2028 Qtr 3; 2029 Qtr 2 to 2030 Qtr 3
24 | bar: 2020 Qtr 2 to 2022 Qtr 2; 2023 Qtr 2 to 2024 Qtr 3; 2025 Qtr 2 to 2026 Qtr 3; 2027 Qtr 2 to 2028 Qtr 3; 2029 Qtr 2 to 2030 Qtr 3
25 | bar: 2020 Qtr 2 to 2022 Qtr 2; 2023 Qtr 2 to 2024 Qtr 3; 2025 Qtr 2 to 2026 Qtr 3; 2027 Qtr 2 to 2028 Qtr 3; 2029 Qtr 2 to 2030 Qtr 3
26 | bar: 2020 Qtr 2 to 2022 Qtr 2; 2023 Qtr 2 to 2024 Qtr 3; 2025 Qtr 2 to 2026 Qtr 3; 2027 Qtr 2 to 2028 Qtr 3; 2029 Qtr 2 to 2030 Qtr 3
27 | bar: 2020 Qtr 2 to 2022 Qtr 2; 2023 Qtr 2 to 2024 Qtr 3; 2025 Qtr 2 to 2026 Qtr 3; 2027 Qtr 2 to 2028 Qtr 3; 2029 Qtr 2 to 2030 Qtr 3
28 | bar: 2020 Qtr 2 to 2022 Qtr 2; 2023 Qtr 2 to 2024 Qtr 3; 2025 Qtr 2 to 2026 Qtr 3; 2027 Qtr 2 to 2028 Qtr 3; 2029 Qtr 2 to 2030 Qtr 3
29 | bar: 2020 Qtr 2 to 2022 Qtr 2; 2023 Qtr 2 to 2024 Qtr 3; 2025 Qtr 2 to 2026 Qtr 3; 2027 Qtr 2 to 2028 Qtr 3; 2029 Qtr 2 to 2030 Qtr 3
30 | bar: 2020 Qtr 2 to 2022 Qtr 2; 2023 Qtr 2 to 2024 Qtr 3; 2025 Qtr 2 to 2026 Qtr 3; 2027 Qtr 2 to 2028 Qtr 3; 2029 Qtr 2 to 2030 Qtr 3

## COMM 5-7yr Output
Program Summary |  | Nominal |  |  | Present Value |  |  |  | Avoided Cost Version
Proposer Name |  | Marin Clean Energy | [6 empty] | 2011-08-04
Program Name |  | MCE Commercial | [6 empty] | 2012-02-17
Total Program Budget ($) |  | 5438717.0355 |  |  | 4999121.5761 |  |  |  | Base Year
2013
Net Participant Cost ($) |  |  |  |  | 770979.8624 |  |  |  | PG&E 2013 v1c6-Draft.xls
Program Impacts | [9 empty] | Program Impacts (Gross)
| Wtd Annual Net kWh | Lifecycle Net kWh | Wtd Annual Net Therms | Lifecycle Net Therms | Wtd Net Jul-Sept Pk (kW) | Wtd Net Dec-Feb Pk (kW) |  | Wtd User Entered kW |  |  | Wtd Annual Gross kWh | Lifecycle Gross kWh | Wtd Annual Gross Therms | Lifecycle Gross Therms | Wtd User Entered kW
2013 | 1856614.2981 | 26243421.3662 | 21922.352 | 282616.5884 | 73.4574 | 54.8646 |  | 0 |  | 2013 | 2941661.4363 | 41876278.6746 | 47453.6973 | 210242.8284 | 0
2014 | 1975437.6131 | 27923000.3337 | 23325.3825 | 300704.05 | 78.1587 | 58.3759 |  | 0 |  | 2014 | 3129927.7683 | 44556360.5098 | 50490.7339 | 223698.3694 | 0
2013-2014 | 3832051.9112 | 54166421.6999 | 45247.7345 | 583320.6384 | 151.6162 | 113.2404 |  | 0 |  | 2013-2014 | 6071589.2046 | 86432639.1844 | 97944.4312 | 433941.1979 | 0
Cost Effectiveness (Lifecycle Present Value Dollars)
|  | Benefits |  |  | Benefit - Cost
| Cost | Electric | Gas | Incentives | NPV | B/C Ratio | Notes
Program TRC ($) | 5770101.4385 | 7760091.7142 | 713733.1851 | NA | 2703723.4608 | 1.4686 | *1
Program PAC ($) | 4999121.5761 | 7760091.7142 | 713733.1851 | NA | 3474703.3232 | 1.6951 | *1,2
Program RIM ($) | 17773337.147 | 7760091.7142 | 713733.1851 | NA | -9299512.2477 | 0.47677 | *1
*1 B/C Ratio is an approximation because any supply cost increases are treated as negative benefits rather than as a cost as in the Standard Practice Manual
*2 PAC benefits include environmental costs. This is to be consistent with the TRC benefits, but is not strictly consistent with the Standard Practice Manual.
Levelized Cost and Benefit (All Measures Installed through 2023)
| Discounted Savings |  |  |  | Benefit - Cost
| kWh | Therms | Cost | Benefits | NPV
TRC ($/kWh ) | 48019710.1331 |  | 0.098534 | 0.1616 | 0.063069
PAC ($/kWh) | 48019710.1331 |  | 0.08541 | 0.1616 | 0.076192
RIM ($/kWh) | 48019710.1331 |  | 0.33895 | 0.1616 | -0.17735
TRC ($/therm) |  | 484659.6613 | 2.1311 | 1.4726 | -0.65843
PAC ($/therm) |  | 484659.6613 | 1.8474 | 1.4726 | -0.3747
RIM ($/therm) |  | 484659.6613 | 3.0888 | 1.4726 | -1.6161
Wtd Avg Emissions Reductions | [9 empty] | Wtd Avg Emissions Reductions (Gross)
| Electric Reductions |  |  | Gas Reductions | [6 empty] | Electric Reductions |  |  | Gas Reductions
Annual Reductions | CO2 (tons) | NOX (lbs) | PM-10 (lbs) | CO2 (tons) | NOX (lbs) |  |  |  |  | Annual Reductions | CO2 (tons) | NOX (lbs) | PM-10 (lbs) | CO2 (tons) | NOX (lbs)
2013 | 0 | 0 | 0 | 0 | 0 | * annual reductions are the units |  |  |  | 2013 | 0 | 0 | 0 | 0 | 0 | * annual reductions are the units
2014 | 0 | 0 | 0 | 0 | 0 | implemented in the year, times |  |  |  | 2014 | 0 | 0 | 0 | 0 | 0 | implemented in the year, times
2015 | 0 | 0 | 0 | 0 | 0 | the annual emission reduction |  |  |  | 2015 | 0 | 0 | 0 | 0 | 0 | the annual emission reduction
2016 | 0 | 0 | 0 | 0 | 0 | for the measure, weighted |  |  |  | 2016 | 0 | 0 | 0 | 0 | 0 | for the measure, weighted for
2017 | 0 | 0 | 0 | 0 | 0 | for dual baseline. |  |  |  | 2017 | 0 | 0 | 0 | 0 | 0 | split baseline performance
2018 | 0 | 0 | 0 | 0 | 0 |  |  |  |  | 2018 | 0 | 0 | 0 | 0 | 0
2019 | 0 | 0 | 0 | 0 | 0 |  |  |  |  | 2019 | 0 | 0 | 0 | 0 | 0
2020 | 938.1176 | 226.9853 | 123.8618 | 128.2458 | 107.4195 |  |  |  |  | 2020 | 1484.0978 | 358.5348 | 196.0187 | 277.6041 | 232.5231
2021 | 998.1571 | 241.5124 | 131.789 | 136.4535 | 114.2944 |  |  |  |  | 2021 | 1579.0801 | 381.4811 | 208.5639 | 295.3708 | 247.4046
2022 | 1058.1966 | 256.0394 | 139.7161 | 144.6612 | 121.1692 |  |  |  |  | 2022 | 1674.0624 | 404.4273 | 221.1091 | 313.1375 | 262.2861
2023 | 0 | 0 | 0 | 0 | 0 |  |  |  |  | 2023 | 0 | 0 | 0 | 0 | 0
Total Annual | 2994.4712 | 724.5372 | 395.3669 | 409.3605 | 342.8831 |  |  |  |  | Total Annual | 4737.2403 | 1144.4432 | 625.6918 | 886.1124 | 742.2138
Lifecycle Reductions | [9 empty] | Lifecycle Reductions
2013 | 0 | 0 | 0 | 0 | 0 |  |  |  |  | 2013 | 0 | 0 | 0 | 0 | 0
2014 | 0 | 0 | 0 | 0 | 0 |  |  |  |  | 2014 | 0 | 0 | 0 | 0 | 0
2015 | 0 | 0 | 0 | 0 | 0 |  |  |  |  | 2015 | 0 | 0 | 0 | 0 | 0
2016 | 0 | 0 | 0 | 0 | 0 |  |  |  |  | 2016 | 0 | 0 | 0 | 0 | 0
2017 | 0 | 0 | 0 | 0 | 0 |  |  |  |  | 2017 | 0 | 0 | 0 | 0 | 0
2018 | 0 | 0 | 0 | 0 | 0 |  |  |  |  | 2018 | 0 | 0 | 0 | 0 | 0
2019 | 0 | 0 | 0 | 0 | 0 |  |  |  |  | 2019 | 0 | 0 | 0 | 0 | 0
2020 | 13261.4326 | 3208.9698 | 1750.9048 | 1653.307 | 1384.8213 |  |  |  |  | 2020 | 21126.1142 | 5103.5215 | 2790.3516 | 3687.385 | 3088.5789
2021 | 14110.1643 | 3414.3439 | 1862.9628 | 1759.1187 | 1473.4498 |  |  |  |  | 2021 | 22478.1855 | 5430.1468 | 2968.9341 | 3923.3776 | 3286.2479
2022 | 14958.8959 | 3619.7179 | 1975.0207 | 1864.9303 | 1562.0784 |  |  |  |  | 2022 | 23830.2568 | 5756.7722 | 3147.5166 | 4159.3703 | 3483.917
2023 | 0 | 0 | 0 | 0 | 0 |  |  |  |  | 2023 | 0 | 0 | 0 | 0 | 0
Total Lifecycle | 42330.4928 | 10243.0316 | 5588.8883 | 5277.3561 | 4420.3495 |  |  |  |  | Total Lifecycle | 67434.5566 | 16290.4405 | 8906.8024 | 11770.1329 | 9858.7438
Reductions based on total annual installations | [9 empty] | Wtd Avg Reductions based on total annual installations (Gross)
| Annual Wtd Avg Net kWh | Lifecycle Net kWh | Annual Wtd Avg Net Therms | Lifecycle Net Therms | Net July-Sept Wtd Avg Peak ** (kW) | Net Wtd Avg Dec-Feb ** (kW) |  | Wtd Avg Net User Entered kW | Net Annual NCP (kW) |  | Wtd Avg Annual Gross kWh | Wtd Avg Lifecycle Gross kWh | Wtd Avg Annual Gross Therms | Wtd Avg Lifecycle Gross Therms | Wtd Avg User Entered kW
2013 | 1856614.2981 | 26243421.3662 | 21922.352 | 282616.5884 | 73.4574 | 54.8646 |  | 0 | #REF! | 2013 | 2941661.4363 | 41876278.6746 | 47453.6973 | 210242.8284 | 0
2014 | 1975437.6131 | 27923000.3337 | 23325.3825 | 300704.05 | 78.1587 | 58.3759 |  | 0 | #REF! | 2014 | 3129927.7683 | 44556360.5098 | 50490.7339 | 223698.3694 | 0
2015 | 2094260.9282 | 29602579.3011 | 24728.413 | 318791.5117 | 82.86 | 61.8872 |  | 0 | #REF! | 2015 | 3318194.1002 | 47236442.345 | 53527.7705 | 237153.9105 | 0
2016 | 0 | 0 | 0 | 0 | 0 | 0 |  | 0 | #REF! | 2016 | 0 | 0 | 0 | 0 | 0
2017 | 0 | 0 | 0 | 0 | 0 | 0 |  | 0 | #REF! | 2017 | 0 | 0 | 0 | 0 | 0
2018 | 0 | 0 | 0 | 0 | 0 | 0 |  | 0 | #REF! | 2018 | 0 | 0 | 0 | 0 | 0
2019 | 0 | 0 | 0 | 0 | 0 | 0 |  | 0 | #VALUE! | 2019 | 0 | 0 | 0 | 0 | 0
2020 | 0 | 0 | 0 | 0 | 0 | 0 |  | 74.7244 | #REF! | 2020 | 0 | 0 | 0 | 0 | 118.1269
2021 | 0 | 0 | 0 | 0 | 0 | 0 |  | 79.5067 | #REF! | 2021 | 0 | 0 | 0 | 0 | 125.6871
2022 | 0 | 0 | 0 | 0 | 0 | 0 |  | 84.2891 | #REF! | 2022 | 0 | 0 | 0 | 0 | 133.2472
2023 | 0 | 0 | 0 | 0 | 0 | 0 |  | 0 | #REF! | 2023 | 0 | 0 | 0 | 0 | 0
Total | 5926312.8394 | 83769001.001 | 69976.1475 | 902112.1501 | 234.4761 | 175.1277 |  | 238.5202 | #REF! | Total | 9389783.3048 | 133669081.5294 | 151472.2017 | 671095.1083 | 377.0612
Wtd Average Net Impacts by Sector (All Measures Installed through 2023) | [9 empty] | Gross Savings for Goal Attainment - kWh
| Annual Wtd Avg Net kWh | Lifecycle Net kWh | Annual Wtd Avg Net Therms | Lifecycle Net Therms | Net July-Sept Wtd Avg Peak ** (kW) | Net Wtd Avg Dec-Feb ** (kW) |  | Wtd Avg Net User Entered kW | TRC Lifecycle Net Benefits* ($) |  | 1st Year Annual Savings | Decay of single or first baseline | 2nd Baseline Savings | 2nd Baseline Decay | Total Cumulative | Net Annual Savings
Total | 5926312.8394 | 83769001.001 | 69976.1475 | 902112.1501 | 234.4761 | 175.1277 |  | 238.5202 | 2703723.4608 |  | kWh | kWh | kWh | kWh | kWh | kWh
RES | 0 | 0 | 0 | 0 | 0 | 0 |  | 0 | 0 | 2013 | 3110842.8738 |  | #REF! | #REF! | #REF! | #REF!
NON_RES | 0 | 0 | 0 | 0 | 0 | 0 |  | 0 | 0 | 2014 | 3110842.8738 | #REF! | #REF! | #REF! | #REF! | #REF!
Residential | 0 | 0 | 0 | 0 | 0 | 0 |  | 0 | 0 | 2015 | 3110842.8738 | #REF! | #REF! | #REF! | #REF! | #REF!
Res_New_Construction | 0 | 0 | 0 | 0 | 0 | 0 |  | 0 | 0 | 2016 | 3110842.8738 | #REF! | #REF! | #REF! | #REF! | #REF!
COMMERCIAL | 5926312.8394 | 83769001.001 | 69976.1475 | 902112.1501 | 234.1465 | 174.9579 |  | 238.5202 | 2703723.4608 | 2017 | 3110842.8738 | #REF! | #REF! | #REF! | #REF! | #REF!
INDUSTRIAL | 0 | 0 | 0 | 0 | 0 | 0 |  | 0 | 0 | 2018 | 3110842.8738 | #REF! | #REF! | #REF! | #REF! | #REF!
AGRICULTURAL | 0 | 0 | 0 | 0 | 0 | 0 |  | 0 | 0 | 2019 | #REF! | 6301544.7903 | 5190167.6853 | 5190167.6853 | #REF! | #REF!
0 | 0 | 0 | 0 | 0 | 0 | 0 |  | 0 | 0 | 2020 | 3110842.8738 | 0 | 0 | 0 | 3110842.8738 | #REF!
0 | 0 | 0 | 0 | 0 | 0 | 0 |  | 0 | 0 | 2021 | 6420779.6916 | -6.413 | 6.413 | 0 | 6420779.6916 | 3309936.8178
0 | 0 | 0 | 0 | 0 | 0 | 0 |  | 0 | 0 | 2022 | 9929810.4533 | -91.8847 | 91.8847 | 0 | 9929810.4533 | 3509030.7617
0 | 0 | 0 | 0 | 0 | 0 | 0 |  | 0 | 0
0 | 0 | 0 | 0 | 0 | 0 | 0 |  | 0 | 0 | Gross Savings for Goal Attainment - kW
0 | 0 | 0 | 0 | 0 | 0 | 0 |  | 0 | 0 |  | 1st Year Annual | Decay or single or | 2nd Baseline | 2nd Baseline | Total | Net Annual
0 | 0 | 0 | 0 | 0 | 0 | 0 |  | 0 | 0 |  | Savings | first baseline | Savings | Decay | Cummulative | Savings
0 | 0 | 0 | 0 | 0 | 0 | 0 |  | 0 | 0 |  | kW | kW | kW | kW | kW | kW
0 | 0 | 0 | 0 | 0 | 0 | 0 |  | 0 | 0 | 2013 | 118.3208 |  | #REF! | #REF! | #REF! | #REF!
0 | 0 | 0 | 0 | 0 | 0 | 0 | 0 | 0 | 0 | 2014 | 118.3208 | #REF! | #REF! | #REF! | #REF! | #REF!
0 | 0 | 0 | 0 | 0 | 0 | 0 | 0 | 0 | 0 | 2015 | 118.3208 | #REF! | #REF! | #REF! | #REF! | #REF!
0 | 0 | 0 | 0 | 0 | 0 | 0 | 0 | 0 | 0 | 2016 | 118.3208 | #REF! | #REF! | #REF! | #REF! | #REF!
0 | 0 | 0 | 0 | 0 | 0 | 0 | 0 | 0 | 0 | 2017 | 118.3208 | #REF! | #REF! | #REF! | #REF! | #REF!
0 | 0 | 0 | 0 | 0 | 0 | 0 | 0 | 0 | 0 | 2018 | 118.3208 | #REF! | #REF! | #REF! | #REF! | #REF!
0 | 0 | 0 | 0 | 0 | 0 | 0 | 0 | 0 | 0 | 2019 | #REF! | 904.0568 | 809.7619 | 809.7619 | #REF! | #REF!
0 | 0 | 0 | 0 | 0 | 0 | 0 | 0 | 0 | 0 | 2020 | 118.3208 | 0 | 0 | 0 | 118.3208 | #REF!
Other and upspecified | 0 | 0 | 0 | 0 | 0.32965 | 0.16977 | 0 | 0 | 0 | 2021 | 244.2142 | 0.0014185 | -0.0014185 | 0 | 244.2142 | 125.8934
* Include program-level and admin costs allocated based to total gas and electric programs at the measure level. | [9 empty] | 2022 | 377.6801 | 0.020324 | -0.020324 | 0 | 377.6801 | 133.4659
Net Impacts by CPUC End Use Categories (All Measures Installed through 2023) | [9 empty] | Gross Savings for Goal Attainment - Therms
| Annual Wtd Avg Net kWh | Lifecycle Net kWh | Annual Wtd Avg Net Therms | Lifecycle Net Therms | Net July-Sept Wtd Avg Peak ** (kW) | Net Wtd Avg Dec-Feb ** (kW) |  | Wtd Avg Net User Entered kW | TRC Lifecycle Net Benefits* ($) |  | 1st Year Annual Savings | Decay of single or first baseline | 2nd Baseline Savings | 2nd Baseline Decay | Total Cumulative | Net Annual Savings
Total | 5926312.8394 | 83769001.001 | 69976.1475 | 902112.1501 | 234.4761 | 175.1277 |  | 238.5202 | 2703723.4608 |  | Therms | Therms | Therms | Therms | Therms | Therms
Clothes Dryer | 0 | 0 | 0 | 0 | 0 | 0 |  | 0 | 0 | 2013 | 32688.0723 |  | #REF! | #REF! | #REF! | #REF!
Clothes Washer | 0 | 0 | 0 | 0 | 0 | 0 |  | 0 | 0 | 2014 | 32688.0723 | #REF! | #REF! | #REF! | #REF! | #REF!
Consumer Electronics | 0 | 0 | 0 | 0 | 0 | 0 |  | 0 | 0 | 2015 | 32688.0723 | #REF! | #REF! | #REF! | #REF! | #REF!
Cooking | 0 | 0 | 0 | 0 | 0 | 0 |  | 0 | 0 | 2016 | 32688.0723 | #REF! | #REF! | #REF! | #REF! | #REF!
Dishwasher | 0 | 0 | 0 | 0 | 0 | 0 |  | 0 | 0 | 2017 | 32688.0723 | #REF! | #REF! | #REF! | #REF! | #REF!
Other Appliance | 0 | 0 | 0 | 0 | 0 | 0 |  | 0 | 0 | 2018 | 32688.0723 | #REF! | #REF! | #REF! | #REF! | #REF!
Office Equipment | 0 | 0 | 0 | 0 | 0 | 0 |  | 0 | 0 | 2019 | #REF! | 75208.836 | 103506.834 | 103506.834 | #REF! | #REF!
Building shell | 0 | 0 | 0 | 0 | 0 | 0 |  | 0 | 0 | 2020 | 32688.0723 | 0 | 0 | 0 | 32688.0723 | #REF!
Space Cooling | 4757247.1259 | 68270858.0633 | 20081.4529 | 345105.0279 | 132.6512 | 68.3153 |  | 137.0248 | 2264408.1457 | 2021 | 67468.1812 | -0.59395 | 0.59395 | 0 | 67468.1812 | 34780.1089
Space Heating | 0 | 0 | 0 | 0 | 0 | 0 |  | 0 | 0 | 2022 | 104340.3267 | -8.51 | 8.51 | 0 | 104340.3267 | 36872.1455
Ventilation | 0 | 0 | 0 | 0 | 0 | 0 |  | 0 | 0
Interior Lighting | 0 | 0 | 0 | 0 | 0 | 0 |  | 0 | 0
Exterior Lighting | 0 | 0 | 0 | 0 | 0 | 0 |  | 0 | 0
Daylighting | 0 | 0 | 0 | 0 | 0 | 0 |  | 0 | 0
Motors | 0 | 0 | 0 | 0 | 0 | 0 |  | 0 | 0
Process | 188623.7635 | 1864628.6465 | 49269.9317 | 549059.3103 | 39.9655 | 58.3496 |  | 39.9655 | 55863.0557
Compressed Air | 0 | 0 | 0 | 0 | 0 | 0 |  | 0 | 0
Food Processor | 0 | 0 | 0 | 0 | 0 | 0 |  | 0 | 0
Refrigeration | 859597.1691 | 12425066.4825 | 624.7629 | 7947.812 | 47.7256 | 35.317 |  | 47.7256 | 347427.1578
Freezers | 0 | 0 | 0 | 0 | 0 | 0 |  | 0 | 0
Pumps | 0 | 0 | 0 | 0 | 0 | 0 |  | 0 | 0
Pool Pump | 0 | 0 | 0 | 0 | 0 | 0 |  | 0 | 0
Domestic Hot Water | 0 | 0 | 0 | 0 | 0 | 0 |  | 0 | 0
Water Heating | 0 | 0 | 0 | 0 | 0 | 0 |  | 0 | 0
Other or unspecified | 120844.7809 | 1208447.8088 | 0 | 0 | 14.1339 | 13.1458 | 0 | 13.8043 | 36025.1016
* Include program-level and admin costs allocated based to total gas and electric programs at the measure level.
**These values are only approximations if there are dual baseline measures in the program
Net Impacts by Climate Zone (All Measures Installed through 2023)
| Annual Wtd Avg Net kWh | Lifecycle Net kWh | Annual Wtd Avg Net Therms | Lifecycle Net Therms | Net July-Sept Wtd Avg Peak ** (kW) | Net Wtd Avg Dec-Feb ** (kW) |  | Wtd Avg Net User Entered kW | TRC Lifecycle Net Benefits* ($)
Total | 5926312.8394 | 83769001.001 | 69976.1475 | 902112.1501 | 234.1465 | 174.9579 |  | 238.5202 | 2703723.4608
1 | 0 | 0 | 0 | 0 | 0 | 0 |  | 0 | 0
2 | 930719.4078 | 13125964.2284 | 2867.2595 | 4384.025 | 40.7838 | 31.8781 |  | 40.8721 | 411161.5254
3A | 1046470.6186 | 14727937.7032 | 419.8407 | -30594.9561 | 42.2882 | 31.8938 |  | 42.3412 | 459720.1894
3B | 1046470.6186 | 14727937.7032 | 419.8407 | -30594.9561 | 42.2882 | 31.8938 |  | 42.3412 | 460053.0641
4 | 0 | 0 | 0 | 0 | 0 | 0 |  | 0 | 0
5 | 0 | 0 | 0 | 0 | 0 | 0 |  | 0 | 0
11 | 0 | 0 | 0 | 0 | 0 | 0 |  | 0 | 0
12 | 836405.6073 | 11786041.8825 | 2278.5832 | -941.3153 | 40.9204 | 30.8556 |  | 41.06 | 345434.9811
13 | 0 | 0 | 0 | 0 | 0 | 0 |  | 0 | 0
16 | 0 | 0 | 0 | 0 | 0 | 0 |  | 0 | 0
System | 2066246.5871 | 29401119.4838 | 63990.6235 | 959859.3525 | 67.8659 | 48.4367 |  | 71.9057 | 1027353.7008
* Include program-level and admin costs allocated based to total gas and electric programs at the measure level.
Persistent reductions in the summer (3rd Qtr) or winter (4th Qtr) of each year
| Net July-Sept Peak (kW) | Net Annual Dec-Feb (kW)
2013 | #REF! | #REF!
2014 | #REF! | #REF!
2015 | #REF! | #REF!
2016 | #REF! | #REF!
2017 | #REF! | #REF!
2018 | #REF! | #VALUE!
2019 | 6674.6947 | 0
2020 | 36.8197 | 55.5749
2021 | 114.0513 | 114.7067
2022 | 196.0725 | 177.3952
2023 | 238.8791 | 177.3952
2024 | 238.8791 | 177.3952
These values are only approximations if there are dual baseline measures in the program
Monthly Impacts
First Year for Impact Table: | 2013 | These values are only approximations if there are dual baseline measures in the program
| Quarter | Monthly Five Hour Avg or TOU Peak | Net Monthly NCP (kW) |  | Monthly Net kWh | Monthly Net Therms
2013-01-01 | -27 | #REF! | #REF! |  | #REF! | #REF!
2013-02-01 | -27 | #REF! | #REF! |  | #REF! | #REF!
2013-03-01 | -27 | #REF! | #REF! |  | #REF! | #REF!
2013-04-01 | -26 | #REF! | #REF! |  | #REF! | #REF!
2013-05-01 | -26 | #REF! | #REF! |  | #REF! | #REF!
2013-06-01 | -26 | #REF! | #REF! |  | #REF! | #REF!
2013-07-01 | -25 | #REF! | #REF! |  | #REF! | #REF!
2013-08-01 | -25 | #REF! | #REF! |  | #REF! | #REF!
2013-09-01 | -25 | #REF! | #REF! |  | #REF! | #REF!
2013-10-01 | -24 | #REF! | #REF! |  | #REF! | #REF!
2013-11-01 | -24 | #REF! | #REF! |  | #REF! | #REF!
2013-12-01 | -24 | #REF! | #REF! |  | #REF! | #REF!
2014-01-01 | -23 | #REF! | #REF! |  | #REF! | #REF!
2014-02-01 | -23 | #REF! | #REF! |  | #REF! | #REF!
2014-03-01 | -23 | #REF! | #REF! |  | #REF! | #REF!
2014-04-01 | -22 | #REF! | #REF! |  | #REF! | #REF!
2014-05-01 | -22 | #REF! | #REF! |  | #REF! | #REF!
2014-06-01 | -22 | #REF! | #REF! |  | #REF! | #REF!
2014-07-01 | -21 | #REF! | #REF! |  | #REF! | #REF!
2014-08-01 | -21 | #REF! | #REF! |  | #REF! | #REF!
2014-09-01 | -21 | #REF! | #REF! |  | #REF! | #REF!
2014-10-01 | -20 | #REF! | #REF! |  | #REF! | #REF!
2014-11-01 | -20 | #REF! | #REF! |  | #REF! | #REF!
2014-12-01 | -20 | #REF! | #REF! |  | #REF! | #REF!
2015-01-01 | -19 | #REF! | #REF! |  | #REF! | #REF!
2015-02-01 | -19 | #REF! | #REF! |  | #REF! | #REF!
2015-03-01 | -19 | #REF! | #REF! |  | #REF! | #REF!
2015-04-01 | -18 | #REF! | #REF! |  | #REF! | #REF!
2015-05-01 | -18 | #REF! | #REF! |  | #REF! | #REF!
2015-06-01 | -18 | #REF! | #REF! |  | #REF! | #REF!
2015-07-01 | -17 | #REF! | #REF! |  | #REF! | #REF!
2015-08-01 | -17 | #REF! | #REF! |  | #REF! | #REF!
2015-09-01 | -17 | #REF! | #REF! |  | #REF! | #REF!
2015-10-01 | -16 | #REF! | #REF! |  | #REF! | #REF!
2015-11-01 | -16 | #REF! | #REF! |  | #REF! | #REF!
2015-12-01 | -16 | #REF! | #REF! |  | #REF! | #REF!
2016-01-01 | -15 | #REF! | #REF! |  | #REF! | #REF!
2016-02-01 | -15 | #REF! | #REF! |  | #REF! | #REF!
2016-03-01 | -15 | #REF! | #REF! |  | #REF! | #REF!
2016-04-01 | -14 | #REF! | #REF! |  | #REF! | #REF!
2016-05-01 | -14 | #REF! | #REF! |  | #REF! | #REF!
2016-06-01 | -14 | #REF! | #REF! |  | #REF! | #REF!
2016-07-01 | -13 | #REF! | #REF! |  | #REF! | #REF!
2016-08-01 | -13 | #REF! | #REF! |  | #REF! | #REF!
2016-09-01 | -13 | #REF! | #REF! |  | #REF! | #REF!
2016-10-01 | -12 | #REF! | #REF! |  | #REF! | #REF!
2016-11-01 | -12 | #REF! | #REF! |  | #REF! | #REF!
2016-12-01 | -12 | #REF! | #REF! |  | #REF! | #REF!
2017-01-01 | -11 | #REF! | #REF! |  | #REF! | #REF!
2017-02-01 | -11 | #REF! | #REF! |  | #REF! | #REF!
2017-03-01 | -11 | #REF! | #REF! |  | #REF! | #REF!
2017-04-01 | -10 | #REF! | #REF! |  | #REF! | #REF!
2017-05-01 | -10 | #REF! | #REF! |  | #REF! | #REF!
2017-06-01 | -10 | #REF! | #REF! |  | #REF! | #REF!
2017-07-01 | -9 | #REF! | #REF! |  | #REF! | #REF!
2017-08-01 | -9 | #REF! | #REF! |  | #REF! | #REF!
2017-09-01 | -9 | #REF! | #REF! |  | #REF! | #REF!
2017-10-01 | -8 | #REF! | #REF! |  | #REF! | #REF!
2017-11-01 | -8 | #REF! | #REF! |  | #REF! | #REF!
2017-12-01 | -8 | #REF! | #REF! |  | #REF! | #REF!
2018-01-01 | -7 | #REF! | #REF! |  | #REF! | #REF!
2018-02-01 | -7 | #REF! | #REF! |  | #REF! | #REF!
2018-03-01 | -7 | #REF! | #REF! |  | #REF! | #REF!
2018-04-01 | -6 | #REF! | #REF! |  | #REF! | #REF!
2018-05-01 | -6 | #REF! | #REF! |  | #REF! | #REF!
2018-06-01 | -6 | #REF! | #REF! |  | #REF! | #REF!
2018-07-01 | -5 | #REF! | #REF! |  | #REF! | #REF!
2018-08-01 | -5 | #REF! | #REF! |  | #REF! | #REF!
2018-09-01 | -5 | #REF! | #REF! |  | #REF! | #REF!
2018-10-01 | -4 | #REF! | #REF! |  | #REF! | #REF!
2018-11-01 | -4 | #REF! | #REF! |  | #REF! | #REF!
2018-12-01 | -4 | #REF! | #REF! |  | #REF! | #REF!
2019-01-01 | -3 | #VALUE! | #VALUE! |  | #VALUE! | #VALUE!
2019-02-01 | -3 | #VALUE! | #VALUE! |  | #VALUE! | #VALUE!
2019-03-01 | -3 | #VALUE! | #VALUE! |  | #VALUE! | #VALUE!
2019-04-01 | -2 | 2342.3016 | 2407.1223 |  | 1220755.5364 | 19516.4602
2019-05-01 | -2 | 2342.3016 | 2407.1223 |  | 1220755.5364 | 19516.4602
2019-06-01 | -2 | 2342.3016 | 2407.1223 |  | 1220755.5364 | 19516.4602
2019-07-01 | -1 | 6674.6947 | 6758.3965 |  | 3384371.9279 | 59516.691
2019-08-01 | -1 | 6674.6947 | 6758.3965 |  | 3384371.9279 | 59516.691
2019-09-01 | -1 | 6674.6947 | 6758.3965 |  | 3384371.9279 | 59516.691
2019-10-01 | 0 | 0 | 0 |  | 0 | 0
2019-11-01 | 0 | 0 | 0 |  | 0 | 0
2019-12-01 | 0 | 0 | 0 |  | 0 | 0
2020-01-01 | 1 | 0 | 0 |  | 0 | 0
2020-02-01 | 1 | 0 | 0 |  | 0 | 0
2020-03-01 | 1 | 0 | 0 |  | 0 | 0
2020-04-01 | 2 | 18.2602 | 19.6465 |  | 37930.8774 | 575.1775
2020-05-01 | 2 | 18.2602 | 19.6465 |  | 37930.8774 | 575.1775
2020-06-01 | 2 | 18.2602 | 19.6465 |  | 37930.8774 | 575.1775
2020-07-01 | 3 | 36.8197 | 39.6151 |  | 76483.5725 | 1159.7842
2020-08-01 | 3 | 36.8197 | 39.6151 |  | 76483.5725 | 1159.7842
2020-09-01 | 3 | 36.8197 | 39.6151 |  | 76483.5725 | 1159.7842
2020-10-01 | 4 | 55.6786 | 59.9057 |  | 115658.0852 | 49.0829
2020-11-01 | 4 | 41.3478 | 41.3478 |  | 129446.123 | 49.0829
2020-12-01 | 4 | 41.3478 | 41.3478 |  | 129446.123 | 49.0829
2021-01-01 | 5 | 55.5749 | 55.5749 |  | 173986.7244 | 65.9716
2021-02-01 | 5 | 55.5749 | 55.5749 |  | 173986.7244 | 65.9716
2021-03-01 | 5 | 55.5749 | 55.5749 |  | 173986.7244 | 65.9716
2021-04-01 | 6 | 94.2944 | 101.4532 |  | 195872.5637 | 2970.1791
2021-05-01 | 6 | 94.2944 | 101.4532 |  | 195872.5637 | 2970.1791
2021-06-01 | 6 | 94.2944 | 101.4532 |  | 195872.5637 | 2970.1791
2021-07-01 | 7 | 114.0513 | 122.7101 |  | 236912.5295 | 3592.5023
2021-08-01 | 7 | 114.0513 | 122.7101 |  | 236912.5295 | 3592.5023
2021-09-01 | 7 | 114.0513 | 122.7101 |  | 236912.5295 | 3592.5023
2021-10-01 | 8 | 134.1076 | 144.2891 |  | 278574.3129 | 118.2211
2021-11-01 | 8 | 99.5903 | 99.5903 |  | 311784.2102 | 118.2211
2021-12-01 | 8 | 99.5903 | 99.5903 |  | 311784.2102 | 118.2211
2022-01-01 | 9 | 114.7067 | 114.7067 |  | 359108.5993 | 136.1653
2022-02-01 | 9 | 114.7067 | 114.7067 |  | 359108.5993 | 136.1653
2022-03-01 | 9 | 114.7067 | 114.7067 |  | 359108.5993 | 136.1653
2022-04-01 | 10 | 175.1182 | 188.4132 |  | 363763.3326 | 5516.0469
2022-05-01 | 10 | 175.1182 | 188.4132 |  | 363763.3326 | 5516.0469
2022-06-01 | 10 | 175.1182 | 188.4132 |  | 363763.3326 | 5516.0469
2022-07-01 | 11 | 196.0725 | 210.9583 |  | 407290.569 | 6176.0867
2022-08-01 | 11 | 196.0725 | 210.9583 |  | 407290.569 | 6176.0867
2022-09-01 | 11 | 196.0725 | 210.9583 |  | 407290.569 | 6176.0867
2022-10-01 | 12 | 217.3261 | 233.8256 |  | 451439.6231 | 191.5815
2022-11-01 | 12 | 161.3896 | 161.3896 |  | 505257.4478 | 191.5815
2022-12-01 | 12 | 161.3896 | 161.3896 |  | 505257.4478 | 191.5815
2023-01-01 | 13 | 177.3952 | 177.3952 |  | 555365.6244 | 210.5813
2023-02-01 | 13 | 177.3952 | 177.3952 |  | 555365.6244 | 210.5813
2023-03-01 | 13 | 177.3952 | 177.3952 |  | 555365.6244 | 210.5813
2023-04-01 | 14 | 238.8791 | 257.0149 |  | 496210.4948 | 7524.4537
2023-05-01 | 14 | 238.8791 | 257.0149 |  | 496210.4948 | 7524.4537
2023-06-01 | 14 | 238.8791 | 257.0149 |  | 496210.4948 | 7524.4537
2023-07-01 | 15 | 238.8791 | 257.0149 |  | 496210.4948 | 7524.4537
2023-08-01 | 15 | 238.8791 | 257.0149 |  | 496210.4948 | 7524.4537
2023-09-01 | 15 | 238.8791 | 257.0149 |  | 496210.4948 | 7524.4537
2023-10-01 | 16 | 238.8791 | 257.0149 |  | 496210.4948 | 210.5813
2023-11-01 | 16 | 177.3952 | 177.3952 |  | 555365.6244 | 210.5813
2023-12-01 | 16 | 177.3952 | 177.3952 |  | 555365.6244 | 210.5813

## COMM 5-7yr Output by Measure
Marin Clean Energy
MCE Commercial
PG&E | [7 empty] | Levelized Benefits less Costs (TRC) |  |  |  | Levelized Benefits less Costs (PAC) |  |  |  | Benefit Cost Ratios
Net Impacts by Measure | [7 empty] | No Allocated Admin |  | w/ Allocated Admin |  | No Allocated Admin |  | w/ Allocated Admin |  | No Allocated Admin |  | w/ Allocated Admin
| Wtd Avg Net Avg Jul-Sep (kW) | Wtd Avg Net Dec-Feb Pk (kW) | Wtd Avg Net User Entered kW | Wtd Avg Annual kWh adj for Net to gross | Wtd Avg Lifecycle kWh (Annual * Measure Life) | Wtd Avg Annual Therms | Wtd Avg Lifecycle Therms | Electric ($/kWh) | Gas ($/Th) | Electric ($/kWh) | Gas ($/Th) | Electric ($/kWh) | Gas ($/Th) | Electric ($/kWh) | Gas ($/Th) | TRC | PAC | TRC | PAC
Total or Average | 238.5202 | 177.2103 | 238.5202 | 5926312.8394 | 83769001.001 | 69976.1475 | 902112.1501 | 0.13167 | 0.49671 | 0.063069 | -0.65843 | 0.14479 | 0.78043 | 0.076192 | -0.3747
MCE Commercialprogram, Tier 1 rebates | 0 | 0 | 0 | 0 | 0 | 0 | 0 | 0 | 0 | 0 | 0 | 0 | 0 | 0 | 0 | 0 | 0 | 0 | 0
Night cover reduces infiltration by 50% for 4 hours/night | -0.0082952 | -0.0061385 | -0.0082952 | 33.3963 | 166.9815 | 2.8872 | 14.4358 | -0.49866 | -6.2399 | -0.54384 | -6.8053 | -0.24065 | -3.0113 | -0.28583 | -3.5767 | 0.17623 | 0.30715 | 0.16399 | 0.27179
Night cover reduces infiltration by 50% for 4 hours/night | -0.0076704 | -0.0056761 | -0.0076704 | 34.2581 | 171.2907 | 3.4905 | 17.4523 | -0.4489 | -5.1816 | -0.49788 | -5.747 | -0.20827 | -2.4041 | -0.25725 | -2.9694 | 0.20485 | 0.35703 | 0.1885 | 0.31014
Night cover reduces infiltration by 50% for 4 hours/night | -0.0076704 | -0.0056761 | -0.0076704 | 34.2581 | 171.2907 | 3.4905 | 17.4523 | -0.44828 | -5.1914 | -0.4971 | -5.7567 | -0.20808 | -2.4097 | -0.2569 | -2.975 | 0.20455 | 0.3565 | 0.18824 | 0.30973
Night cover reduces infiltration by 50% for 4 hours/night | -0.0060544 | -0.0044803 | -0.0060544 | 32.319 | 161.595 | 2.564 | 12.8199 | -0.55947 | -6.6012 | -0.60739 | -7.1666 | -0.27278 | -3.2186 | -0.3207 | -3.784 | 0.16821 | 0.29317 | 0.15702 | 0.26079
Open fixture is retrofitted with doors and additional lighting | 0.10213 | 0.075575 | 0.10213 | 269.325 | 3231.9 | 55.3732 | 664.4786 | -0.032176 | -0.26285 | -0.11103 | -0.90706 | 0.060903 | 0.49753 | -0.017955 | -0.14668 | 0.85266 | 1.4861 | 0.62644 | 0.91205
Open fixture is retrofitted with doors and additional lighting | 0.047617 | 0.035236 | 0.047617 | 269.325 | 3231.9 | 65.0689 | 780.827 | -0.017764 | -0.17018 | -0.085008 | -0.81439 | 0.057484 | 0.5507 | -0.0097607 | -0.093509 | 0.89938 | 1.5675 | 0.6513 | 0.94209
Open fixture is retrofitted with doors and additional lighting | 0.047617 | 0.035236 | 0.047617 | 269.325 | 3231.9 | 65.0689 | 780.827 | -0.017694 | -0.16918 | -0.085071 | -0.81339 | 0.057657 | 0.55128 | -0.0097197 | -0.092934 | 0.89991 | 1.5684 | 0.65158 | 0.94242
Open fixture is retrofitted with doors and additional lighting | 0.1366 | 0.10109 | 0.1366 | 262.8612 | 3154.3344 | 50.2022 | 602.4262 | -0.044139 | -0.33377 | -0.12933 | -0.97798 | 0.060414 | 0.45684 | -0.024778 | -0.18737 | 0.82006 | 1.4292 | 0.60867 | 0.89033
Replace open fixtures with fixtures having doors | 0.10708 | 0.079242 | 0.10708 | 310.2624 | 3723.1488 | 55.3732 | 664.4786 | -0.25428 | -2.1196 | -0.33157 | -2.7638 | -0.068119 | -0.56781 | -0.1454 | -1.212 | 0.41781 | 0.72818 | 0.35499 | 0.55655
Replace open fixtures with fixtures having doors | 0.051279 | 0.037947 | 0.051279 | 308.1078 | 3697.2936 | 65.0689 | 780.827 | -0.2027 | -1.9519 | -0.2696 | -2.5961 | -0.048975 | -0.47162 | -0.11587 | -1.1158 | 0.43798 | 0.76333 | 0.36945 | 0.57685
Replace open fixtures with fixtures having doors | 0.051279 | 0.037947 | 0.051279 | 308.1078 | 3697.2936 | 65.0689 | 780.827 | -0.20285 | -1.9498 | -0.26988 | -2.594 | -0.048939 | -0.4704 | -0.11596 | -1.1146 | 0.43825 | 0.7638 | 0.36964 | 0.57712
Replace open fixtures with fixtures having doors | 0.14177 | 0.10491 | 0.14177 | 303.7986 | 3645.5832 | 50.2022 | 602.4262 | -0.28993 | -2.2569 | -0.37269 | -2.9011 | -0.083063 | -0.64658 | -0.16582 | -1.2908 | 0.40263 | 0.70172 | 0.34397 | 0.54096
0 | 0 | 0 | 0 | 0 | 0 | 0 | 0 | 0 | 0 | 0 | 0 | 0 | 0 | 0 | 0 | 0 | 0 | 0 | 0
SCT controlled to 70degF | 0.43631 | 0.32287 | 0.43631 | 44438.625 | 711018 | 10.5037 | 168.0588 | 0.14401 | 1.5355 | 0.080426 | 0.85751 | 0.14663 | 1.5633 | 0.083038 | 0.88537 | 24.492 | 42.6861 | 2.1536 | 2.2375
SCT controlled to 70degF | -0.13008 | -0.096262 | -0.13008 | 39321.45 | 629143.2 | 11.7695 | 188.312 | 0.1421 | 1.5289 | 0.079087 | 0.85093 | 0.14495 | 1.5596 | 0.081937 | 0.88159 | 22.2505 | 38.7794 | 2.1347 | 2.2257
SCT controlled to 70degF | -0.13008 | -0.096262 | -0.13008 | 39321.45 | 629143.2 | 11.7695 | 188.312 | 0.14209 | 1.5289 | 0.079084 | 0.85092 | 0.14494 | 1.5596 | 0.081934 | 0.88159 | 22.2496 | 38.7779 | 2.1347 | 2.2257
SCT controlled to 70degF | -0.29626 | -0.21923 | -0.29626 | 37166.85 | 594669.6 | 9.3725 | 149.9602 | 0.14094 | 1.5227 | 0.078187 | 0.84472 | 0.14402 | 1.556 | 0.08127 | 0.87803 | 20.4843 | 35.7012 | 2.1172 | 2.2147
Control SCT to wetbulb + 17degF TD, 70degF min, backflood setpoint of 68degF | 1.9795 | 1.4649 | 1.9795 | 47670.525 | 762728.4 | 8.7531 | 140.049 | 0.14695 | 1.5309 | 0.081867 | 0.85288 | 0.14981 | 1.5607 | 0.084731 | 0.88271 | 22.8714 | 39.8615 | 2.1403 | 2.2292
Control SCT to wetbulb + 17degF TD, 70degF min, backflood setpoint of 68degF | 0.76219 | 0.56402 | 0.76219 | 43092 | 689472 | 9.5072 | 152.1148 | 0.1433 | 1.5245 | 0.07957 | 0.84653 | 0.14636 | 1.557 | 0.082629 | 0.87907 | 20.9699 | 36.5476 | 2.1223 | 2.2179
Control SCT to wetbulb + 17degF TD, 70degF min, backflood setpoint of 68degF | 0.76219 | 0.56402 | 0.76219 | 43092 | 689472 | 9.5072 | 152.1148 | 0.14333 | 1.5245 | 0.079589 | 0.84655 | 0.14639 | 1.5571 | 0.082647 | 0.87908 | 20.9743 | 36.5553 | 2.1223 | 2.218
Control SCT to wetbulb + 17degF TD, 70degF min, backflood setpoint of 68degF | 1.4436 | 1.0683 | 1.4436 | 40937.4 | 654998.4 | 7.4603 | 119.3648 | 0.14522 | 1.52 | 0.080448 | 0.84204 | 0.14851 | 1.5545 | 0.083739 | 0.87649 | 19.8046 | 34.5165 | 2.1097 | 2.21
Control SCT to wetbulb + 17degF TD, 70degF min, backflood setpt of 68degF, var-spd cond | 2.4616 | 1.8216 | 2.4616 | 50094.45 | 801511.2 | 8.7531 | 140.049 | 0.14448 | 1.4969 | 0.079039 | 0.81891 | 0.14875 | 1.5412 | 0.083316 | 0.86322 | 15.3986 | 26.8375 | 2.0473 | 2.1703
Control SCT to wetbulb + 17degF TD, 70degF min, backflood setpt of 68degF, var-spd cond | 1.4705 | 1.0882 | 1.4705 | 45785.25 | 732564 | 9.561 | 152.9766 | 0.14103 | 1.4889 | 0.076815 | 0.81097 | 0.14555 | 1.5366 | 0.081333 | 0.85867 | 14.3056 | 24.9325 | 2.0267 | 2.157
Control SCT to wetbulb + 17degF TD, 70degF min, backflood setpt of 68degF, var-spd cond | 1.4705 | 1.0882 | 1.4705 | 45785.25 | 732564 | 9.561 | 152.9766 | 0.14109 | 1.489 | 0.076848 | 0.81101 | 0.14561 | 1.5367 | 0.081366 | 0.85869 | 14.311 | 24.942 | 2.0268 | 2.157
Control SCT to wetbulb + 17degF TD, 70degF min, backflood setpt of 68degF, var-spd cond | 1.8422 | 1.3632 | 1.8422 | 43630.65 | 698090.4 | 7.4872 | 119.7958 | 0.14234 | 1.4824 | 0.077241 | 0.80444 | 0.14719 | 1.5329 | 0.082088 | 0.85492 | 13.5166 | 23.5576 | 2.0101 | 2.1461
0 | 0 | 0 | 0 | 0 | 0 | 0 | 0 | 0 | 0 | 0 | 0 | 0 | 0 | 0 | 0 | 0 | 0 | 0 | 0
SST setpoint reset based on worst-case demand | 0.40722 | 0.30134 | 0.40722 | 1976.8455 | 31629.528 | 0.2327 | 3.7231 | 0.12922 | 1.2032 | 0.056407 | 0.52521 | 0.14742 | 1.3727 | 0.07461 | 0.69471 | 4.0257 | 7.0161 | 1.4883 | 1.7667
SST setpoint reset based on worst-case demand | 0.17291 | 0.12795 | 0.17291 | 1750.6125 | 28009.8 | 0.26125 | 4.1799 | 0.11048 | 1.1266 | 0.043995 | 0.44864 | 0.1303 | 1.3287 | 0.063817 | 0.65077 | 3.3757 | 5.8833 | 1.3894 | 1.685
SST setpoint reset based on worst-case demand | 0.17291 | 0.12795 | 0.17291 | 1750.6125 | 28009.8 | 0.26125 | 4.1799 | 0.11066 | 1.1271 | 0.044097 | 0.44918 | 0.13048 | 1.3291 | 0.063919 | 0.65108 | 3.3795 | 5.8899 | 1.39 | 1.6855
SST setpoint reset based on worst-case demand | 0.38244 | 0.28301 | 0.38244 | 1896.048 | 30336.768 | 0.20792 | 3.3267 | 0.12758 | 1.1922 | 0.055025 | 0.51421 | 0.14621 | 1.3664 | 0.073665 | 0.68839 | 3.9173 | 6.8272 | 1.4732 | 1.7544
0 | 0 | 0 | 0 | 0 | 0 | 0 | 0 | 0 | 0 | 0 | 0 | 0 | 0 | 0 | 0 | 0 | 0 | 0 | 0
Hot water boiler (< 300 kBtuh, 84.5% AFUE, atmospheric) | 0 | 0 | 0 | 0 | 0 | 0 | 0 | 0 | 0 | 0 | 0 | 0 | 0 | 0 | 0 | 0 | 0 | 0 | 0
Hot water boiler (< 300 kBtuh, 84.5% AFUE, atmospheric) | 0 | 0 | 0 | 0 | 0 | 0 | 0 | 0 | 0 | 0 | 0 | 0 | 0 | 0 | 0 | 0 | 0 | 0 | 0
Hot water boiler (< 300 kBtuh, 84.5% AFUE, atmospheric) | 0 | 0 | 0 | 0 | 0 | 0 | 0 | 0 | 0 | 0 | 0 | 0 | 0 | 0 | 0 | 0 | 0 | 0 | 0
Hot water boiler (< 300 kBtuh, 84.5% AFUE, atmospheric) | 0 | 0 | 0 | 0 | 0 | 0 | 0 | 0 | 0 | 0 | 0 | 0 | 0 | 0 | 0 | 0 | 0 | 0 | 0
Hot water boiler (< 300 kBtuh, 84.5% AFUE, forced draft) | 0 | 0 | 0 | 0 | 0 | 0 | 0 | 0 | 0 | 0 | 0 | 0 | 0 | 0 | 0 | 0 | 0 | 0 | 0
Hot water boiler (< 300 kBtuh, 84.5% AFUE, forced draft) | 0 | 0 | 0 | 0 | 0 | 0 | 0 | 0 | 0 | 0 | 0 | 0 | 0 | 0 | 0 | 0 | 0 | 0 | 0
Hot water boiler (< 300 kBtuh, 84.5% AFUE, forced draft) | 0 | 0 | 0 | 0 | 0 | 0 | 0 | 0 | 0 | 0 | 0 | 0 | 0 | 0 | 0 | 0 | 0 | 0 | 0
Hot water boiler (< 300 kBtuh, 84.5% AFUE, forced draft) | 0 | 0 | 0 | 0 | 0 | 0 | 0 | 0 | 0 | 0 | 0 | 0 | 0 | 0 | 0 | 0 | 0 | 0 | 0
Hot water boiler (< 300 kBtuh, 94.0 AFUE, condensing) | 0 | 0 | 0 | 0 | 0 | 0 | 0 | 0 | 0 | 0 | 0 | 0 | 0 | 0 | 0 | 0 | 0 | 0 | 0
Hot water boiler (< 300 kBtuh, 94.0 AFUE, condensing) | 0 | 0 | 0 | 0 | 0 | 0 | 0 | 0 | 0 | 0 | 0 | 0 | 0 | 0 | 0 | 0 | 0 | 0 | 0
Hot water boiler (< 300 kBtuh, 94.0 AFUE, condensing) | 0 | 0 | 0 | 0 | 0 | 0 | 0 | 0 | 0 | 0 | 0 | 0 | 0 | 0 | 0 | 0 | 0 | 0 | 0
Hot water boiler (< 300 kBtuh, 94.0 AFUE, condensing) | 0 | 0 | 0 | 0 | 0 | 0 | 0 | 0 | 0 | 0 | 0 | 0 | 0 | 0 | 0 | 0 | 0 | 0 | 0
Hot water boiler (> 2500 kBtuh, 85.0% combustion efficiency, atmospheric) | 0 | 0 | 0 | 0 | 0 | 0 | 0 | 0 | 0 | 0 | 0 | 0 | 0 | 0 | 0 | 0 | 0 | 0 | 0
Hot water boiler (> 2500 kBtuh, 85.0% combustion efficiency, atmospheric) | 0 | 0 | 0 | 0 | 0 | 0 | 0 | 0 | 0 | 0 | 0 | 0 | 0 | 0 | 0 | 0 | 0 | 0 | 0
Hot water boiler (> 2500 kBtuh, 85.0% combustion efficiency, atmospheric) | 0 | 0 | 0 | 0 | 0 | 0 | 0 | 0 | 0 | 0 | 0 | 0 | 0 | 0 | 0 | 0 | 0 | 0 | 0
Hot water boiler (> 2500 kBtuh, 85.0% combustion efficiency, atmospheric) | 0 | 0 | 0 | 0 | 0 | 0 | 0 | 0 | 0 | 0 | 0 | 0 | 0 | 0 | 0 | 0 | 0 | 0 | 0
Hot water boiler (> 2500 kBtuh, 85.0% combustion efficiency, forced draft) | 0 | 0 | 0 | 0 | 0 | 0 | 0 | 0 | 0 | 0 | 0 | 0 | 0 | 0 | 0 | 0 | 0 | 0 | 0
Hot water boiler (> 2500 kBtuh, 85.0% combustion efficiency, forced draft) | 0 | 0 | 0 | 0 | 0 | 0 | 0 | 0 | 0 | 0 | 0 | 0 | 0 | 0 | 0 | 0 | 0 | 0 | 0
Hot water boiler (> 2500 kBtuh, 85.0% combustion efficiency, forced draft) | 0 | 0 | 0 | 0 | 0 | 0 | 0 | 0 | 0 | 0 | 0 | 0 | 0 | 0 | 0 | 0 | 0 | 0 | 0
Hot water boiler (> 2500 kBtuh, 85.0% combustion efficiency, forced draft) | 0 | 0 | 0 | 0 | 0 | 0 | 0 | 0 | 0 | 0 | 0 | 0 | 0 | 0 | 0 | 0 | 0 | 0 | 0
Hot water boiler (300-2500 kBtuh, 85.0% thermal efficiency, atmospheric) | 0 | 0 | 0 | 0 | 0 | 0 | 0 | 0 | 0 | 0 | 0 | 0 | 0 | 0 | 0 | 0 | 0 | 0 | 0
Hot water boiler (300-2500 kBtuh, 85.0% thermal efficiency, atmospheric) | 0 | 0 | 0 | 0 | 0 | 0 | 0 | 0 | 0 | 0 | 0 | 0 | 0 | 0 | 0 | 0 | 0 | 0 | 0
Hot water boiler (300-2500 kBtuh, 85.0% thermal efficiency, atmospheric) | 0 | 0 | 0 | 0 | 0 | 0 | 0 | 0 | 0 | 0 | 0 | 0 | 0 | 0 | 0 | 0 | 0 | 0 | 0
Hot water boiler (300-2500 kBtuh, 85.0% thermal efficiency, atmospheric) | 0 | 0 | 0 | 0 | 0 | 0 | 0 | 0 | 0 | 0 | 0 | 0 | 0 | 0 | 0 | 0 | 0 | 0 | 0
Hot water boiler (300-2500 kBtuh, 85.0% thermal efficiency, forced draft) | 0 | 0 | 0 | 0 | 0 | 0 | 0 | 0 | 0 | 0 | 0 | 0 | 0 | 0 | 0 | 0 | 0 | 0 | 0
Hot water boiler (300-2500 kBtuh, 85.0% thermal efficiency, forced draft) | 0 | 0 | 0 | 0 | 0 | 0 | 0 | 0 | 0 | 0 | 0 | 0 | 0 | 0 | 0 | 0 | 0 | 0 | 0
Hot water boiler (300-2500 kBtuh, 85.0% thermal efficiency, forced draft) | 0 | 0 | 0 | 0 | 0 | 0 | 0 | 0 | 0 | 0 | 0 | 0 | 0 | 0 | 0 | 0 | 0 | 0 | 0
Hot water boiler (300-2500 kBtuh, 85.0% thermal efficiency, forced draft) | 0 | 0 | 0 | 0 | 0 | 0 | 0 | 0 | 0 | 0 | 0 | 0 | 0 | 0 | 0 | 0 | 0 | 0 | 0
Hot water boiler (300-2500 kBtuh, 94.0% thermal efficiency, condensing) | -0.016909 | -0.024688 | -0.016909 | -682.5773 | -13651.5456 | 1432.3781 | 28647.5616 | 0.14281 | 0.73156 | 0.14281 | 0.087841 | 0.14281 | 1.0948 | 0.14281 | 0.45113 | 1.8416 | 3.4153 | 1.0138 | 1.3584
Hot water boiler (300-2500 kBtuh, 94.0% thermal efficiency, condensing) | -0.013755 | -0.020082 | -0.013755 | -636.0379 | -12720.7584 | 1292.76 | 25855.2 | 0.14185 | 0.64641 | 0.14185 | 0.0026941 | 0.14185 | 1.0489 | 0.14185 | 0.40521 | 1.6601 | 3.0787 | 0.95578 | 1.3009
Hot water boiler (300-2500 kBtuh, 94.0% thermal efficiency, condensing) | -0.013755 | -0.020082 | -0.013755 | -636.0379 | -12720.7584 | 1292.76 | 25855.2 | 0.14189 | 0.64641 | 0.14189 | 0.0026941 | 0.14189 | 1.0489 | 0.14189 | 0.40521 | 1.6601 | 3.0787 | 0.95577 | 1.3009
Hot water boiler (300-2500 kBtuh, 94.0% thermal efficiency, condensing) | -0.015151 | -0.022121 | -0.015151 | -558.4723 | -11169.4464 | 1158.313 | 23166.2592 | 0.14301 | 0.54502 | 0.14301 | -0.0987 | 0.14301 | 0.99426 | 0.14301 | 0.35054 | 1.4883 | 2.7601 | 0.89643 | 1.2408
0 | 0 | 0 | 0 | 0 | 0 | 0 | 0 | 0 | 0 | 0 | 0 | 0 | 0 | 0 | 0 | 0 | 0 | 0 | 0
Small storage HP water heater: 40 gallon, EF = 2.00, RE = 0.98, Cap = 4.5 kW, UA = 4.20 BTU/hr-F | 0 | 0 | 0 | 0 | 0 | 0 | 0 | 0 | 0 | 0 | 0 | 0 | 0 | 0 | 0 | 0 | 0 | 0 | 0
Small storage HP water heater: 40 gallon, EF = 2.00, RE = 0.98, Cap = 4.5 kW, UA = 4.20 BTU/hr-F | 0 | 0 | 0 | 0 | 0 | 0 | 0 | 0 | 0 | 0 | 0 | 0 | 0 | 0 | 0 | 0 | 0 | 0 | 0
Small storage HP water heater: 40 gallon, EF = 2.00, RE = 0.98, Cap = 4.5 kW, UA = 4.20 BTU/hr-F | 0 | 0 | 0 | 0 | 0 | 0 | 0 | 0 | 0 | 0 | 0 | 0 | 0 | 0 | 0 | 0 | 0 | 0 | 0
Small storage HP water heater: 40 gallon, EF = 2.00, RE = 0.98, Cap = 4.5 kW, UA = 4.20 BTU/hr-F | 0 | 0 | 0 | 0 | 0 | 0 | 0 | 0 | 0 | 0 | 0 | 0 | 0 | 0 | 0 | 0 | 0 | 0 | 0
Small storage HP water heater: 40 gallon, EF = 2.20, RE = 0.98, Cap = 4.5 kW, UA = 4.20 BTU/hr-F | 2.4603 | 3.592 | 2.4603 | 11816.6344 | 118166.3438 | 0 | 0 | 0.089517 | 0 | 0.01851 | 0 | 0.12333 | 0 | 0.052326 | 0 | 2.1455 | 3.7821 | 1.1241 | 1.4537
Small storage HP water heater: 40 gallon, EF = 2.20, RE = 0.98, Cap = 4.5 kW, UA = 4.20 BTU/hr-F | 2.4391 | 3.561 | 2.4391 | 11150.055 | 111500.55 | 0 | 0 | 0.079237 | 0 | 0.010605 | 0 | 0.11508 | 0 | 0.046442 | 0 | 1.9567 | 3.4494 | 1.07 | 1.4017
Small storage HP water heater: 40 gallon, EF = 2.20, RE = 0.98, Cap = 4.5 kW, UA = 4.20 BTU/hr-F | 2.4391 | 3.561 | 2.4391 | 11150.055 | 111500.55 | 0 | 0 | 0.07962 | 0 | 0.010825 | 0 | 0.11546 | 0 | 0.046663 | 0 | 1.9614 | 3.4575 | 1.0714 | 1.403
Small storage HP water heater: 40 gallon, EF = 2.20, RE = 0.98, Cap = 4.5 kW, UA = 4.20 BTU/hr-F | 2.2845 | 3.3354 | 2.2845 | 10725.8681 | 107258.6813 | 0 | 0 | 0.081715 | 0 | 0.010646 | 0 | 0.11897 | 0 | 0.047901 | 0 | 1.9491 | 3.4359 | 1.0677 | 1.3995
Small storage HP water heater: 40 gallon, EF = 2.40, RE = 0.98, Cap = 4.5 kW, UA = 4.20 BTU/hr-F | 2.6724 | 3.9017 | 2.6724 | 12998.2978 | 129982.9781 | 0 | 0 | 0.096337 | 0 | 0.02545 | 0 | 0.12708 | 0 | 0.056192 | 0 | 2.356 | 4.1532 | 1.1793 | 1.5054
Small storage HP water heater: 40 gallon, EF = 2.40, RE = 0.98, Cap = 4.5 kW, UA = 4.20 BTU/hr-F | 2.6542 | 3.8751 | 2.6542 | 12271.1203 | 122711.2031 | 0 | 0 | 0.086611 | 0 | 0.01806 | 0 | 0.11918 | 0 | 0.050624 | 0 | 2.1509 | 3.7917 | 1.1256 | 1.4551
Small storage HP water heater: 40 gallon, EF = 2.40, RE = 0.98, Cap = 4.5 kW, UA = 4.20 BTU/hr-F | 2.6542 | 3.8751 | 2.6542 | 12271.1203 | 122711.2031 | 0 | 0 | 0.08699 | 0 | 0.018278 | 0 | 0.11955 | 0 | 0.050842 | 0 | 2.156 | 3.8005 | 1.127 | 1.4564
Small storage HP water heater: 40 gallon, EF = 2.40, RE = 0.98, Cap = 4.5 kW, UA = 4.20 BTU/hr-F | 2.4815 | 3.623 | 2.4815 | 11816.6344 | 118166.3438 | 0 | 0 | 0.089341 | 0 | 0.018408 | 0 | 0.12316 | 0 | 0.052224 | 0 | 2.1432 | 3.7781 | 1.1235 | 1.4531
Small storage HP water heater: 50 gallon, EF = 2.00, RE = 0.98, Cap = 5 kW, UA = 4.20 BTU/hr-F | 0 | 0 | 0 | 0 | 0 | 0 | 0 | 0 | 0 | 0 | 0 | 0 | 0 | 0 | 0 | 0 | 0 | 0 | 0
Small storage HP water heater: 50 gallon, EF = 2.00, RE = 0.98, Cap = 5 kW, UA = 4.20 BTU/hr-F | 0 | 0 | 0 | 0 | 0 | 0 | 0 | 0 | 0 | 0 | 0 | 0 | 0 | 0 | 0 | 0 | 0 | 0 | 0
Small storage HP water heater: 50 gallon, EF = 2.00, RE = 0.98, Cap = 5 kW, UA = 4.20 BTU/hr-F | 0 | 0 | 0 | 0 | 0 | 0 | 0 | 0 | 0 | 0 | 0 | 0 | 0 | 0 | 0 | 0 | 0 | 0 | 0
Small storage HP water heater: 50 gallon, EF = 2.00, RE = 0.98, Cap = 5 kW, UA = 4.20 BTU/hr-F | 0 | 0 | 0 | 0 | 0 | 0 | 0 | 0 | 0 | 0 | 0 | 0 | 0 | 0 | 0 | 0 | 0 | 0 | 0
Small storage HP water heater: 50 gallon, EF = 2.20, RE = 0.98, Cap = 5 kW, UA = 4.20 BTU/hr-F | 2.7148 | 3.9636 | 2.7148 | 13604.2791 | 136042.7906 | 0 | 0 | 0.11897 | 0 | 0.048362 | 0 | 0.13839 | 0 | 0.067782 | 0 | 3.4915 | 5.8848 | 1.4086 | 1.6851
Small storage HP water heater: 50 gallon, EF = 2.20, RE = 0.98, Cap = 5 kW, UA = 4.20 BTU/hr-F | 2.7178 | 3.968 | 2.7178 | 12877.1016 | 128771.0156 | 0 | 0 | 0.11101 | 0 | 0.04263 | 0 | 0.13152 | 0 | 0.063147 | 0 | 3.2005 | 5.3943 | 1.3588 | 1.6423
Small storage HP water heater: 50 gallon, EF = 2.20, RE = 0.98, Cap = 5 kW, UA = 4.20 BTU/hr-F | 2.7178 | 3.968 | 2.7178 | 12877.1016 | 128771.0156 | 0 | 0 | 0.11138 | 0 | 0.042843 | 0 | 0.13189 | 0 | 0.06336 | 0 | 3.2078 | 5.4066 | 1.3601 | 1.6435
Small storage HP water heater: 50 gallon, EF = 2.20, RE = 0.98, Cap = 5 kW, UA = 4.20 BTU/hr-F | 2.5482 | 3.7203 | 2.5482 | 12452.9147 | 124529.1469 | 0 | 0 | 0.11475 | 0 | 0.044057 | 0 | 0.13596 | 0 | 0.065273 | 0 | 3.1996 | 5.3929 | 1.3586 | 1.6422
Small storage HP water heater: 50 gallon, EF = 2.40, RE = 0.98, Cap = 5 kW, UA = 4.20 BTU/hr-F | 2.9481 | 4.3042 | 2.9481 | 14937.4378 | 149374.3781 | 0 | 0 | 0.12299 | 0 | 0.052486 | 0 | 0.14068 | 0 | 0.070173 | 0 | 3.8281 | 6.4522 | 1.4604 | 1.7286
Small storage HP water heater: 50 gallon, EF = 2.40, RE = 0.98, Cap = 5 kW, UA = 4.20 BTU/hr-F | 2.9542 | 4.3131 | 2.9542 | 14149.6622 | 141496.6219 | 0 | 0 | 0.11537 | 0 | 0.047064 | 0 | 0.13404 | 0 | 0.065736 | 0 | 3.5128 | 5.9208 | 1.4121 | 1.688
Small storage HP water heater: 50 gallon, EF = 2.40, RE = 0.98, Cap = 5 kW, UA = 4.20 BTU/hr-F | 2.9542 | 4.3131 | 2.9542 | 14149.6622 | 141496.6219 | 0 | 0 | 0.11573 | 0 | 0.047275 | 0 | 0.1344 | 0 | 0.065946 | 0 | 3.5208 | 5.9342 | 1.4134 | 1.6891
Small storage HP water heater: 50 gallon, EF = 2.40, RE = 0.98, Cap = 5 kW, UA = 4.20 BTU/hr-F | 2.7633 | 4.0344 | 2.7633 | 13695.1763 | 136951.7625 | 0 | 0 | 0.11917 | 0 | 0.048612 | 0 | 0.13846 | 0 | 0.067903 | 0 | 3.5123 | 5.92 | 1.412 | 1.688
Small storage HP water heater: 60 gallon, EF = 2.20, RE = 0.98, Cap = 5.5 kW, UA = 4.20 BTU/hr-F | 0 | 0 | 0 | 0 | 0 | 0 | 0 | 0 | 0 | 0 | 0 | 0 | 0 | 0 | 0 | 0 | 0 | 0 | 0
Small storage HP water heater: 60 gallon, EF = 2.20, RE = 0.98, Cap = 5.5 kW, UA = 4.20 BTU/hr-F | 0 | 0 | 0 | 0 | 0 | 0 | 0 | 0 | 0 | 0 | 0 | 0 | 0 | 0 | 0 | 0 | 0 | 0 | 0
Small storage HP water heater: 60 gallon, EF = 2.20, RE = 0.98, Cap = 5.5 kW, UA = 4.20 BTU/hr-F | 0 | 0 | 0 | 0 | 0 | 0 | 0 | 0 | 0 | 0 | 0 | 0 | 0 | 0 | 0 | 0 | 0 | 0 | 0
Small storage HP water heater: 60 gallon, EF = 2.20, RE = 0.98, Cap = 5.5 kW, UA = 4.20 BTU/hr-F | 0 | 0 | 0 | 0 | 0 | 0 | 0 | 0 | 0 | 0 | 0 | 0 | 0 | 0 | 0 | 0 | 0 | 0 | 0
Small storage HP water heater: 60 gallon, EF = 2.40, RE = 0.98, Cap = 5.5 kW, UA = 4.20 BTU/hr-F | 0 | 0 | 0 | 0 | 0 | 0 | 0 | 0 | 0 | 0 | 0 | 0 | 0 | 0 | 0 | 0 | 0 | 0 | 0
Small storage HP water heater: 60 gallon, EF = 2.40, RE = 0.98, Cap = 5.5 kW, UA = 4.20 BTU/hr-F | 0 | 0 | 0 | 0 | 0 | 0 | 0 | 0 | 0 | 0 | 0 | 0 | 0 | 0 | 0 | 0 | 0 | 0 | 0
Small storage HP water heater: 60 gallon, EF = 2.40, RE = 0.98, Cap = 5.5 kW, UA = 4.20 BTU/hr-F | 0 | 0 | 0 | 0 | 0 | 0 | 0 | 0 | 0 | 0 | 0 | 0 | 0 | 0 | 0 | 0 | 0 | 0 | 0
Small storage HP water heater: 60 gallon, EF = 2.40, RE = 0.98, Cap = 5.5 kW, UA = 4.20 BTU/hr-F | 0 | 0 | 0 | 0 | 0 | 0 | 0 | 0 | 0 | 0 | 0 | 0 | 0 | 0 | 0 | 0 | 0 | 0 | 0
Small storage HP water heater: 75 gallon, EF = 2.20, RE = 0.98, Cap = 5.5 kW, UA = 4.20 BTU/hr-F | 0 | 0 | 0 | 0 | 0 | 0 | 0 | 0 | 0 | 0 | 0 | 0 | 0 | 0 | 0 | 0 | 0 | 0 | 0
Small storage HP water heater: 75 gallon, EF = 2.20, RE = 0.98, Cap = 5.5 kW, UA = 4.20 BTU/hr-F | 0 | 0 | 0 | 0 | 0 | 0 | 0 | 0 | 0 | 0 | 0 | 0 | 0 | 0 | 0 | 0 | 0 | 0 | 0
Small storage HP water heater: 75 gallon, EF = 2.20, RE = 0.98, Cap = 5.5 kW, UA = 4.20 BTU/hr-F | 0 | 0 | 0 | 0 | 0 | 0 | 0 | 0 | 0 | 0 | 0 | 0 | 0 | 0 | 0 | 0 | 0 | 0 | 0
Small storage HP water heater: 75 gallon, EF = 2.20, RE = 0.98, Cap = 5.5 kW, UA = 4.20 BTU/hr-F | 0 | 0 | 0 | 0 | 0 | 0 | 0 | 0 | 0 | 0 | 0 | 0 | 0 | 0 | 0 | 0 | 0 | 0 | 0
Small storage HP water heater: 75 gallon, EF = 2.40, RE = 0.98, Cap = 5.5 kW, UA = 4.20 BTU/hr-F | 0 | 0 | 0 | 0 | 0 | 0 | 0 | 0 | 0 | 0 | 0 | 0 | 0 | 0 | 0 | 0 | 0 | 0 | 0
Small storage HP water heater: 75 gallon, EF = 2.40, RE = 0.98, Cap = 5.5 kW, UA = 4.20 BTU/hr-F | 0 | 0 | 0 | 0 | 0 | 0 | 0 | 0 | 0 | 0 | 0 | 0 | 0 | 0 | 0 | 0 | 0 | 0 | 0
Small storage HP water heater: 75 gallon, EF = 2.40, RE = 0.98, Cap = 5.5 kW, UA = 4.20 BTU/hr-F | 0 | 0 | 0 | 0 | 0 | 0 | 0 | 0 | 0 | 0 | 0 | 0 | 0 | 0 | 0 | 0 | 0 | 0 | 0
Small storage HP water heater: 75 gallon, EF = 2.40, RE = 0.98, Cap = 5.5 kW, UA = 4.20 BTU/hr-F | 0 | 0 | 0 | 0 | 0 | 0 | 0 | 0 | 0 | 0 | 0 | 0 | 0 | 0 | 0 | 0 | 0 | 0 | 0
Small storage Gas water heater: 40 gallon, EF = 0.70, RE = 0.82, Cap = 40kBTUh, UA = 4.63 BTU/hr-F, AuxBTUh: 350 | 0 | 0 | 0 | 0 | 0 | 929.1713 | 9291.7125 | 0 | 0.322 | 0 | -0.30233 | 0 | 0.59372 | 0 | -0.030605 | 1.2795 | 1.6743 | 0.82982 | 0.97966
Small storage Gas water heater: 40 gallon, EF = 0.70, RE = 0.82, Cap = 40kBTUh, UA = 4.63 BTU/hr-F, AuxBTUh: 350 | 0 | 0 | 0 | 0 | 0 | 913.0118 | 9130.1175 | 0 | 0.3016 | 0 | -0.32272 | 0 | 0.57813 | 0 | -0.046189 | 1.2572 | 1.6452 | 0.8204 | 0.96962
Small storage Gas water heater: 40 gallon, EF = 0.70, RE = 0.82, Cap = 40kBTUh, UA = 4.63 BTU/hr-F, AuxBTUh: 350 | 0 | 0 | 0 | 0 | 0 | 913.0118 | 9130.1175 | 0 | 0.3016 | 0 | -0.32272 | 0 | 0.57813 | 0 | -0.046189 | 1.2572 | 1.6452 | 0.8204 | 0.96962
Small storage Gas water heater: 40 gallon, EF = 0.70, RE = 0.82, Cap = 40kBTUh, UA = 4.63 BTU/hr-F, AuxBTUh: 350 | 0 | 0 | 0 | 0 | 0 | 856.4535 | 8564.535 | 0 | 0.22417 | 0 | -0.40015 | 0 | 0.51896 | 0 | -0.10536 | 1.1793 | 1.5433 | 0.78651 | 0.9333
Small storage Gas water heater: 40 gallon, EF = 0.82, RE = 0.9, Cap = 40kBTUh, UA = 2.61 BTU/hr-F, VentW: 50, AuxBTUh: 350 | -0.32481 | -0.47422 | -0.32481 | -1672.5082 | -16725.0825 | 3005.667 | 30056.67 | 0.16614 | 0.93989 | 0.16614 | 0.31557 | 0.16614 | 1.0659 | 0.16614 | 0.44157 | 2.5862 | 3.3843 | 1.1926 | 1.3381
Small storage Gas water heater: 40 gallon, EF = 0.82, RE = 0.9, Cap = 40kBTUh, UA = 2.61 BTU/hr-F, VentW: 50, AuxBTUh: 350 | -0.34662 | -0.50607 | -0.34662 | -1624.0297 | -16240.2975 | 2920.8296 | 29208.2962 | 0.16164 | 0.92437 | 0.16164 | 0.30005 | 0.16164 | 1.054 | 0.16164 | 0.42971 | 2.5179 | 3.2949 | 1.179 | 1.3254
Small storage Gas water heater: 40 gallon, EF = 0.82, RE = 0.9, Cap = 40kBTUh, UA = 2.61 BTU/hr-F, VentW: 50, AuxBTUh: 350 | -0.34662 | -0.50607 | -0.34662 | -1624.0297 | -16240.2975 | 2920.8296 | 29208.2962 | 0.16201 | 0.92437 | 0.16201 | 0.30005 | 0.16201 | 1.054 | 0.16201 | 0.42971 | 2.5175 | 3.2944 | 1.1788 | 1.3252
Small storage Gas water heater: 40 gallon, EF = 0.82, RE = 0.9, Cap = 40kBTUh, UA = 2.61 BTU/hr-F, VentW: 50, AuxBTUh: 350 | -0.3139 | -0.45829 | -0.3139 | -1551.312 | -15513.12 | 2751.1549 | 27511.5488 | 0.16667 | 0.89047 | 0.16667 | 0.26614 | 0.16667 | 1.0281 | 0.16667 | 0.4038 | 2.3646 | 3.0943 | 1.1425 | 1.2895
Small storage Gas water heater: 50 gallon, EF = 0.67, RE = 0.79, Cap = 40kBTUh, UA = 4.85 BTU/hr-F, AuxBTUh: 350 | 0 | 0 | 0 | 0 | 0 | 0 | 0 | 0 | 0 | 0 | 0 | 0 | 0 | 0 | 0 | 0 | 0 | 0 | 0
Small storage Gas water heater: 50 gallon, EF = 0.67, RE = 0.79, Cap = 40kBTUh, UA = 4.85 BTU/hr-F, AuxBTUh: 350 | 0 | 0 | 0 | 0 | 0 | 0 | 0 | 0 | 0 | 0 | 0 | 0 | 0 | 0 | 0 | 0 | 0 | 0 | 0
Small storage Gas water heater: 50 gallon, EF = 0.67, RE = 0.79, Cap = 40kBTUh, UA = 4.85 BTU/hr-F, AuxBTUh: 350 | 0 | 0 | 0 | 0 | 0 | 0 | 0 | 0 | 0 | 0 | 0 | 0 | 0 | 0 | 0 | 0 | 0 | 0 | 0
Small storage Gas water heater: 50 gallon, EF = 0.67, RE = 0.79, Cap = 40kBTUh, UA = 4.85 BTU/hr-F, AuxBTUh: 350 | 0 | 0 | 0 | 0 | 0 | 0 | 0 | 0 | 0 | 0 | 0 | 0 | 0 | 0 | 0 | 0 | 0 | 0 | 0
Small storage Gas water heater: 50 gallon, EF = 0.70, RE = 0.82, Cap = 40kBTUh, UA = 4.63 BTU/hr-F, AuxBTUh: 350 | 0 | 0 | 0 | 0 | 0 | 1179.6435 | 11796.435 | 0 | 0.46846 | 0 | -0.15587 | 0 | 0.71055 | 0 | 0.086224 | 1.4658 | 1.9305 | 0.90438 | 1.0621
Small storage Gas water heater: 50 gallon, EF = 0.70, RE = 0.82, Cap = 40kBTUh, UA = 4.63 BTU/hr-F, AuxBTUh: 350 | 0 | 0 | 0 | 0 | 0 | 1195.803 | 11958.03 | 0 | 0.48205 | 0 | -0.14228 | 0 | 0.72087 | 0 | 0.096543 | 1.4859 | 1.9569 | 0.91198 | 1.0701
Small storage Gas water heater: 50 gallon, EF = 0.70, RE = 0.82, Cap = 40kBTUh, UA = 4.63 BTU/hr-F, AuxBTUh: 350 | 0 | 0 | 0 | 0 | 0 | 1195.803 | 11958.03 | 0 | 0.48205 | 0 | -0.14228 | 0 | 0.72087 | 0 | 0.096543 | 1.4859 | 1.9569 | 0.91198 | 1.0701
Small storage Gas water heater: 50 gallon, EF = 0.70, RE = 0.82, Cap = 40kBTUh, UA = 4.63 BTU/hr-F, AuxBTUh: 350 | 0 | 0 | 0 | 0 | 0 | 1042.2877 | 10422.8775 | 0 | 0.33592 | 0 | -0.2884 | 0 | 0.60991 | 0 | -0.014408 | 1.2951 | 1.7057 | 0.83637 | 0.99032
Small storage Gas water heater: 50 gallon, EF = 0.82, RE = 0.9, Cap = 40kBTUh, UA = 2.61 BTU/hr-F, VentW: 50, AuxBTUh: 350 | -0.35026 | -0.51138 | -0.35026 | -1842.183 | -18421.83 | 3708.6053 | 37086.0525 | 0.16569 | 0.99432 | 0.16569 | 0.36999 | 0.16569 | 1.1098 | 0.16569 | 0.4855 | 2.9006 | 3.8202 | 1.2605 | 1.4078
Small storage Gas water heater: 50 gallon, EF = 0.82, RE = 0.9, Cap = 40kBTUh, UA = 2.61 BTU/hr-F, VentW: 50, AuxBTUh: 350 | -0.37328 | -0.545 | -0.37328 | -1793.7045 | -17937.045 | 3757.0838 | 37570.8375 | 0.16122 | 1.0005 | 0.16122 | 0.37619 | 0.16122 | 1.1145 | 0.16122 | 0.4902 | 2.9498 | 3.885 | 1.2725 | 1.42
Small storage Gas water heater: 50 gallon, EF = 0.82, RE = 0.9, Cap = 40kBTUh, UA = 2.61 BTU/hr-F, VentW: 50, AuxBTUh: 350 | -0.37328 | -0.545 | -0.37328 | -1793.7045 | -17937.045 | 3757.0838 | 37570.8375 | 0.16159 | 1.0005 | 0.16159 | 0.37619 | 0.16159 | 1.1145 | 0.16159 | 0.4902 | 2.9494 | 3.8845 | 1.2724 | 1.4198
Small storage Gas water heater: 50 gallon, EF = 0.82, RE = 0.9, Cap = 40kBTUh, UA = 2.61 BTU/hr-F, VentW: 50, AuxBTUh: 350 | -0.33814 | -0.49368 | -0.33814 | -1708.8671 | -17088.6713 | 3320.7772 | 33207.7725 | 0.16619 | 0.93828 | 0.16619 | 0.31395 | 0.16619 | 1.0673 | 0.16619 | 0.44295 | 2.5913 | 3.4128 | 1.1969 | 1.3466
Small storage Gas water heater: 60 gallon, EF = 0.78, RE = 0.9, Cap = 40kBTUh, UA = 4.13 BTU/hr-F, VentW: 50, AuxBTUh: 350 | 0 | 0 | 0 | 0 | 0 | 0 | 0 | 0 | 0 | 0 | 0 | 0 | 0 | 0 | 0 | 0 | 0 | 0 | 0
Small storage Gas water heater: 60 gallon, EF = 0.78, RE = 0.9, Cap = 40kBTUh, UA = 4.13 BTU/hr-F, VentW: 50, AuxBTUh: 350 | 0 | 0 | 0 | 0 | 0 | 0 | 0 | 0 | 0 | 0 | 0 | 0 | 0 | 0 | 0 | 0 | 0 | 0 | 0
Small storage Gas water heater: 60 gallon, EF = 0.78, RE = 0.9, Cap = 40kBTUh, UA = 4.13 BTU/hr-F, VentW: 50, AuxBTUh: 350 | 0 | 0 | 0 | 0 | 0 | 0 | 0 | 0 | 0 | 0 | 0 | 0 | 0 | 0 | 0 | 0 | 0 | 0 | 0
Small storage Gas water heater: 60 gallon, EF = 0.78, RE = 0.9, Cap = 40kBTUh, UA = 4.13 BTU/hr-F, VentW: 50, AuxBTUh: 350 | 0 | 0 | 0 | 0 | 0 | 0 | 0 | 0 | 0 | 0 | 0 | 0 | 0 | 0 | 0 | 0 | 0 | 0 | 0
Small storage Gas water heater: 60 gallon, EF = 0.80, RE = 0.92, Cap = 40kBTUh, UA = 4.02 BTU/hr-F, VentW: 50, AuxBTUh: 350 | 0.031026 | 0.045298 | 0.031026 | 139.7797 | 1397.7967 | 1123.0852 | 11230.8525 | 0.041138 | 0.35849 | -0.030505 | -0.26583 | 0.07009 | 0.61078 | -0.0015537 | -0.013539 | 1.3213 | 1.7074 | 0.84722 | 0.9909
Small storage Gas water heater: 60 gallon, EF = 0.80, RE = 0.92, Cap = 40kBTUh, UA = 4.02 BTU/hr-F, VentW: 50, AuxBTUh: 350 | 0.03547 | 0.051786 | 0.03547 | 139.7797 | 1397.7967 | 1115.0055 | 11150.055 | 0.039138 | 0.35011 | -0.030654 | -0.27421 | 0.067554 | 0.6043 | -0.0022386 | -0.020025 | 1.3115 | 1.6947 | 0.84316 | 0.9866
Small storage Gas water heater: 60 gallon, EF = 0.80, RE = 0.92, Cap = 40kBTUh, UA = 4.02 BTU/hr-F, VentW: 50, AuxBTUh: 350 | 0.03547 | 0.051786 | 0.03547 | 139.7797 | 1397.7967 | 1115.0055 | 11150.055 | 0.039248 | 0.35015 | -0.030732 | -0.27417 | 0.067739 | 0.60433 | -0.002241 | -0.019993 | 1.3115 | 1.6948 | 0.84318 | 0.98662
Small storage Gas water heater: 60 gallon, EF = 0.80, RE = 0.92, Cap = 40kBTUh, UA = 4.02 BTU/hr-F, VentW: 50, AuxBTUh: 350 | 0.019391 | 0.028311 | 0.019391 | 122.0042 | 1220.0422 | 977.6498 | 9776.4975 | 0.021079 | 0.1918 | -0.047533 | -0.43252 | 0.052948 | 0.48179 | -0.015664 | -0.14253 | 1.1496 | 1.4855 | 0.77316 | 0.91184
Small storage Gas water heater: 60 gallon, EF = 0.82, RE = 0.92, Cap = 40kBTUh, UA = 3.26 BTU/hr-F, VentW: 50, AuxBTUh: 350 | 0.031753 | 0.04636 | 0.031753 | 144.6275 | 1446.2752 | 1155.4043 | 11554.0425 | 0.044657 | 0.38976 | -0.026875 | -0.23456 | 0.072754 | 0.63498 | 0.0012215 | 0.010661 | 1.3594 | 1.7567 | 0.86273 | 1.0073
Small storage Gas water heater: 60 gallon, EF = 0.82, RE = 0.92, Cap = 40kBTUh, UA = 3.26 BTU/hr-F, VentW: 50, AuxBTUh: 350 | 0.036359 | 0.053084 | 0.036359 | 143.8196 | 1438.1955 | 1155.4043 | 11554.0425 | 0.0435 | 0.3893 | -0.026261 | -0.23502 | 0.070912 | 0.63462 | 0.0011512 | 0.010302 | 1.3588 | 1.7559 | 0.86249 | 1.007
Small storage Gas water heater: 60 gallon, EF = 0.82, RE = 0.92, Cap = 40kBTUh, UA = 3.26 BTU/hr-F, VentW: 50, AuxBTUh: 350 | 0.036359 | 0.053084 | 0.036359 | 143.8196 | 1438.1955 | 1155.4043 | 11554.0425 | 0.043621 | 0.38934 | -0.026327 | -0.23498 | 0.071106 | 0.63466 | 0.0011577 | 0.010333 | 1.3589 | 1.756 | 0.86251 | 1.0071
Small storage Gas water heater: 60 gallon, EF = 0.82, RE = 0.92, Cap = 40kBTUh, UA = 3.26 BTU/hr-F, VentW: 50, AuxBTUh: 350 | 0.019876 | 0.029019 | 0.019876 | 126.0441 | 1260.441 | 1009.9688 | 10099.6875 | 0.025566 | 0.23283 | -0.042989 | -0.3915 | 0.05639 | 0.51354 | -0.012165 | -0.11079 | 1.1876 | 1.5346 | 0.79016 | 0.9301
Small storage Gas water heater: 75 gallon, EF = 0.78, RE = 0.9, Cap = 70kBTUh, UA = 4.03 BTU/hr-F, VentW: 50, AuxBTUh: 350 | 0 | 0 | 0 | 0 | 0 | 0 | 0 | 0 | 0 | 0 | 0 | 0 | 0 | 0 | 0 | 0 | 0 | 0 | 0
Small storage Gas water heater: 75 gallon, EF = 0.78, RE = 0.9, Cap = 70kBTUh, UA = 4.03 BTU/hr-F, VentW: 50, AuxBTUh: 350 | 0 | 0 | 0 | 0 | 0 | 0 | 0 | 0 | 0 | 0 | 0 | 0 | 0 | 0 | 0 | 0 | 0 | 0 | 0
Small storage Gas water heater: 75 gallon, EF = 0.78, RE = 0.9, Cap = 70kBTUh, UA = 4.03 BTU/hr-F, VentW: 50, AuxBTUh: 350 | 0 | 0 | 0 | 0 | 0 | 0 | 0 | 0 | 0 | 0 | 0 | 0 | 0 | 0 | 0 | 0 | 0 | 0 | 0
Small storage Gas water heater: 75 gallon, EF = 0.78, RE = 0.9, Cap = 70kBTUh, UA = 4.03 BTU/hr-F, VentW: 50, AuxBTUh: 350 | 0 | 0 | 0 | 0 | 0 | 0 | 0 | 0 | 0 | 0 | 0 | 0 | 0 | 0 | 0 | 0 | 0 | 0 | 0
Small storage Gas water heater: 75 gallon, EF = 0.80, RE = 0.92, Cap = 70kBTUh, UA = 3.92 BTU/hr-F, VentW: 50, AuxBTUh: 350 | 0 | 0 | 0 | 0 | 0 | 0 | 0 | 0 | 0 | 0 | 0 | 0 | 0 | 0 | 0 | 0 | 0 | 0 | 0
Small storage Gas water heater: 75 gallon, EF = 0.80, RE = 0.92, Cap = 70kBTUh, UA = 3.92 BTU/hr-F, VentW: 50, AuxBTUh: 350 | 0 | 0 | 0 | 0 | 0 | 0 | 0 | 0 | 0 | 0 | 0 | 0 | 0 | 0 | 0 | 0 | 0 | 0 | 0
Small storage Gas water heater: 75 gallon, EF = 0.80, RE = 0.92, Cap = 70kBTUh, UA = 3.92 BTU/hr-F, VentW: 50, AuxBTUh: 350 | 0 | 0 | 0 | 0 | 0 | 0 | 0 | 0 | 0 | 0 | 0 | 0 | 0 | 0 | 0 | 0 | 0 | 0 | 0
Small storage Gas water heater: 75 gallon, EF = 0.80, RE = 0.92, Cap = 70kBTUh, UA = 3.92 BTU/hr-F, VentW: 50, AuxBTUh: 350 | 0 | 0 | 0 | 0 | 0 | 0 | 0 | 0 | 0 | 0 | 0 | 0 | 0 | 0 | 0 | 0 | 0 | 0 | 0
Small storage Gas water heater: 75 gallon, EF = 0.82, RE = 0.94, Cap = 70kBTUh, UA = 3.83 BTU/hr-F, VentW: 50, AuxBTUh: 350 | 0 | 0 | 0 | 0 | 0 | 0 | 0 | 0 | 0 | 0 | 0 | 0 | 0 | 0 | 0 | 0 | 0 | 0 | 0
Small storage Gas water heater: 75 gallon, EF = 0.82, RE = 0.94, Cap = 70kBTUh, UA = 3.83 BTU/hr-F, VentW: 50, AuxBTUh: 350 | 0 | 0 | 0 | 0 | 0 | 0 | 0 | 0 | 0 | 0 | 0 | 0 | 0 | 0 | 0 | 0 | 0 | 0 | 0
Small storage Gas water heater: 75 gallon, EF = 0.82, RE = 0.94, Cap = 70kBTUh, UA = 3.83 BTU/hr-F, VentW: 50, AuxBTUh: 350 | 0 | 0 | 0 | 0 | 0 | 0 | 0 | 0 | 0 | 0 | 0 | 0 | 0 | 0 | 0 | 0 | 0 | 0 | 0
Small storage Gas water heater: 75 gallon, EF = 0.82, RE = 0.94, Cap = 70kBTUh, UA = 3.83 BTU/hr-F, VentW: 50, AuxBTUh: 350 | 0 | 0 | 0 | 0 | 0 | 0 | 0 | 0 | 0 | 0 | 0 | 0 | 0 | 0 | 0 | 0 | 0 | 0 | 0
0 | 0 | 0 | 0 | 0 | 0 | 0 | 0 | 0 | 0 | 0 | 0 | 0 | 0 | 0 | 0 | 0 | 0 | 0 | 0
Instantaneous Gas water heater: EF = 0.82, RE = 0.82, Cap = 150kBTUh, AuxBTUh: 350 | 0 | 0 | 0 | 0 | 0 | 0 | 0 | 0 | 0 | 0 | 0 | 0 | 0 | 0 | 0 | 0 | 0 | 0 | 0
Instantaneous Gas water heater: EF = 0.82, RE = 0.82, Cap = 150kBTUh, AuxBTUh: 350 | 0 | 0 | 0 | 0 | 0 | 0 | 0 | 0 | 0 | 0 | 0 | 0 | 0 | 0 | 0 | 0 | 0 | 0 | 0
Instantaneous Gas water heater: EF = 0.82, RE = 0.82, Cap = 150kBTUh, AuxBTUh: 350 | 0 | 0 | 0 | 0 | 0 | 0 | 0 | 0 | 0 | 0 | 0 | 0 | 0 | 0 | 0 | 0 | 0 | 0 | 0
Instantaneous Gas water heater: EF = 0.82, RE = 0.82, Cap = 150kBTUh, AuxBTUh: 350 | 0 | 0 | 0 | 0 | 0 | 0 | 0 | 0 | 0 | 0 | 0 | 0 | 0 | 0 | 0 | 0 | 0 | 0 | 0
Instantaneous Gas water heater: EF = 0.92, RE = 0.92, Cap = 150kBTUh, VentW: 50, AuxBTUh: 350 | 0.034844 | 0.050872 | 0.034844 | 181.7944 | 2726.9156 | 245.4224 | 3681.3361 | 0.13164 | 1.1959 | 0.057873 | 0.52578 | 0.15494 | 1.4077 | 0.081178 | 0.7375 | 4.0947 | 9.0562 | 1.4976 | 1.8729
Instantaneous Gas water heater: EF = 0.92, RE = 0.92, Cap = 150kBTUh, VentW: 50, AuxBTUh: 350 | 0.037116 | 0.05419 | 0.037116 | 177.2495 | 2658.7427 | 228.7579 | 3431.3688 | 0.12514 | 1.1683 | 0.053361 | 0.49819 | 0.14944 | 1.3952 | 0.077658 | 0.72503 | 3.8218 | 8.4527 | 1.4595 | 1.8456
Instantaneous Gas water heater: EF = 0.92, RE = 0.92, Cap = 150kBTUh, VentW: 50, AuxBTUh: 350 | 0.037116 | 0.05419 | 0.037116 | 177.2495 | 2658.7427 | 228.7579 | 3431.3688 | 0.12543 | 1.1684 | 0.053488 | 0.49826 | 0.14978 | 1.3952 | 0.077835 | 0.72506 | 3.8224 | 8.4541 | 1.4596 | 1.8457
Instantaneous Gas water heater: EF = 0.92, RE = 0.92, Cap = 150kBTUh, VentW: 50, AuxBTUh: 350 | 0.033632 | 0.049103 | 0.033632 | 168.1598 | 2522.397 | 216.6383 | 3249.5745 | 0.12659 | 1.1463 | 0.05258 | 0.47612 | 0.15297 | 1.3852 | 0.078965 | 0.71505 | 3.6284 | 8.025 | 1.4304 | 1.8244
0 | 0 | 0 | 0 | 0 | 0 | 0 | 0 | 0 | 0 | 0 | 0 | 0 | 0 | 0 | 0 | 0 | 0 | 0 | 0
Air cooled package reciprocating chiller (1.008 kW/ton) | 0.080447 | 0.04143 | 0.080447 | 205.9349 | 4118.6974 | 0 | 0 | -0.070918 | 0 | -0.1515 | 0 | -0.015003 | 0 | -0.095587 | 0 | 0.72849 | 0.92691 | 0.55673 | 0.66562
Air cooled package reciprocating chiller (1.008 kW/ton) | 0.063863 | 0.03289 | 0.063863 | 201.509 | 4030.1793 | 0 | 0 | -0.09384 | 0 | -0.16702 | 0 | -0.036762 | 0 | -0.10994 | 0 | 0.64805 | 0.82457 | 0.50849 | 0.61115
Air cooled package reciprocating chiller (1.008 kW/ton) | 0.063863 | 0.03289 | 0.063863 | 201.509 | 4030.1793 | 0 | 0 | -0.09331 | 0 | -0.16671 | 0 | -0.036231 | 0 | -0.10963 | 0 | 0.65004 | 0.8271 | 0.50972 | 0.61254
Air cooled package reciprocating chiller (1.008 kW/ton) | 0.12731 | 0.065565 | 0.12731 | 279.3529 | 5587.0574 | 0 | 0 | 0.0032052 | 0 | -0.079716 | 0 | 0.044434 | 0 | -0.038488 | 0 | 1.0166 | 1.2936 | 0.71066 | 0.83572
Air cooled package reciprocating chiller (1.008 kW/ton) | 0.078417 | 0.040385 | 0.078417 | 233.7921 | 4675.8411 | 0 | 0 | -0.045609 | 0 | -0.12372 | 0 | 0.0036361 | 0 | -0.074471 | 0 | 0.80173 | 1.0201 | 0.59851 | 0.71236
Air cooled package reciprocating chiller (1.008 kW/ton) | 0.061286 | 0.031562 | 0.061286 | 217.6505 | 4353.0102 | 0 | 0 | -0.076836 | 0 | -0.1489 | 0 | -0.023963 | 0 | -0.096023 | 0 | 0.68891 | 0.87655 | 0.53331 | 0.63925
Air cooled package reciprocating chiller (1.008 kW/ton) | 0.061286 | 0.031562 | 0.061286 | 217.6505 | 4353.0102 | 0 | 0 | -0.076364 | 0 | -0.14862 | 0 | -0.023491 | 0 | -0.095751 | 0 | 0.69081 | 0.87898 | 0.53445 | 0.64054
Air cooled package reciprocating chiller (1.008 kW/ton) | 0.12132 | 0.062481 | 0.12132 | 252.0164 | 5040.3276 | 0 | 0 | -0.015228 | 0 | -0.099256 | 0 | 0.030506 | 0 | -0.053522 | 0 | 0.92872 | 1.1817 | 0.66655 | 0.78755
Air cooled package reciprocating chiller (1.008 kW/ton) | 0.085134 | 0.043844 | 0.085134 | 108.8253 | 2176.5051 | 0 | 0 | -0.26234 | 0 | -0.36044 | 0 | -0.1566 | 0 | -0.25469 | 0 | 0.46891 | 0.59664 | 0.39122 | 0.47629
Air cooled package reciprocating chiller (1.008 kW/ton) | 0.012679 | 0.0065296 | 0.012679 | 83.5715 | 1671.431 | 0 | 0 | -0.48241 | 0 | -0.55035 | 0 | -0.3448 | 0 | -0.41274 | 0 | 0.24955 | 0.31752 | 0.2257 | 0.27989
Air cooled package reciprocating chiller (1.008 kW/ton) | 0.012679 | 0.0065296 | 0.012679 | 83.5715 | 1671.431 | 0 | 0 | -0.48216 | 0 | -0.5502 | 0 | -0.34455 | 0 | -0.41259 | 0 | 0.24995 | 0.31803 | 0.22602 | 0.28028
Air cooled package reciprocating chiller (1.008 kW/ton) | 0.12653 | 0.065162 | 0.12653 | 137.2031 | 2744.0627 | 0 | 0 | -0.14852 | 0 | -0.2517 | 0 | -0.064569 | 0 | -0.16775 | 0 | 0.62128 | 0.7905 | 0.49186 | 0.59223
Air cooled package reciprocating chiller (1.008 kW/ton) | 0.053866 | 0.027741 | 0.053866 | 139.0256 | 2780.5113 | 0 | 0 | -0.19682 | 0 | -0.27727 | 0 | -0.11403 | 0 | -0.19447 | 0 | 0.4911 | 0.62487 | 0.40655 | 0.49411
Air cooled package reciprocating chiller (1.008 kW/ton) | 0.044181 | 0.022753 | 0.044181 | 128.872 | 2577.4403 | 0 | 0 | -0.24179 | 0 | -0.31578 | 0 | -0.15262 | 0 | -0.22662 | 0 | 0.41948 | 0.53374 | 0.3562 | 0.43534
Air cooled package reciprocating chiller (1.008 kW/ton) | 0.044181 | 0.022753 | 0.044181 | 128.872 | 2577.4403 | 0 | 0 | -0.24121 | 0 | -0.31545 | 0 | -0.15205 | 0 | -0.22629 | 0 | 0.42086 | 0.53549 | 0.35719 | 0.4365
Air cooled package reciprocating chiller (1.008 kW/ton) | 0.10518 | 0.054168 | 0.10518 | 171.569 | 3431.3801 | 0 | 0 | -0.10166 | 0 | -0.1914 | 0 | -0.034539 | 0 | -0.12428 | 0 | 0.67577 | 0.85984 | 0.5254 | 0.63031
Air cooled package reciprocating chiller (1.008 kW/ton) | 0.078521 | 0.040438 | 0.078521 | 124.1858 | 2483.7151 | 0 | 0 | -0.21747 | 0 | -0.30883 | 0 | -0.12474 | 0 | -0.21609 | 0 | 0.49797 | 0.63361 | 0.41124 | 0.49956
Air cooled package reciprocating chiller (1.008 kW/ton) | 0.039859 | 0.020527 | 0.039859 | 96.5889 | 1931.7785 | 0 | 0 | -0.37649 | 0 | -0.4527 | 0 | -0.25737 | 0 | -0.33358 | 0 | 0.32341 | 0.4115 | 0.28445 | 0.35043
Air cooled package reciprocating chiller (1.008 kW/ton) | 0.039859 | 0.020527 | 0.039859 | 96.5889 | 1931.7785 | 0 | 0 | -0.3758 | 0 | -0.4523 | 0 | -0.25668 | 0 | -0.33318 | 0 | 0.32465 | 0.41308 | 0.28541 | 0.35157
Air cooled package reciprocating chiller (1.008 kW/ton) | 0.12757 | 0.065699 | 0.12757 | 154.6464 | 3092.9283 | 0 | 0 | -0.11489 | 0 | -0.21382 | 0 | -0.040285 | 0 | -0.13922 | 0 | 0.67033 | 0.85292 | 0.52211 | 0.62658
Air cooled package reciprocating chiller (1.008 kW/ton) | 0.084092 | 0.043308 | 0.084092 | 110.3873 | 2207.7468 | 0 | 0 | -0.25776 | 0 | -0.3549 | 0 | -0.15347 | 0 | -0.25062 | 0 | 0.47088 | 0.59914 | 0.39259 | 0.47788
Air cooled package reciprocating chiller (1.008 kW/ton) | 0.024499 | 0.012617 | 0.024499 | 82.5302 | 1650.6031 | 0 | 0 | -0.48045 | 0 | -0.55301 | 0 | -0.34092 | 0 | -0.41348 | 0 | 0.26286 | 0.33446 | 0.23653 | 0.29296
Air cooled package reciprocating chiller (1.008 kW/ton) | 0.024499 | 0.012617 | 0.024499 | 82.5302 | 1650.6031 | 0 | 0 | -0.47995 | 0 | -0.55272 | 0 | -0.34043 | 0 | -0.41319 | 0 | 0.26362 | 0.33543 | 0.23715 | 0.2937
Air cooled package reciprocating chiller (1.008 kW/ton) | 0.12653 | 0.065162 | 0.12653 | 136.4221 | 2728.4418 | 0 | 0 | -0.15019 | 0 | -0.25359 | 0 | -0.065765 | 0 | -0.16917 | 0 | 0.61916 | 0.78781 | 0.49053 | 0.59072
Air cooled package reciprocating chiller (1.008 kW/ton) | 0.057771 | 0.029752 | 0.057771 | 130.9548 | 2619.0958 | 0 | 0 | -0.21483 | 0 | -0.29767 | 0 | -0.12696 | 0 | -0.20981 | 0 | 0.47659 | 0.60641 | 0.39655 | 0.48249
Air cooled package reciprocating chiller (1.008 kW/ton) | 0.050195 | 0.02585 | 0.050195 | 110.3873 | 2207.7468 | 0 | 0 | -0.304 | 0 | -0.38156 | 0 | -0.19972 | 0 | -0.27728 | 0 | 0.37594 | 0.47834 | 0.32431 | 0.39776
Air cooled package reciprocating chiller (1.008 kW/ton) | 0.050195 | 0.02585 | 0.050195 | 110.3873 | 2207.7468 | 0 | 0 | -0.30324 | 0 | -0.38112 | 0 | -0.19896 | 0 | -0.27684 | 0 | 0.3775 | 0.48033 | 0.32547 | 0.39913
Air cooled package reciprocating chiller (1.008 kW/ton) | 0.10362 | 0.053363 | 0.10362 | 162.4568 | 3249.1368 | 0 | 0 | -0.11679 | 0 | -0.20762 | 0 | -0.045872 | 0 | -0.1367 | 0 | 0.64745 | 0.8238 | 0.50812 | 0.61073
Air cooled screw chiller (1.008 kW/ton) | 0.087216 | 0.044916 | 0.087216 | 228.8455 | 4576.9091 | 0 | 0 | -0.045803 | 0 | -0.12594 | 0 | 0.0045105 | 0 | -0.075629 | 0 | 0.80512 | 1.0244 | 0.6004 | 0.71445
Air cooled screw chiller (1.008 kW/ton) | 0.068107 | 0.035075 | 0.068107 | 225.4609 | 4509.2187 | 0 | 0 | -0.06654 | 0 | -0.13924 | 0 | -0.015546 | 0 | -0.088248 | 0 | 0.72066 | 0.91696 | 0.55214 | 0.66047
Air cooled screw chiller (1.008 kW/ton) | 0.068107 | 0.035075 | 0.068107 | 225.4609 | 4509.2187 | 0 | 0 | -0.066034 | 0 | -0.13895 | 0 | -0.015041 | 0 | -0.087957 | 0 | 0.72278 | 0.91966 | 0.55339 | 0.66187
Air cooled screw chiller (1.008 kW/ton) | 0.13382 | 0.068917 | 0.13382 | 306.9497 | 6138.9941 | 0 | 0 | 0.018456 | 0 | -0.063612 | 0 | 0.055988 | 0 | -0.02608 | 0 | 1.1053 | 1.4063 | 0.75286 | 0.88138
Air cooled screw chiller (1.008 kW/ton) | 0.083311 | 0.042905 | 0.083311 | 266.3355 | 5326.7098 | 0 | 0 | -0.019913 | 0 | -0.097022 | 0 | 0.023327 | 0 | -0.053783 | 0 | 0.90141 | 1.1469 | 0.65237 | 0.77197
Air cooled screw chiller (1.008 kW/ton) | 0.06743 | 0.034726 | 0.06743 | 250.4543 | 5009.0859 | 0 | 0 | -0.045382 | 0 | -0.11705 | 0 | 0.00055914 | 0 | -0.071109 | 0 | 0.78853 | 1.0033 | 0.59113 | 0.70412
Air cooled screw chiller (1.008 kW/ton) | 0.06743 | 0.034726 | 0.06743 | 250.4543 | 5009.0859 | 0 | 0 | -0.044932 | 0 | -0.11679 | 0 | 0.0010097 | 0 | -0.070849 | 0 | 0.79063 | 1.006 | 0.5923 | 0.70544
Air cooled screw chiller (1.008 kW/ton) | 0.13616 | 0.070123 | 0.13616 | 286.1219 | 5722.4381 | 0 | 0 | 0.009672 | 0 | -0.074136 | 0 | 0.049964 | 0 | -0.033844 | 0 | 1.0514 | 1.3378 | 0.72747 | 0.85395
Air cooled screw chiller (1.008 kW/ton) | 0.091642 | 0.047196 | 0.091642 | 121.0616 | 2421.2317 | 0 | 0 | -0.21516 | 0 | -0.31212 | 0 | -0.12008 | 0 | -0.21705 | 0 | 0.51553 | 0.65596 | 0.42315 | 0.51335
Air cooled screw chiller (1.008 kW/ton) | 0.014736 | 0.0075889 | 0.014736 | 94.2458 | 1884.9159 | 0 | 0 | -0.40919 | 0 | -0.47728 | 0 | -0.28718 | 0 | -0.35526 | 0 | 0.28207 | 0.3589 | 0.25197 | 0.31155
Air cooled screw chiller (1.008 kW/ton) | 0.014736 | 0.0075889 | 0.014736 | 94.2458 | 1884.9159 | 0 | 0 | -0.40893 | 0 | -0.47713 | 0 | -0.28691 | 0 | -0.35511 | 0 | 0.28253 | 0.35949 | 0.25234 | 0.31199
Air cooled screw chiller (1.008 kW/ton) | 0.14137 | 0.072805 | 0.14137 | 151.7826 | 3035.6519 | 0 | 0 | -0.10995 | 0 | -0.21357 | 0 | -0.034039 | 0 | -0.13766 | 0 | 0.68994 | 0.87787 | 0.53393 | 0.63995
Air cooled screw chiller (1.008 kW/ton) | 0.059255 | 0.030516 | 0.059255 | 158.5516 | 3171.0326 | 0 | 0 | -0.15073 | 0 | -0.23057 | 0 | -0.078111 | 0 | -0.15794 | 0 | 0.55567 | 0.70703 | 0.44982 | 0.54411
Air cooled screw chiller (1.008 kW/ton) | 0.049232 | 0.025354 | 0.049232 | 149.9602 | 2999.2032 | 0 | 0 | -0.18458 | 0 | -0.25812 | 0 | -0.10789 | 0 | -0.18143 | 0 | 0.48474 | 0.61677 | 0.40217 | 0.48903
Air cooled screw chiller (1.008 kW/ton) | 0.049232 | 0.025354 | 0.049232 | 149.9602 | 2999.2032 | 0 | 0 | -0.18403 | 0 | -0.2578 | 0 | -0.10734 | 0 | -0.18111 | 0 | 0.48627 | 0.61872 | 0.40323 | 0.49026
Air cooled screw chiller (1.008 kW/ton) | 0.11768 | 0.060604 | 0.11768 | 195.2606 | 3905.2125 | 0 | 0 | -0.06461 | 0 | -0.15393 | 0 | -0.0056313 | 0 | -0.094948 | 0 | 0.76549 | 0.97399 | 0.57808 | 0.68955
Air cooled screw chiller (1.008 kW/ton) | 0.083311 | 0.042905 | 0.083311 | 138.2445 | 2764.8904 | 0 | 0 | -0.1763 | 0 | -0.26634 | 0 | -0.093043 | 0 | -0.18308 | 0 | 0.54668 | 0.69559 | 0.44391 | 0.53731
Air cooled screw chiller (1.008 kW/ton) | 0.044181 | 0.022753 | 0.044181 | 108.8253 | 2176.5051 | 0 | 0 | -0.31451 | 0 | -0.39051 | 0 | -0.20877 | 0 | -0.28477 | 0 | 0.3633 | 0.46226 | 0.31486 | 0.38658
Air cooled screw chiller (1.008 kW/ton) | 0.044181 | 0.022753 | 0.044181 | 108.8253 | 2176.5051 | 0 | 0 | -0.31383 | 0 | -0.39012 | 0 | -0.20809 | 0 | -0.28438 | 0 | 0.36468 | 0.46401 | 0.31589 | 0.3878
Air cooled screw chiller (1.008 kW/ton) | 0.14241 | 0.073341 | 0.14241 | 171.8294 | 3436.587 | 0 | 0 | -0.079517 | 0 | -0.17864 | 0 | -0.012393 | 0 | -0.11151 | 0 | 0.7464 | 0.94971 | 0.56713 | 0.6773
Air cooled screw chiller (1.008 kW/ton) | 0.090601 | 0.046659 | 0.090601 | 122.6237 | 2452.4734 | 0 | 0 | -0.21161 | 0 | -0.30773 | 0 | -0.11773 | 0 | -0.21385 | 0 | 0.5175 | 0.65846 | 0.42447 | 0.51488
Air cooled screw chiller (1.008 kW/ton) | 0.028352 | 0.014601 | 0.028352 | 92.4234 | 1848.4672 | 0 | 0 | -0.40969 | 0 | -0.48256 | 0 | -0.28515 | 0 | -0.35802 | 0 | 0.29576 | 0.37632 | 0.26284 | 0.32459
Air cooled screw chiller (1.008 kW/ton) | 0.028352 | 0.014601 | 0.028352 | 92.4234 | 1848.4672 | 0 | 0 | -0.40917 | 0 | -0.48226 | 0 | -0.28464 | 0 | -0.35772 | 0 | 0.29664 | 0.37744 | 0.26354 | 0.32542
Air cooled screw chiller (1.008 kW/ton) | 0.14111 | 0.072671 | 0.14111 | 151.2619 | 3025.238 | 0 | 0 | -0.11087 | 0 | -0.21448 | 0 | -0.034768 | 0 | -0.13837 | 0 | 0.68813 | 0.87556 | 0.53284 | 0.63872
Air cooled screw chiller (1.008 kW/ton) | 0.062822 | 0.032353 | 0.062822 | 146.3153 | 2926.3059 | 0 | 0 | -0.17319 | 0 | -0.25552 | 0 | -0.094501 | 0 | -0.17683 | 0 | 0.52884 | 0.67288 | 0.43207 | 0.52366
Air cooled screw chiller (1.008 kW/ton) | 0.056261 | 0.028974 | 0.056261 | 125.4875 | 2509.7499 | 0 | 0 | -0.24529 | 0 | -0.32263 | 0 | -0.15369 | 0 | -0.23103 | 0 | 0.42675 | 0.54299 | 0.36143 | 0.44147
Air cooled screw chiller (1.008 kW/ton) | 0.056261 | 0.028974 | 0.056261 | 125.4875 | 2509.7499 | 0 | 0 | -0.24454 | 0 | -0.3222 | 0 | -0.15294 | 0 | -0.23059 | 0 | 0.4285 | 0.54522 | 0.36268 | 0.44294
Air cooled screw chiller (1.008 kW/ton) | 0.11585 | 0.059665 | 0.11585 | 180.1605 | 3603.2094 | 0 | 0 | -0.083853 | 0 | -0.17493 | 0 | -0.019865 | 0 | -0.11094 | 0 | 0.71947 | 0.91544 | 0.55144 | 0.65968
0 | 0 | 0 | 0 | 0 | 0 | 0 | 0 | 0 | 0 | 0 | 0 | 0 | 0 | 0 | 0 | 0 | 0 | 0 | 0
Hsp--Efficient HVAC Motors - Supply Fans, NumUnit: 282hp | 0.71531 | 0.36838 | 0.71531 | 4508.5975 | 63120.3644 | -9.1906 | -128.6684 | 0.097462 | 1.7338 | 0.021691 | 1.7338 | 0.14434 | 1.7338 | 0.068565 | 1.7338 | 2.1532 | 5.0723 | 1.1155 | 1.5893
Hsp--Efficient HVAC Motors - Supply Fans, NumUnit: 282hp | 0.74132 | 0.38178 | 0.74132 | 4595.3013 | 64334.2176 | -7.76 | -108.6399 | 0.093962 | 1.7338 | 0.020325 | 1.7338 | 0.13995 | 1.7338 | 0.066314 | 1.7338 | 2.1392 | 5.0393 | 1.1133 | 1.5893
Hsp--Efficient HVAC Motors - Supply Fans, NumUnit: 282hp | 0.74132 | 0.38178 | 0.74132 | 4595.3013 | 64334.2176 | -7.76 | -108.6399 | 0.094253 | 1.7338 | 0.020493 | 1.7338 | 0.14024 | 1.7338 | 0.066482 | 1.7338 | 2.1428 | 5.0479 | 1.1143 | 1.5902
Hsp--Efficient HVAC Motors - Supply Fans, NumUnit: 283hp | 0.71531 | 0.36838 | 0.71531 | 4421.8937 | 61906.5112 | -12.0085 | -168.1187 | 0.095706 | 1.7338 | 0.020003 | 1.7338 | 0.1435 | 1.7338 | 0.067796 | 1.7338 | 2.0958 | 4.937 | 1.0963 | 1.5686
Htl--Efficient HVAC Motors - Supply Fans, NumUnit: 27.5hp | 4.3411 | 2.2357 | 4.3411 | 33265.9467 | 465723.2538 | -133.8895 | -1874.4535 | 0.15249 | 1.7338 | 0.07808 | 1.7338 | 0.16585 | 1.7338 | 0.091438 | 1.7338 | 7.2691 | 17.124 | 1.7283 | 2.0023
Htl--Efficient HVAC Motors - Supply Fans, NumUnit: 27.2hp | 3.8987 | 2.0078 | 3.8987 | 30906.6597 | 432693.2358 | -153.3537 | -2146.9512 | 0.14605 | 1.7338 | 0.073615 | 1.7338 | 0.16043 | 1.7338 | 0.087992 | 1.7338 | 6.5016 | 15.3158 | 1.6674 | 1.9561
Htl--Efficient HVAC Motors - Supply Fans, NumUnit: 27.2hp | 3.8987 | 2.0078 | 3.8987 | 30906.6597 | 432693.2358 | -153.3537 | -2146.9512 | 0.14628 | 1.7338 | 0.073746 | 1.7338 | 0.16065 | 1.7338 | 0.088124 | 1.7338 | 6.5107 | 15.3373 | 1.668 | 1.9565
Htl--Efficient HVAC Motors - Supply Fans, NumUnit: 27.8hp | 6.0752 | 3.1287 | 6.0752 | 31260.5528 | 437647.7385 | -93.7817 | -1312.9432 | 0.15766 | 1.7338 | 0.080429 | 1.7338 | 0.17188 | 1.7338 | 0.094644 | 1.7338 | 7.1724 | 16.8961 | 1.738 | 2.0197
Nrs--Efficient HVAC Motors - Supply Fans, NumUnit: 2.61hp | 17.9306 | 9.2342 | 17.9306 | 106167.915 | 1486350.81 | -1899.226 | -26589.1645 | 0.17066 | 1.7338 | 0.0944 | 1.7338 | 0.17608 | 1.7338 | 0.099817 | 1.7338 | 15.8375 | 37.3086 | 1.7398 | 1.8572
Nrs--Efficient HVAC Motors - Supply Fans, NumUnit: 2.61hp | 14.8635 | 7.6547 | 14.8635 | 104398.4497 | 1461578.2965 | -1804.8546 | -25267.9638 | 0.16277 | 1.7338 | 0.089782 | 1.7338 | 0.16828 | 1.7338 | 0.095291 | 1.7338 | 14.8743 | 35.0396 | 1.7244 | 1.8477
Nrs--Efficient HVAC Motors - Supply Fans, NumUnit: 2.61hp | 14.8635 | 7.6547 | 14.8635 | 104398.4497 | 1461578.2965 | -1804.8546 | -25267.9638 | 0.16303 | 1.7338 | 0.089931 | 1.7338 | 0.16854 | 1.7338 | 0.095439 | 1.7338 | 14.9012 | 35.1029 | 1.7253 | 1.8484
Nrs--Efficient HVAC Motors - Supply Fans, NumUnit: 2.61hp | 15.8072 | 8.1407 | 15.8072 | 106167.915 | 1486350.81 | -2117.4601 | -29644.4412 | 0.16791 | 1.7338 | 0.092815 | 1.7338 | 0.17333 | 1.7338 | 0.098231 | 1.7338 | 15.1666 | 35.7282 | 1.6891 | 1.8047
OfL--Efficient HVAC Motors - Supply Fans, NumUnit: 233hp | 0 | 0 | 0 | 0 | 0 | 0 | 0 | 0 | 0 | 0 | 0 | 0 | 0 | 0 | 0 | 0 | 0 | 0 | 0
OfL--Efficient HVAC Motors - Supply Fans, NumUnit: 232hp | 0 | 0 | 0 | 0 | 0 | 0 | 0 | 0 | 0 | 0 | 0 | 0 | 0 | 0 | 0 | 0 | 0 | 0 | 0
OfL--Efficient HVAC Motors - Supply Fans, NumUnit: 232hp | 0 | 0 | 0 | 0 | 0 | 0 | 0 | 0 | 0 | 0 | 0 | 0 | 0 | 0 | 0 | 0 | 0 | 0 | 0
OfL--Efficient HVAC Motors - Supply Fans, NumUnit: 227hp | 0 | 0 | 0 | 0 | 0 | 0 | 0 | 0 | 0 | 0 | 0 | 0 | 0 | 0 | 0 | 0 | 0 | 0 | 0
Rt3--Efficient HVAC Motors - Supply Fans, NumUnit: 88.2hp | 0 | 0 | 0 | 0 | 0 | 0 | 0 | 0 | 0 | 0 | 0 | 0 | 0 | 0 | 0 | 0 | 0 | 0 | 0
Rt3--Efficient HVAC Motors - Supply Fans, NumUnit: 87.4hp | 0 | 0 | 0 | 0 | 0 | 0 | 0 | 0 | 0 | 0 | 0 | 0 | 0 | 0 | 0 | 0 | 0 | 0 | 0
Rt3--Efficient HVAC Motors - Supply Fans, NumUnit: 87.4hp | 0 | 0 | 0 | 0 | 0 | 0 | 0 | 0 | 0 | 0 | 0 | 0 | 0 | 0 | 0 | 0 | 0 | 0 | 0
Rt3--Efficient HVAC Motors - Supply Fans, NumUnit: 89.3hp | 0 | 0 | 0 | 0 | 0 | 0 | 0 | 0 | 0 | 0 | 0 | 0 | 0 | 0 | 0 | 0 | 0 | 0 | 0
Hsp--Efficient HVAC Motors - Return Fans, NumUnit: 96.2hp | 0 | 0 | 0 | 0 | 0 | 0 | 0 | 0 | 0 | 0 | 0 | 0 | 0 | 0 | 0 | 0 | 0 | 0 | 0
Hsp--Efficient HVAC Motors - Return Fans, NumUnit: 96.1hp | 0 | 0 | 0 | 0 | 0 | 0 | 0 | 0 | 0 | 0 | 0 | 0 | 0 | 0 | 0 | 0 | 0 | 0 | 0
Hsp--Efficient HVAC Motors - Return Fans, NumUnit: 96.1hp | 0 | 0 | 0 | 0 | 0 | 0 | 0 | 0 | 0 | 0 | 0 | 0 | 0 | 0 | 0 | 0 | 0 | 0 | 0
Hsp--Efficient HVAC Motors - Return Fans, NumUnit: 96.4hp | 0 | 0 | 0 | 0 | 0 | 0 | 0 | 0 | 0 | 0 | 0 | 0 | 0 | 0 | 0 | 0 | 0 | 0 | 0
Htl--Efficient HVAC Motors - Return Fans, NumUnit: 6.9hp | 0 | 0 | 0 | 0 | 0 | 0 | 0 | 0 | 0 | 0 | 0 | 0 | 0 | 0 | 0 | 0 | 0 | 0 | 0
Htl--Efficient HVAC Motors - Return Fans, NumUnit: 6.78hp | 0 | 0 | 0 | 0 | 0 | 0 | 0 | 0 | 0 | 0 | 0 | 0 | 0 | 0 | 0 | 0 | 0 | 0 | 0
Htl--Efficient HVAC Motors - Return Fans, NumUnit: 6.78hp | 0 | 0 | 0 | 0 | 0 | 0 | 0 | 0 | 0 | 0 | 0 | 0 | 0 | 0 | 0 | 0 | 0 | 0 | 0
Htl--Efficient HVAC Motors - Return Fans, NumUnit: 6.99hp | 0 | 0 | 0 | 0 | 0 | 0 | 0 | 0 | 0 | 0 | 0 | 0 | 0 | 0 | 0 | 0 | 0 | 0 | 0
Nrs--Efficient HVAC Motors - Return Fans, NumUnit: 28.8hp | 0 | 0 | 0 | 0 | 0 | 0 | 0 | 0 | 0 | 0 | 0 | 0 | 0 | 0 | 0 | 0 | 0 | 0 | 0
Nrs--Efficient HVAC Motors - Return Fans, NumUnit: 28.7hp | 0 | 0 | 0 | 0 | 0 | 0 | 0 | 0 | 0 | 0 | 0 | 0 | 0 | 0 | 0 | 0 | 0 | 0 | 0
Nrs--Efficient HVAC Motors - Return Fans, NumUnit: 28.7hp | 0 | 0 | 0 | 0 | 0 | 0 | 0 | 0 | 0 | 0 | 0 | 0 | 0 | 0 | 0 | 0 | 0 | 0 | 0
Nrs--Efficient HVAC Motors - Return Fans, NumUnit: 28.9hp | 0 | 0 | 0 | 0 | 0 | 0 | 0 | 0 | 0 | 0 | 0 | 0 | 0 | 0 | 0 | 0 | 0 | 0 | 0
OfL--Efficient HVAC Motors - Return Fans, NumUnit: 79.2hp | 0 | 0 | 0 | 0 | 0 | 0 | 0 | 0 | 0 | 0 | 0 | 0 | 0 | 0 | 0 | 0 | 0 | 0 | 0
OfL--Efficient HVAC Motors - Return Fans, NumUnit: 78.8hp | 0 | 0 | 0 | 0 | 0 | 0 | 0 | 0 | 0 | 0 | 0 | 0 | 0 | 0 | 0 | 0 | 0 | 0 | 0
OfL--Efficient HVAC Motors - Return Fans, NumUnit: 78.8hp | 0 | 0 | 0 | 0 | 0 | 0 | 0 | 0 | 0 | 0 | 0 | 0 | 0 | 0 | 0 | 0 | 0 | 0 | 0
OfL--Efficient HVAC Motors - Return Fans, NumUnit: 77.1hp | 0 | 0 | 0 | 0 | 0 | 0 | 0 | 0 | 0 | 0 | 0 | 0 | 0 | 0 | 0 | 0 | 0 | 0 | 0
Rt3--Efficient HVAC Motors - Return Fans, NumUnit: 30.2hp | 0 | 0 | 0 | 0 | 0 | 0 | 0 | 0 | 0 | 0 | 0 | 0 | 0 | 0 | 0 | 0 | 0 | 0 | 0
Rt3--Efficient HVAC Motors - Return Fans, NumUnit: 29.9hp | 0 | 0 | 0 | 0 | 0 | 0 | 0 | 0 | 0 | 0 | 0 | 0 | 0 | 0 | 0 | 0 | 0 | 0 | 0
Rt3--Efficient HVAC Motors - Return Fans, NumUnit: 29.9hp | 0 | 0 | 0 | 0 | 0 | 0 | 0 | 0 | 0 | 0 | 0 | 0 | 0 | 0 | 0 | 0 | 0 | 0 | 0
Rt3--Efficient HVAC Motors - Return Fans, NumUnit: 30.6hp | 0 | 0 | 0 | 0 | 0 | 0 | 0 | 0 | 0 | 0 | 0 | 0 | 0 | 0 | 0 | 0 | 0 | 0 | 0
0 | 0 | 0 | 0 | 0 | 0 | 0 | 0 | 0 | 0 | 0 | 0 | 0 | 0 | 0 | 0 | 0 | 0 | 0 | 0
Add econo with Econo-Lockout=NO, DB limit = 68, Max OSA = 100% | 0 | 0 | 0 | 0 | 0 | 0 | 0 | 0 | 0 | 0 | 0 | 0 | 0 | 0 | 0 | 0 | 0 | 0 | 0
Add econo with Econo-Lockout=NO, DB limit = 68, Max OSA = 100% | 0 | 0 | 0 | 0 | 0 | 0 | 0 | 0 | 0 | 0 | 0 | 0 | 0 | 0 | 0 | 0 | 0 | 0 | 0
Add econo with Econo-Lockout=NO, DB limit = 68, Max OSA = 100% | 0 | 0 | 0 | 0 | 0 | 0 | 0 | 0 | 0 | 0 | 0 | 0 | 0 | 0 | 0 | 0 | 0 | 0 | 0
Add econo with Econo-Lockout=NO, DB limit = 68, Max OSA = 100% | 0 | 0 | 0 | 0 | 0 | 0 | 0 | 0 | 0 | 0 | 0 | 0 | 0 | 0 | 0 | 0 | 0 | 0 | 0
Add econo with Econo-Lockout=NO, DB limit = 68, Max OSA = 100% | 0 | 0 | 0 | 28311.444 | 396360.216 | -0.30671 | -4.2939 | 0.13915 | 1.7338 | 0.071037 | 1.7338 | 0.15163 | 1.7338 | 0.083515 | 1.7338 | 7.4167 | 17.4717 | 1.7909 | 2.0799
Add econo with Econo-Lockout=NO, DB limit = 68, Max OSA = 100% | 0 | 0 | 0 | 38338.4137 | 536737.7925 | -0.89063 | -12.4688 | 0.14482 | 1.7338 | 0.076708 | 1.7338 | 0.15404 | 1.7338 | 0.085922 | 1.7338 | 10.0422 | 23.6565 | 1.9113 | 2.1464
Add econo with Econo-Lockout=NO, DB limit = 68, Max OSA = 100% | 0 | 0 | 0 | 38338.4137 | 536737.7925 | -0.89063 | -12.4688 | 0.14482 | 1.7338 | 0.076708 | 1.7338 | 0.15404 | 1.7338 | 0.085922 | 1.7338 | 10.0422 | 23.6565 | 1.9113 | 2.1464
Add econo with Econo-Lockout=NO, DB limit = 68, Max OSA = 100% | 0 | 0 | 0 | 25185.3887 | 352595.4422 | -0.22856 | -3.1998 | 0.13646 | 1.7338 | 0.068345 | 1.7338 | 0.15049 | 1.7338 | 0.082373 | 1.7338 | 6.5979 | 15.5428 | 1.7388 | 2.0496
Add econo with Econo-Lockout=NO, DB limit = 68, Max OSA = 100% | 0 | 0 | 0 | 0 | 0 | 0 | 0 | 0 | 0 | 0 | 0 | 0 | 0 | 0 | 0 | 0 | 0 | 0 | 0
Add econo with Econo-Lockout=NO, DB limit = 68, Max OSA = 100% | 0 | 0 | 0 | 0 | 0 | 0 | 0 | 0 | 0 | 0 | 0 | 0 | 0 | 0 | 0 | 0 | 0 | 0 | 0
Add econo with Econo-Lockout=NO, DB limit = 68, Max OSA = 100% | 0 | 0 | 0 | 0 | 0 | 0 | 0 | 0 | 0 | 0 | 0 | 0 | 0 | 0 | 0 | 0 | 0 | 0 | 0
Add econo with Econo-Lockout=NO, DB limit = 68, Max OSA = 100% | 0 | 0 | 0 | 0 | 0 | 0 | 0 | 0 | 0 | 0 | 0 | 0 | 0 | 0 | 0 | 0 | 0 | 0 | 0
Add econo with Econo-Lockout=NO, DB limit = 68, Max OSA = 100% | 0 | 0 | 0 | 0 | 0 | 0 | 0 | 0 | 0 | 0 | 0 | 0 | 0 | 0 | 0 | 0 | 0 | 0 | 0
Add econo with Econo-Lockout=NO, DB limit = 68, Max OSA = 100% | 0 | 0 | 0 | 0 | 0 | 0 | 0 | 0 | 0 | 0 | 0 | 0 | 0 | 0 | 0 | 0 | 0 | 0 | 0
Add econo with Econo-Lockout=NO, DB limit = 68, Max OSA = 100% | 0 | 0 | 0 | 0 | 0 | 0 | 0 | 0 | 0 | 0 | 0 | 0 | 0 | 0 | 0 | 0 | 0 | 0 | 0
Add econo with Econo-Lockout=NO, DB limit = 68, Max OSA = 100% | 0 | 0 | 0 | 0 | 0 | 0 | 0 | 0 | 0 | 0 | 0 | 0 | 0 | 0 | 0 | 0 | 0 | 0 | 0
Add econo with Econo-Lockout=NO, DB limit = 68, Max OSA = 100% | 0 | 0 | 0 | 0 | 0 | 0 | 0 | 0 | 0 | 0 | 0 | 0 | 0 | 0 | 0 | 0 | 0 | 0 | 0
Add econo with Econo-Lockout=NO, DB limit = 68, Max OSA = 100% | 0 | 0 | 0 | 0 | 0 | 0 | 0 | 0 | 0 | 0 | 0 | 0 | 0 | 0 | 0 | 0 | 0 | 0 | 0
Add econo with Econo-Lockout=NO, DB limit = 68, Max OSA = 100% | 0 | 0 | 0 | 0 | 0 | 0 | 0 | 0 | 0 | 0 | 0 | 0 | 0 | 0 | 0 | 0 | 0 | 0 | 0
Add econo with Econo-Lockout=NO, DB limit = 68, Max OSA = 100% | 0 | 0 | 0 | 0 | 0 | 0 | 0 | 0 | 0 | 0 | 0 | 0 | 0 | 0 | 0 | 0 | 0 | 0 | 0
Add econo with Econo-Lockout=NO, DB limit = 68, Max OSA = 100% | 0 | 0 | 0 | 0 | 0 | 0 | 0 | 0 | 0 | 0 | 0 | 0 | 0 | 0 | 0 | 0 | 0 | 0 | 0
Add econo with Econo-Lockout=NO, DB limit = 68, Max OSA = 100% | 0 | 0 | 0 | 0 | 0 | 0 | 0 | 0 | 0 | 0 | 0 | 0 | 0 | 0 | 0 | 0 | 0 | 0 | 0
Add econo with Econo-Lockout=NO, DB limit = 68, Max OSA = 100% | 0 | 0 | 0 | 0 | 0 | 0 | 0 | 0 | 0 | 0 | 0 | 0 | 0 | 0 | 0 | 0 | 0 | 0 | 0
Add econo with Econo-Lockout=NO, DB limit = 68, Max OSA = 100% | 0 | 0 | 0 | 0 | 0 | 0 | 0 | 0 | 0 | 0 | 0 | 0 | 0 | 0 | 0 | 0 | 0 | 0 | 0
Add econo with Econo-Lockout=NO, DB limit = 68, Max OSA = 100% | 0 | 0 | 0 | 5278.9047 | 73904.6653 | -0.37749 | -5.2848 | 0.044547 | 1.7338 | -0.023568 | 1.7338 | 0.11147 | 1.7338 | 0.043355 | 1.7338 | 1.382 | 3.2556 | 0.87152 | 1.368
Add econo with Econo-Lockout=NO, DB limit = 68, Max OSA = 100% | 0 | 0 | 0 | 11531.0152 | 161434.213 | 0 | 0 | 0.1076 | 0 | 0.039483 | 0 | 0.13824 | 0 | 0.070121 | 0 | 3.0211 | 7.1169 | 1.3254 | 1.773
Add econo with Econo-Lockout=NO, DB limit = 68, Max OSA = 100% | 0 | 0 | 0 | 11531.0152 | 161434.213 | 0 | 0 | 0.1076 | 0 | 0.039483 | 0 | 0.13824 | 0 | 0.070121 | 0 | 3.0211 | 7.1169 | 1.3254 | 1.773
Add econo with Econo-Lockout=NO, DB limit = 68, Max OSA = 100% | 0 | 0 | 0 | 4040.279 | 56563.9058 | -0.28164 | -3.943 | 0.0088966 | 1.7338 | -0.059218 | 1.7338 | 0.096337 | 1.7338 | 0.028222 | 1.7338 | 1.0578 | 2.4918 | 0.73034 | 1.2119
Add econo with Econo-Lockout=NO, DB limit = 68, Max OSA = 100% | 0 | 0 | 0 | 33324.9289 | 466549.0042 | -0.59867 | -8.3814 | 0.14241 | 1.7338 | 0.074299 | 1.7338 | 0.15301 | 1.7338 | 0.0849 | 1.7338 | 8.7294 | 20.5641 | 1.8582 | 2.1177
Add econo with Econo-Lockout=NO, DB limit = 68, Max OSA = 100% | 0 | 0 | 0 | 49545.027 | 693630.378 | -0.59572 | -8.3401 | 0.14844 | 1.7338 | 0.080329 | 1.7338 | 0.15557 | 1.7338 | 0.08746 | 1.7338 | 12.9791 | 30.5751 | 1.9976 | 2.1917
Add econo with Econo-Lockout=NO, DB limit = 68, Max OSA = 100% | 0 | 0 | 0 | 49545.027 | 693630.378 | -0.59572 | -8.3401 | 0.14844 | 1.7338 | 0.080329 | 1.7338 | 0.15557 | 1.7338 | 0.08746 | 1.7338 | 12.9791 | 30.5751 | 1.9976 | 2.1917
Add econo with Econo-Lockout=NO, DB limit = 68, Max OSA = 100% | 0 | 0 | 0 | 26217.5768 | 367046.075 | -0.54264 | -7.5969 | 0.13742 | 1.7338 | 0.069305 | 1.7338 | 0.15089 | 1.7338 | 0.08278 | 1.7338 | 6.8675 | 16.1778 | 1.7568 | 2.0601
Add econo with Econo-Lockout=NO, DB limit = 68, Max OSA = 100% | -0.0057803 | -0.0029768 | -0.0057803 | 22295.2622 | 312133.6701 | -0.084639 | -1.185 | 0.13327 | 1.7338 | 0.065169 | 1.7338 | 0.14912 | 1.7338 | 0.081014 | 1.7338 | 5.8401 | 13.7575 | 1.6814 | 2.0153
Add econo with Econo-Lockout=NO, DB limit = 68, Max OSA = 100% | 0.03185 | 0.016403 | 0.03185 | 31850.3745 | 445905.243 | -0.22384 | -3.1337 | 0.14164 | 1.7338 | 0.073492 | 1.7338 | 0.15273 | 1.7338 | 0.084584 | 1.7338 | 8.3484 | 19.6664 | 1.8405 | 2.108
Add econo with Econo-Lockout=NO, DB limit = 68, Max OSA = 100% | 0.03185 | 0.016403 | 0.03185 | 31850.3745 | 445905.243 | -0.22384 | -3.1337 | 0.14164 | 1.7338 | 0.073494 | 1.7338 | 0.15274 | 1.7338 | 0.084585 | 1.7338 | 8.3485 | 19.6666 | 1.8405 | 2.108
Add econo with Econo-Lockout=NO, DB limit = 68, Max OSA = 100% | 0.053674 | 0.027642 | 0.053674 | 18019.0545 | 252266.7625 | -0.076972 | -1.0776 | 0.1271 | 1.7338 | 0.058842 | 1.7338 | 0.1467 | 1.7338 | 0.078448 | 1.7338 | 4.7305 | 11.1436 | 1.575 | 1.9483
Add econo with Econo-Lockout=NO, DB limit = 68, Max OSA = 100% | 0 | 0 | 0 | 0 | 0 | 0 | 0 | 0 | 0 | 0 | 0 | 0 | 0 | 0 | 0 | 0 | 0 | 0 | 0
Add econo with Econo-Lockout=NO, DB limit = 68, Max OSA = 100% | 0 | 0 | 0 | 0 | 0 | 0 | 0 | 0 | 0 | 0 | 0 | 0 | 0 | 0 | 0 | 0 | 0 | 0 | 0
Add econo with Econo-Lockout=NO, DB limit = 68, Max OSA = 100% | 0 | 0 | 0 | 0 | 0 | 0 | 0 | 0 | 0 | 0 | 0 | 0 | 0 | 0 | 0 | 0 | 0 | 0 | 0
Add econo with Econo-Lockout=NO, DB limit = 68, Max OSA = 100% | 0 | 0 | 0 | 0 | 0 | 0 | 0 | 0 | 0 | 0 | 0 | 0 | 0 | 0 | 0 | 0 | 0 | 0 | 0
Add econo with Econo-Lockout=NO, DB limit = 68, Max OSA = 100% | 0 | 0 | 0 | 0 | 0 | 0 | 0 | 0 | 0 | 0 | 0 | 0 | 0 | 0 | 0 | 0 | 0 | 0 | 0
Add econo with Econo-Lockout=NO, DB limit = 68, Max OSA = 100% | 0 | 0 | 0 | 0 | 0 | 0 | 0 | 0 | 0 | 0 | 0 | 0 | 0 | 0 | 0 | 0 | 0 | 0 | 0
Add econo with Econo-Lockout=NO, DB limit = 68, Max OSA = 100% | 0 | 0 | 0 | 0 | 0 | 0 | 0 | 0 | 0 | 0 | 0 | 0 | 0 | 0 | 0 | 0 | 0 | 0 | 0
Add econo with Econo-Lockout=NO, DB limit = 68, Max OSA = 100% | 0 | 0 | 0 | 0 | 0 | 0 | 0 | 0 | 0 | 0 | 0 | 0 | 0 | 0 | 0 | 0 | 0 | 0 | 0
Add econo with Econo-Lockout=NO, DB limit = 68, Max OSA = 100% | 0 | 0 | 0 | 10557.8093 | 147809.3306 | -0.10145 | -1.4203 | 0.10269 | 1.7338 | 0.034576 | 1.7338 | 0.13615 | 1.7338 | 0.068037 | 1.7338 | 2.7659 | 6.5156 | 1.2737 | 1.733
Add econo with Econo-Lockout=NO, DB limit = 68, Max OSA = 100% | 0 | 0 | 0 | 17458.7238 | 244422.1332 | -0.17164 | -2.4029 | 0.12567 | 1.7338 | 0.057558 | 1.7338 | 0.14591 | 1.7338 | 0.077794 | 1.7338 | 4.5737 | 10.7743 | 1.5572 | 1.9366
Add econo with Econo-Lockout=NO, DB limit = 68, Max OSA = 100% | 0 | 0 | 0 | 17458.7238 | 244422.1332 | -0.17164 | -2.4029 | 0.12567 | 1.7338 | 0.057558 | 1.7338 | 0.14591 | 1.7338 | 0.077794 | 1.7338 | 4.5737 | 10.7743 | 1.5572 | 1.9366
Add econo with Econo-Lockout=NO, DB limit = 68, Max OSA = 100% | 0.073433 | 0.037818 | 0.073433 | 8670.3797 | 121385.3162 | -0.04807 | -0.67299 | 0.090971 | 1.7338 | 0.022459 | 1.7338 | 0.13172 | 1.7338 | 0.063205 | 1.7338 | 2.2848 | 5.3822 | 1.1611 | 1.6411
Add econo with Econo-Lockout=NO, DB limit = 68, Max OSA = 100% | 0 | 0 | 0 | 1864.1316 | 26097.843 | -0.079045 | -1.1066 | -0.00052592 | 1.7338 | -0.068641 | 1.7338 | 0.092337 | 1.7338 | 0.024222 | 1.7338 | 0.99629 | 2.347 | 0.70056 | 1.1768
Add econo with Econo-Lockout=NO, DB limit = 68, Max OSA = 100% | 0 | 0 | 0 | 3540.4051 | 49565.6708 | 0.004523 | 0.063323 | 0.075874 | 0.81794 | 0.0077596 | 0.08365 | 0.12477 | 1.345 | 0.056654 | 0.61074 | 1.8931 | 4.4595 | 1.0507 | 1.5438
Add econo with Econo-Lockout=NO, DB limit = 68, Max OSA = 100% | 0 | 0 | 0 | 3540.4051 | 49565.6708 | 0.004523 | 0.063323 | 0.075874 | 0.81794 | 0.0077596 | 0.08365 | 0.12477 | 1.345 | 0.056654 | 0.61074 | 1.8931 | 4.4595 | 1.0507 | 1.5438
Add econo with Econo-Lockout=NO, DB limit = 68, Max OSA = 100% | 0 | 0 | 0 | 1575.119 | 22051.6658 | -0.045953 | -0.64334 | -0.030133 | 1.7338 | -0.098248 | 1.7338 | 0.079769 | 1.7338 | 0.011654 | 1.7338 | 0.84194 | 1.9834 | 0.62059 | 1.0778
Add econo with Econo-Lockout=NO, DB limit = 68, Max OSA = 100% | 0 | 0 | 0 | 0 | 0 | 0 | 0 | 0 | 0 | 0 | 0 | 0 | 0 | 0 | 0 | 0 | 0 | 0 | 0
Add econo with Econo-Lockout=NO, DB limit = 68, Max OSA = 100% | 0 | 0 | 0 | 0 | 0 | 0 | 0 | 0 | 0 | 0 | 0 | 0 | 0 | 0 | 0 | 0 | 0 | 0 | 0
Add econo with Econo-Lockout=NO, DB limit = 68, Max OSA = 100% | 0 | 0 | 0 | 0 | 0 | 0 | 0 | 0 | 0 | 0 | 0 | 0 | 0 | 0 | 0 | 0 | 0 | 0 | 0
Add econo with Econo-Lockout=NO, DB limit = 68, Max OSA = 100% | 0 | 0 | 0 | 0 | 0 | 0 | 0 | 0 | 0 | 0 | 0 | 0 | 0 | 0 | 0 | 0 | 0 | 0 | 0
Add econo with Econo-Lockout=NO, DB limit = 68, Max OSA = 100% | 0 | 0 | 0 | 11973.3815 | 167627.3414 | -0.45711 | -6.3996 | 0.10956 | 1.7338 | 0.04145 | 1.7338 | 0.13907 | 1.7338 | 0.070956 | 1.7338 | 3.1357 | 7.3869 | 1.3466 | 1.7887
Add econo with Econo-Lockout=NO, DB limit = 68, Max OSA = 100% | 0.011855 | 0.0061055 | 0.011855 | 22678.6463 | 317501.048 | -0.60457 | -8.4639 | 0.13381 | 1.7338 | 0.065676 | 1.7338 | 0.14939 | 1.7338 | 0.081253 | 1.7338 | 5.9417 | 13.9969 | 1.6894 | 2.0199
Add econo with Econo-Lockout=NO, DB limit = 68, Max OSA = 100% | 0.011855 | 0.0061055 | 0.011855 | 22678.6463 | 317501.048 | -0.60457 | -8.4639 | 0.13381 | 1.7338 | 0.065676 | 1.7338 | 0.14939 | 1.7338 | 0.081254 | 1.7338 | 5.9417 | 13.9969 | 1.6894 | 2.0199
Add econo with Econo-Lockout=NO, DB limit = 68, Max OSA = 100% | 0 | 0 | 0 | 9230.7104 | 129229.9454 | -0.15748 | -2.2048 | 0.094331 | 1.7338 | 0.026216 | 1.7338 | 0.1326 | 1.7338 | 0.064489 | 1.7338 | 2.418 | 5.6961 | 1.1945 | 1.669
Add econo with Econo-Lockout=NO, DB limit = 68, Max OSA = 100% | 0 | 0 | 0 | 8228.0134 | 115192.1878 | -0.15837 | -2.2171 | 0.086227 | 1.7338 | 0.018112 | 1.7338 | 0.12916 | 1.7338 | 0.061049 | 1.7338 | 2.1553 | 5.0773 | 1.1267 | 1.6115
Add econo with Econo-Lockout=NO, DB limit = 68, Max OSA = 100% | 0 | 0 | 0 | 15423.8388 | 215933.7427 | -0.30671 | -4.2939 | 0.12103 | 1.7338 | 0.052919 | 1.7338 | 0.14394 | 1.7338 | 0.075824 | 1.7338 | 4.0402 | 9.5175 | 1.4901 | 1.8915
Add econo with Econo-Lockout=NO, DB limit = 68, Max OSA = 100% | 0 | 0 | 0 | 15423.8388 | 215933.7427 | -0.30671 | -4.2939 | 0.12103 | 1.7338 | 0.052919 | 1.7338 | 0.14394 | 1.7338 | 0.075824 | 1.7338 | 4.0402 | 9.5175 | 1.4901 | 1.8915
Add econo with Econo-Lockout=NO, DB limit = 68, Max OSA = 100% | 0 | 0 | 0 | 6723.9679 | 94135.5513 | -0.19435 | -2.7208 | 0.069538 | 1.7338 | 0.0014236 | 1.7338 | 0.12208 | 1.7338 | 0.053964 | 1.7338 | 1.7611 | 4.1487 | 1.0086 | 1.5045
Add econo with Econo-Lockout=NO, DB limit = 68, Max OSA = 100% | 0 | 0 | 0 | 0 | 0 | 0 | 0 | 0 | 0 | 0 | 0 | 0 | 0 | 0 | 0 | 0 | 0 | 0 | 0
Add econo with Econo-Lockout=NO, DB limit = 68, Max OSA = 100% | 0 | 0 | 0 | 0 | 0 | 0 | 0 | 0 | 0 | 0 | 0 | 0 | 0 | 0 | 0 | 0 | 0 | 0 | 0
Add econo with Econo-Lockout=NO, DB limit = 68, Max OSA = 100% | 0 | 0 | 0 | 0 | 0 | 0 | 0 | 0 | 0 | 0 | 0 | 0 | 0 | 0 | 0 | 0 | 0 | 0 | 0
Add econo with Econo-Lockout=NO, DB limit = 68, Max OSA = 100% | 0 | 0 | 0 | 0 | 0 | 0 | 0 | 0 | 0 | 0 | 0 | 0 | 0 | 0 | 0 | 0 | 0 | 0 | 0
Add econo with Econo-Lockout=NO, DB limit = 68, Max OSA = 100% | 0 | 0 | 0 | 9702.5678 | 135835.949 | 0.096141 | 1.346 | 0.097572 | 1.0518 | 0.029457 | 0.31756 | 0.13398 | 1.4443 | 0.065865 | 0.71004 | 2.5423 | 5.989 | 1.2242 | 1.6935
Add econo with Econo-Lockout=NO, DB limit = 68, Max OSA = 100% | 0 | 0 | 0 | 15394.3477 | 215520.8674 | 0.12504 | 1.7506 | 0.12096 | 1.304 | 0.052847 | 0.5697 | 0.14391 | 1.5514 | 0.075793 | 0.81707 | 4.0337 | 9.5022 | 1.4894 | 1.8913
Add econo with Econo-Lockout=NO, DB limit = 68, Max OSA = 100% | 0 | 0 | 0 | 15394.3477 | 215520.8674 | 0.12504 | 1.7506 | 0.12096 | 1.304 | 0.052847 | 0.5697 | 0.14391 | 1.5514 | 0.075793 | 0.81707 | 4.0337 | 9.5022 | 1.4894 | 1.8913
Add econo with Econo-Lockout=NO, DB limit = 68, Max OSA = 100% | 0 | 0 | 0 | 6576.5125 | 92071.1752 | -0.017134 | -0.23988 | 0.067491 | 1.7338 | -0.00062341 | 1.7338 | 0.12121 | 1.7338 | 0.053095 | 1.7338 | 1.723 | 4.0589 | 0.99611 | 1.4928
Add ecomizer with Econo-Lockout=NO, DB limit = 68, Max OSA = 100% | 0.013713 | 0.0070624 | 0.013713 | 13241.4983 | 185380.976 | -365.6895 | -5119.6528 | 0.11459 | 1.7338 | 0.046428 | 1.7338 | 0.14127 | 1.7338 | 0.073108 | 1.7338 | 2.439 | 5.7455 | 0.98729 | 1.2872
Add ecomizer with Econo-Lockout=NO, DB limit = 68, Max OSA = 100% | 0.030966 | 0.015947 | 0.030966 | 13506.9181 | 189096.8531 | -489.5521 | -6853.7287 | 0.11557 | 1.7338 | 0.047378 | 1.7338 | 0.14173 | 1.7338 | 0.073533 | 1.7338 | 2.1602 | 5.0888 | 0.86392 | 1.1222
Add ecomizer with Econo-Lockout=NO, DB limit = 68, Max OSA = 100% | 0.030966 | 0.015947 | 0.030966 | 13506.9181 | 189096.8531 | -489.5521 | -6853.7287 | 0.11558 | 1.7338 | 0.04738 | 1.7338 | 0.14173 | 1.7338 | 0.073536 | 1.7338 | 2.1603 | 5.089 | 0.86395 | 1.1222
Add ecomizer with Econo-Lockout=NO, DB limit = 68, Max OSA = 100% | 0.012947 | 0.0066675 | 0.012947 | 11678.4707 | 163498.5891 | -318.5037 | -4459.0524 | 0.10839 | 1.7338 | 0.040226 | 1.7338 | 0.13864 | 1.7338 | 0.070477 | 1.7338 | 2.1625 | 5.0943 | 0.94152 | 1.2563
Add ecomizer with Econo-Lockout=NO, DB limit = 68, Max OSA = 100% | 0 | 0 | 0 | 0 | 0 | 0 | 0 | 0 | 0 | 0 | 0 | 0 | 0 | 0 | 0 | 0 | 0 | 0 | 0
Add ecomizer with Econo-Lockout=NO, DB limit = 68, Max OSA = 100% | 0 | 0 | 0 | 0 | 0 | 0 | 0 | 0 | 0 | 0 | 0 | 0 | 0 | 0 | 0 | 0 | 0 | 0 | 0
Add ecomizer with Econo-Lockout=NO, DB limit = 68, Max OSA = 100% | 0 | 0 | 0 | 0 | 0 | 0 | 0 | 0 | 0 | 0 | 0 | 0 | 0 | 0 | 0 | 0 | 0 | 0 | 0
Add ecomizer with Econo-Lockout=NO, DB limit = 68, Max OSA = 100% | 0 | 0 | 0 | 0 | 0 | 0 | 0 | 0 | 0 | 0 | 0 | 0 | 0 | 0 | 0 | 0 | 0 | 0 | 0
Add ecomizer with Econo-Lockout=NO, DB limit = 68, Max OSA = 100% | 0.02784 | 0.014337 | 0.02784 | 16485.5179 | 230797.2508 | -468.9083 | -6564.7161 | 0.12379 | 1.7338 | 0.055593 | 1.7338 | 0.14522 | 1.7338 | 0.077023 | 1.7338 | 3 | 7.0671 | 1.0595 | 1.3298
Add ecomizer with Econo-Lockout=NO, DB limit = 68, Max OSA = 100% | 0.046301 | 0.023845 | 0.046301 | 17045.8486 | 238641.8801 | -613.4146 | -8587.8047 | 0.12504 | 1.7338 | 0.056833 | 1.7338 | 0.14577 | 1.7338 | 0.077559 | 1.7338 | 2.7396 | 6.4537 | 0.94665 | 1.1816
Add ecomizer with Econo-Lockout=NO, DB limit = 68, Max OSA = 100% | 0.046301 | 0.023845 | 0.046301 | 17045.8486 | 238641.8801 | -613.4146 | -8587.8047 | 0.12505 | 1.7338 | 0.056836 | 1.7338 | 0.14577 | 1.7338 | 0.077561 | 1.7338 | 2.7397 | 6.454 | 0.94667 | 1.1817
Add ecomizer with Econo-Lockout=NO, DB limit = 68, Max OSA = 100% | 0.0051314 | 0.0026427 | 0.0051314 | 14480.124 | 202721.7355 | -412.8752 | -5780.2532 | 0.11848 | 1.7338 | 0.050348 | 1.7338 | 0.14288 | 1.7338 | 0.074746 | 1.7338 | 2.6286 | 6.1922 | 1.0082 | 1.2939
Add ecomizer with Econo-Lockout=NO, DB limit = 68, Max OSA = 100% | 0.0074907 | 0.0038577 | 0.0074907 | 52789.0466 | 739046.6528 | -1282.8623 | -17960.0723 | 0.14922 | 1.7338 | 0.0811 | 1.7338 | 0.15591 | 1.7338 | 0.087792 | 1.7338 | 10.2088 | 24.049 | 1.4886 | 1.6249
Add ecomizer with Econo-Lockout=NO, DB limit = 68, Max OSA = 100% | 0.026689 | 0.013745 | 0.026689 | 56033.0663 | 784462.9275 | -1409.674 | -19735.4358 | 0.14992 | 1.7338 | 0.081786 | 1.7338 | 0.15622 | 1.7338 | 0.088091 | 1.7338 | 10.7027 | 25.2125 | 1.4826 | 1.611
Add ecomizer with Econo-Lockout=NO, DB limit = 68, Max OSA = 100% | 0.026689 | 0.013745 | 0.026689 | 56033.0663 | 784462.9275 | -1409.674 | -19735.4358 | 0.14992 | 1.7338 | 0.081787 | 1.7338 | 0.15622 | 1.7338 | 0.088092 | 1.7338 | 10.7028 | 25.2127 | 1.4826 | 1.611
Add ecomizer with Econo-Lockout=NO, DB limit = 68, Max OSA = 100% | 0.029049 | 0.01496 | 0.029049 | 48365.3835 | 677115.369 | -1117.7122 | -15647.971 | 0.14821 | 1.7338 | 0.080065 | 1.7338 | 0.15551 | 1.7338 | 0.08737 | 1.7338 | 9.5201 | 22.4266 | 1.4948 | 1.6433
Add ecomizer with Econo-Lockout=NO, DB limit = 68, Max OSA = 100% | 0.37454 | 0.19289 | 0.37454 | 174587.238 | 2444221.332 | -1766.5161 | -24731.226 | 0.15756 | 1.7338 | 0.089344 | 1.7338 | 0.15959 | 1.7338 | 0.091368 | 1.7338 | 40.822 | 96.1651 | 2.0009 | 2.059
Add ecomizer with Econo-Lockout=NO, DB limit = 68, Max OSA = 100% | 4.0108 | 2.0656 | 4.0108 | 168689.0205 | 2361646.287 | -1911.0225 | -26754.3146 | 0.15912 | 1.7338 | 0.090188 | 1.7338 | 0.16121 | 1.7338 | 0.092283 | 1.7338 | 39.3271 | 92.6435 | 1.9721 | 2.0308
Add ecomizer with Econo-Lockout=NO, DB limit = 68, Max OSA = 100% | 4.0108 | 2.0656 | 4.0108 | 168689.0205 | 2361646.287 | -1911.0225 | -26754.3146 | 0.15916 | 1.7338 | 0.090213 | 1.7338 | 0.16125 | 1.7338 | 0.092307 | 1.7338 | 39.339 | 92.6713 | 1.9722 | 2.0308
Add ecomizer with Econo-Lockout=NO, DB limit = 68, Max OSA = 100% | 1.4834 | 0.76395 | 1.4834 | 160431.516 | 2246041.224 | -1512.8928 | -21180.499 | 0.15803 | 1.7338 | 0.089484 | 1.7338 | 0.16023 | 1.7338 | 0.091686 | 1.7338 | 38.0277 | 89.5824 | 2.0105 | 2.0736
Add ecomizer with Econo-Lockout=NO, DB limit = 68, Max OSA = 100% | 0.012327 | 0.0063485 | 0.012327 | 40992.6116 | 573896.5628 | -999.7479 | -13996.4701 | 0.14589 | 1.7338 | 0.077764 | 1.7338 | 0.15451 | 1.7338 | 0.086382 | 1.7338 | 7.9187 | 18.6541 | 1.4269 | 1.592
Add ecomizer with Econo-Lockout=NO, DB limit = 68, Max OSA = 100% | 0.012681 | 0.0065308 | 0.012681 | 45711.1856 | 639956.5988 | -1285.8114 | -18001.3598 | 0.14743 | 1.7338 | 0.079303 | 1.7338 | 0.15516 | 1.7338 | 0.087032 | 1.7338 | 8.3463 | 19.6616 | 1.3744 | 1.5183
Add ecomizer with Econo-Lockout=NO, DB limit = 68, Max OSA = 100% | 0.012681 | 0.0065308 | 0.012681 | 45711.1856 | 639956.5988 | -1285.8114 | -18001.3598 | 0.14743 | 1.7338 | 0.079303 | 1.7338 | 0.15516 | 1.7338 | 0.087032 | 1.7338 | 8.3464 | 19.6617 | 1.3744 | 1.5183
Add ecomizer with Econo-Lockout=NO, DB limit = 68, Max OSA = 100% | 0.011855 | 0.0061055 | 0.011855 | 37158.7703 | 520222.7835 | -923.071 | -12922.9945 | 0.14435 | 1.7338 | 0.07622 | 1.7338 | 0.15386 | 1.7338 | 0.085727 | 1.7338 | 7.1306 | 16.7977 | 1.3916 | 1.5677
Add ecomizer with Econo-Lockout=NO, DB limit = 68, Max OSA = 100% | 0 | 0 | 0 | 14904.7956 | 208667.1387 | -447.9696 | -6271.5747 | 0.132 | 1.7338 | 0.063889 | 1.7338 | 0.1486 | 1.7338 | 0.080481 | 1.7338 | 3.7712 | 8.8838 | 1.1215 | 1.3531
Add ecomizer with Econo-Lockout=NO, DB limit = 68, Max OSA = 100% | 0.02436 | 0.012545 | 0.02436 | 16576.9403 | 232077.164 | -544.9953 | -7629.9342 | 0.13503 | 1.7338 | 0.066866 | 1.7338 | 0.14995 | 1.7338 | 0.081784 | 1.7338 | 4.0101 | 9.4467 | 1.1048 | 1.313
Add ecomizer with Econo-Lockout=NO, DB limit = 68, Max OSA = 100% | 0.02436 | 0.012545 | 0.02436 | 16576.9403 | 232077.164 | -544.9953 | -7629.9342 | 0.13503 | 1.7338 | 0.066867 | 1.7338 | 0.14995 | 1.7338 | 0.081786 | 1.7338 | 4.0102 | 9.4469 | 1.1048 | 1.313
Add ecomizer with Econo-Lockout=NO, DB limit = 68, Max OSA = 100% | -0.0022502 | -0.0011588 | -0.0022502 | 13521.6636 | 189303.2907 | -406.6821 | -5693.5494 | 0.12904 | 1.7338 | 0.06093 | 1.7338 | 0.14733 | 1.7338 | 0.079219 | 1.7338 | 3.4195 | 8.0553 | 1.0879 | 1.3318
Add ecomizer with Econo-Lockout=NO, DB limit = 68, Max OSA = 100% | 0 | 0 | 0 | 13439.0886 | 188147.24 | -390.1671 | -5462.3392 | 0.12886 | 1.7338 | 0.060745 | 1.7338 | 0.14726 | 1.7338 | 0.079146 | 1.7338 | 3.4558 | 8.1408 | 1.104 | 1.3527
Add ecomizer with Econo-Lockout=NO, DB limit = 68, Max OSA = 100% | 0.018992 | 0.009781 | 0.018992 | 14388.7016 | 201441.8223 | -478.9353 | -6705.0937 | 0.13108 | 1.7338 | 0.062917 | 1.7338 | 0.14826 | 1.7338 | 0.080104 | 1.7338 | 3.4566 | 8.1428 | 1.0531 | 1.277
Add ecomizer with Econo-Lockout=NO, DB limit = 68, Max OSA = 100% | 0.018992 | 0.009781 | 0.018992 | 14388.7016 | 201441.8223 | -478.9353 | -6705.0937 | 0.13108 | 1.7338 | 0.062918 | 1.7338 | 0.14827 | 1.7338 | 0.080105 | 1.7338 | 3.4567 | 8.143 | 1.0531 | 1.277
Add ecomizer with Econo-Lockout=NO, DB limit = 68, Max OSA = 100% | -0.011705 | -0.0060281 | -0.011705 | 12468.8318 | 174563.6451 | -344.7508 | -4826.5114 | 0.12627 | 1.7338 | 0.058197 | 1.7338 | 0.1461 | 1.7338 | 0.07803 | 1.7338 | 3.2729 | 7.7099 | 1.1 | 1.3639
ecomizer with Econo-Lockout=NO, DB limit = 68, Max OSA = 100% | 0 | 0 | 0 | 0 | 0 | 0 | 0 | 0 | 0 | 0 | 0 | 0 | 0 | 0 | 0 | 0 | 0 | 0 | 0
ecomizer with Econo-Lockout=NO, DB limit = 68, Max OSA = 100% | 0 | 0 | 0 | 0 | 0 | 0 | 0 | 0 | 0 | 0 | 0 | 0 | 0 | 0 | 0 | 0 | 0 | 0 | 0
ecomizer with Econo-Lockout=NO, DB limit = 68, Max OSA = 100% | 0 | 0 | 0 | 0 | 0 | 0 | 0 | 0 | 0 | 0 | 0 | 0 | 0 | 0 | 0 | 0 | 0 | 0 | 0
ecomizer with Econo-Lockout=NO, DB limit = 68, Max OSA = 100% | 0 | 0 | 0 | 0 | 0 | 0 | 0 | 0 | 0 | 0 | 0 | 0 | 0 | 0 | 0 | 0 | 0 | 0 | 0
ecomizer with Econo-Lockout=NO, DB limit = 68, Max OSA = 100% | 0 | 0 | 0 | 0 | 0 | 0 | 0 | 0 | 0 | 0 | 0 | 0 | 0 | 0 | 0 | 0 | 0 | 0 | 0
ecomizer with Econo-Lockout=NO, DB limit = 68, Max OSA = 100% | 0 | 0 | 0 | 0 | 0 | 0 | 0 | 0 | 0 | 0 | 0 | 0 | 0 | 0 | 0 | 0 | 0 | 0 | 0
ecomizer with Econo-Lockout=NO, DB limit = 68, Max OSA = 100% | 0 | 0 | 0 | 0 | 0 | 0 | 0 | 0 | 0 | 0 | 0 | 0 | 0 | 0 | 0 | 0 | 0 | 0 | 0
ecomizer with Econo-Lockout=NO, DB limit = 68, Max OSA = 100% | 0 | 0 | 0 | 0 | 0 | 0 | 0 | 0 | 0 | 0 | 0 | 0 | 0 | 0 | 0 | 0 | 0 | 0 | 0
ecomizer with Econo-Lockout=NO, DB limit = 68, Max OSA = 100% | 0.013251 | 0.0068244 | 0.013251 | 4479.6962 | 62715.7467 | -94.5071 | -1323.0999 | 0.094025 | 1.7338 | 0.025767 | 1.7338 | 0.13267 | 1.7338 | 0.06441 | 1.7338 | 1.8555 | 4.3711 | 0.92016 | 1.2876
ecomizer with Econo-Lockout=NO, DB limit = 68, Max OSA = 100% | 0.015896 | 0.0081863 | 0.015896 | 6098.1671 | 85374.339 | -173.4076 | -2427.7063 | 0.11172 | 1.7338 | 0.043515 | 1.7338 | 0.14011 | 1.7338 | 0.071902 | 1.7338 | 2.2654 | 5.3366 | 0.95075 | 1.2535
ecomizer with Econo-Lockout=NO, DB limit = 68, Max OSA = 100% | 0.015896 | 0.0081863 | 0.015896 | 6098.1671 | 85374.339 | -173.4076 | -2427.7063 | 0.11172 | 1.7338 | 0.043518 | 1.7338 | 0.14011 | 1.7338 | 0.071905 | 1.7338 | 2.2655 | 5.3368 | 0.95078 | 1.2535
ecomizer with Econo-Lockout=NO, DB limit = 68, Max OSA = 100% | 0.0023121 | 0.0011907 | 0.0023121 | 4002.8253 | 56039.5543 | -83.2356 | -1165.299 | 0.085752 | 1.7338 | 0.01761 | 1.7338 | 0.129 | 1.7338 | 0.060857 | 1.7338 | 1.6614 | 3.9137 | 0.87129 | 1.2479
ecomizer with Econo-Lockout=NO, DB limit = 68, Max OSA = 100% | -0.00036569 | -0.00018833 | -0.00036569 | 28635.846 | 400901.8435 | -451.2136 | -6316.9909 | 0.1394 | 1.7338 | 0.071281 | 1.7338 | 0.15173 | 1.7338 | 0.083619 | 1.7338 | 6.2281 | 14.6717 | 1.4909 | 1.7291
ecomizer with Econo-Lockout=NO, DB limit = 68, Max OSA = 100% | 0.072843 | 0.037514 | 0.072843 | 39812.9681 | 557381.5537 | -822.8013 | -11519.2188 | 0.14556 | 1.7338 | 0.077386 | 1.7338 | 0.15444 | 1.7338 | 0.086259 | 1.7338 | 8.1167 | 19.1205 | 1.4971 | 1.6749
ecomizer with Econo-Lockout=NO, DB limit = 68, Max OSA = 100% | 0.072843 | 0.037514 | 0.072843 | 39812.9681 | 557381.5537 | -822.8013 | -11519.2188 | 0.14557 | 1.7338 | 0.077388 | 1.7338 | 0.15444 | 1.7338 | 0.086261 | 1.7338 | 8.1169 | 19.121 | 1.4971 | 1.6749
ecomizer with Econo-Lockout=NO, DB limit = 68, Max OSA = 100% | 0.015306 | 0.0078825 | 0.015306 | 25303.3531 | 354246.9431 | -463.0101 | -6482.141 | 0.13664 | 1.7338 | 0.068498 | 1.7338 | 0.1506 | 1.7338 | 0.08246 | 1.7338 | 5.3245 | 12.543 | 1.3979 | 1.6468
ecomizer with Econo-Lockout=NO, DB limit = 68, Max OSA = 100% | 0.65765 | 0.33869 | 0.65765 | 69893.8774 | 978514.2833 | -1194.389 | -16721.4466 | 0.15312 | 1.7338 | 0.084555 | 1.7338 | 0.15818 | 1.7338 | 0.089609 | 1.7338 | 15.0608 | 35.479 | 1.7101 | 1.8296
ecomizer with Econo-Lockout=NO, DB limit = 68, Max OSA = 100% | 5.3084 | 2.7338 | 5.3084 | 98500.2323 | 1379003.2515 | -1607.2643 | -22501.6998 | 0.15896 | 1.7338 | 0.088998 | 1.7338 | 0.16254 | 1.7338 | 0.092585 | 1.7338 | 21.9665 | 51.7467 | 1.7968 | 1.8855
ecomizer with Econo-Lockout=NO, DB limit = 68, Max OSA = 100% | 5.3084 | 2.7338 | 5.3084 | 98500.2323 | 1379003.2515 | -1607.2643 | -22501.6998 | 0.15906 | 1.7338 | 0.089055 | 1.7338 | 0.16264 | 1.7338 | 0.092641 | 1.7338 | 21.9821 | 51.7835 | 1.7971 | 1.8858
ecomizer with Econo-Lockout=NO, DB limit = 68, Max OSA = 100% | 1.8727 | 0.96443 | 1.8727 | 64585.4816 | 904196.7427 | -940.7657 | -13170.7197 | 0.15454 | 1.7338 | 0.085066 | 1.7338 | 0.16001 | 1.7338 | 0.090536 | 1.7338 | 14.6022 | 34.3986 | 1.7573 | 1.8881
ecomizer with Econo-Lockout=NO, DB limit = 68, Max OSA = 100% | 0.011619 | 0.005984 | 0.011619 | 11648.9796 | 163085.7139 | -224.1323 | -3137.8517 | 0.10825 | 1.7338 | 0.040088 | 1.7338 | 0.13858 | 1.7338 | 0.070415 | 1.7338 | 2.4211 | 5.7035 | 1.0557 | 1.4093
ecomizer with Econo-Lockout=NO, DB limit = 68, Max OSA = 100% | 0.011561 | 0.0059537 | 0.011561 | 19169.2069 | 268368.8962 | -448.2645 | -6275.7034 | 0.12886 | 1.7338 | 0.060724 | 1.7338 | 0.14729 | 1.7338 | 0.079153 | 1.7338 | 3.7578 | 8.8522 | 1.2015 | 1.4724
ecomizer with Econo-Lockout=NO, DB limit = 68, Max OSA = 100% | 0.011561 | 0.0059537 | 0.011561 | 19169.2069 | 268368.8962 | -448.2645 | -6275.7034 | 0.12886 | 1.7338 | 0.060724 | 1.7338 | 0.14729 | 1.7338 | 0.079154 | 1.7338 | 3.7578 | 8.8523 | 1.2015 | 1.4724
ecomizer with Econo-Lockout=NO, DB limit = 68, Max OSA = 100% | 0.0084345 | 0.0043437 | 0.0084345 | 9850.0232 | 137900.3252 | -191.6921 | -2683.689 | 0.098607 | 1.7338 | 0.030452 | 1.7338 | 0.13447 | 1.7338 | 0.066319 | 1.7338 | 2.0408 | 4.8076 | 0.97479 | 1.3443
ecomizer with Econo-Lockout=NO, DB limit = 68, Max OSA = 100% | 0.0069599 | 0.0035843 | 0.0069599 | 8228.0134 | 115192.1878 | -147.4554 | -2064.3761 | 0.086323 | 1.7338 | 0.018168 | 1.7338 | 0.12926 | 1.7338 | 0.061104 | 1.7338 | 1.7406 | 4.1003 | 0.90961 | 1.3008
ecomizer with Econo-Lockout=NO, DB limit = 68, Max OSA = 100% | 0.030671 | 0.015795 | 0.030671 | 12474.73 | 174646.2202 | -260.1114 | -3641.5595 | 0.11182 | 1.7338 | 0.043625 | 1.7338 | 0.14014 | 1.7338 | 0.071945 | 1.7338 | 2.5378 | 5.9782 | 1.0636 | 1.4018
ecomizer with Econo-Lockout=NO, DB limit = 68, Max OSA = 100% | 0.030671 | 0.015795 | 0.030671 | 12474.73 | 174646.2202 | -260.1114 | -3641.5595 | 0.11183 | 1.7338 | 0.043627 | 1.7338 | 0.14015 | 1.7338 | 0.071947 | 1.7338 | 2.5378 | 5.9784 | 1.0637 | 1.4018
ecomizer with Econo-Lockout=NO, DB limit = 68, Max OSA = 100% | 0.0068419 | 0.0035236 | 0.0068419 | 6841.9323 | 95787.0522 | -118.5542 | -1659.7584 | 0.071223 | 1.7338 | 0.0030615 | 1.7338 | 0.12286 | 1.7338 | 0.054696 | 1.7338 | 1.459 | 3.4369 | 0.8291 | 1.232
ecomizer with Econo-Lockout=NO, DB limit = 68, Max OSA = 100% | 0.0026719 | 0.001376 | 0.0026719 | 9260.2015 | 129642.8206 | -176.0618 | -2464.8651 | 0.094576 | 1.7338 | 0.026447 | 1.7338 | 0.13273 | 1.7338 | 0.064598 | 1.7338 | 1.9294 | 4.5451 | 0.95151 | 1.3286
ecomizer with Econo-Lockout=NO, DB limit = 68, Max OSA = 100% | 0.051609 | 0.026579 | 0.051609 | 13418.4448 | 187858.2274 | -309.6564 | -4335.1899 | 0.1154 | 1.7338 | 0.04715 | 1.7338 | 0.14173 | 1.7338 | 0.073479 | 1.7338 | 2.6478 | 6.2375 | 1.0626 | 1.3818
ecomizer with Econo-Lockout=NO, DB limit = 68, Max OSA = 100% | 0.051609 | 0.026579 | 0.051609 | 13418.4448 | 187858.2274 | -309.6564 | -4335.1899 | 0.1154 | 1.7338 | 0.047154 | 1.7338 | 0.14173 | 1.7338 | 0.073483 | 1.7338 | 2.648 | 6.2379 | 1.0627 | 1.3818
ecomizer with Econo-Lockout=NO, DB limit = 68, Max OSA = 100% | 0.0072843 | 0.0037514 | 0.0072843 | 7372.7719 | 103218.8063 | -123.5677 | -1729.9472 | 0.077682 | 1.7338 | 0.0095207 | 1.7338 | 0.1256 | 1.7338 | 0.057438 | 1.7338 | 1.584 | 3.7314 | 0.87097 | 1.2742
0 | 0 | 0 | 0 | 0 | 0 | 0 | 0 | 0 | 0 | 0 | 0 | 0 | 0 | 0 | 0 | 0 | 0 | 0 | 0
indirect evap cooling for make-up air only, 65% effectiveness | 0 | 0 | 0 | 0 | 0 | 0 | 0 | 0 | 0 | 0 | 0 | 0 | 0 | 0 | 0 | 0 | 0 | 0 | 0
indirect evap cooling for make-up air only, 65% effectiveness | 0 | 0 | 0 | 0 | 0 | 0 | 0 | 0 | 0 | 0 | 0 | 0 | 0 | 0 | 0 | 0 | 0 | 0 | 0
indirect evap cooling for make-up air only, 65% effectiveness | 0 | 0 | 0 | 0 | 0 | 0 | 0 | 0 | 0 | 0 | 0 | 0 | 0 | 0 | 0 | 0 | 0 | 0 | 0
indirect evap cooling for make-up air only, 65% effectiveness | 0 | 0 | 0 | 0 | 0 | 0 | 0 | 0 | 0 | 0 | 0 | 0 | 0 | 0 | 0 | 0 | 0 | 0 | 0
indirect evap cooling for make-up air only, 65% effectiveness | 0 | 0 | 0 | 0 | 0 | 0 | 0 | 0 | 0 | 0 | 0 | 0 | 0 | 0 | 0 | 0 | 0 | 0 | 0
indirect evap cooling for make-up air only, 65% effectiveness | 0 | 0 | 0 | 0 | 0 | 0 | 0 | 0 | 0 | 0 | 0 | 0 | 0 | 0 | 0 | 0 | 0 | 0 | 0
indirect evap cooling for make-up air only, 65% effectiveness | 0 | 0 | 0 | 0 | 0 | 0 | 0 | 0 | 0 | 0 | 0 | 0 | 0 | 0 | 0 | 0 | 0 | 0 | 0
indirect evap cooling for make-up air only, 65% effectiveness | 0 | 0 | 0 | 0 | 0 | 0 | 0 | 0 | 0 | 0 | 0 | 0 | 0 | 0 | 0 | 0 | 0 | 0 | 0
indirect evap cooling for make-up air only, 65% effectiveness | 0 | 0 | 0 | 0 | 0 | 0 | 0 | 0 | 0 | 0 | 0 | 0 | 0 | 0 | 0 | 0 | 0 | 0 | 0
indirect evap cooling for make-up air only, 65% effectiveness | 0 | 0 | 0 | 0 | 0 | 0 | 0 | 0 | 0 | 0 | 0 | 0 | 0 | 0 | 0 | 0 | 0 | 0 | 0
indirect evap cooling for make-up air only, 65% effectiveness | 0 | 0 | 0 | 0 | 0 | 0 | 0 | 0 | 0 | 0 | 0 | 0 | 0 | 0 | 0 | 0 | 0 | 0 | 0
indirect evap cooling for make-up air only, 65% effectiveness | 0 | 0 | 0 | 0 | 0 | 0 | 0 | 0 | 0 | 0 | 0 | 0 | 0 | 0 | 0 | 0 | 0 | 0 | 0
indirect evap cooling for make-up air only, 65% effectiveness | 0 | 0 | 0 | 0 | 0 | 0 | 0 | 0 | 0 | 0 | 0 | 0 | 0 | 0 | 0 | 0 | 0 | 0 | 0
indirect evap cooling for make-up air only, 65% effectiveness | 0 | 0 | 0 | 0 | 0 | 0 | 0 | 0 | 0 | 0 | 0 | 0 | 0 | 0 | 0 | 0 | 0 | 0 | 0
indirect evap cooling for make-up air only, 65% effectiveness | 0 | 0 | 0 | 0 | 0 | 0 | 0 | 0 | 0 | 0 | 0 | 0 | 0 | 0 | 0 | 0 | 0 | 0 | 0
indirect evap cooling for make-up air only, 65% effectiveness | 0 | 0 | 0 | 0 | 0 | 0 | 0 | 0 | 0 | 0 | 0 | 0 | 0 | 0 | 0 | 0 | 0 | 0 | 0
indirect evap cooling for make-up air only, 65% effectiveness | 0 | 0 | 0 | 0 | 0 | 0 | 0 | 0 | 0 | 0 | 0 | 0 | 0 | 0 | 0 | 0 | 0 | 0 | 0
indirect evap cooling for make-up air only, 65% effectiveness | 0 | 0 | 0 | 0 | 0 | 0 | 0 | 0 | 0 | 0 | 0 | 0 | 0 | 0 | 0 | 0 | 0 | 0 | 0
indirect evap cooling for make-up air only, 65% effectiveness | 0 | 0 | 0 | 0 | 0 | 0 | 0 | 0 | 0 | 0 | 0 | 0 | 0 | 0 | 0 | 0 | 0 | 0 | 0
indirect evap cooling for make-up air only, 65% effectiveness | 0 | 0 | 0 | 0 | 0 | 0 | 0 | 0 | 0 | 0 | 0 | 0 | 0 | 0 | 0 | 0 | 0 | 0 | 0
indirect evap cooling for make-up air only, 65% effectiveness | 0 | 0 | 0 | 0 | 0 | 0 | 0 | 0 | 0 | 0 | 0 | 0 | 0 | 0 | 0 | 0 | 0 | 0 | 0
indirect evap cooling for make-up air only, 65% effectiveness | 0 | 0 | 0 | 0 | 0 | 0 | 0 | 0 | 0 | 0 | 0 | 0 | 0 | 0 | 0 | 0 | 0 | 0 | 0
indirect evap cooling for make-up air only, 65% effectiveness | 0 | 0 | 0 | 0 | 0 | 0 | 0 | 0 | 0 | 0 | 0 | 0 | 0 | 0 | 0 | 0 | 0 | 0 | 0
indirect evap cooling for make-up air only, 65% effectiveness | 0 | 0 | 0 | 0 | 0 | 0 | 0 | 0 | 0 | 0 | 0 | 0 | 0 | 0 | 0 | 0 | 0 | 0 | 0
indirect evap cooling for make-up air only, 65% effectiveness | 0 | 0 | 0 | 0 | 0 | 0 | 0 | 0 | 0 | 0 | 0 | 0 | 0 | 0 | 0 | 0 | 0 | 0 | 0
indirect evap cooling for make-up air only, 65% effectiveness | 0 | 0 | 0 | 0 | 0 | 0 | 0 | 0 | 0 | 0 | 0 | 0 | 0 | 0 | 0 | 0 | 0 | 0 | 0
indirect evap cooling for make-up air only, 65% effectiveness | 0 | 0 | 0 | 0 | 0 | 0 | 0 | 0 | 0 | 0 | 0 | 0 | 0 | 0 | 0 | 0 | 0 | 0 | 0
indirect evap cooling for make-up air only, 65% effectiveness | 0 | 0 | 0 | 0 | 0 | 0 | 0 | 0 | 0 | 0 | 0 | 0 | 0 | 0 | 0 | 0 | 0 | 0 | 0
indirect evap cooling for make-up air only, 65% effectiveness | 0 | 0 | 0 | 0 | 0 | 0 | 0 | 0 | 0 | 0 | 0 | 0 | 0 | 0 | 0 | 0 | 0 | 0 | 0
indirect evap cooling for make-up air only, 65% effectiveness | 0 | 0 | 0 | 0 | 0 | 0 | 0 | 0 | 0 | 0 | 0 | 0 | 0 | 0 | 0 | 0 | 0 | 0 | 0
indirect evap cooling for make-up air only, 65% effectiveness | 0 | 0 | 0 | 0 | 0 | 0 | 0 | 0 | 0 | 0 | 0 | 0 | 0 | 0 | 0 | 0 | 0 | 0 | 0
indirect evap cooling for make-up air only, 65% effectiveness | 0 | 0 | 0 | 0 | 0 | 0 | 0 | 0 | 0 | 0 | 0 | 0 | 0 | 0 | 0 | 0 | 0 | 0 | 0
indirect evap cooling for make-up air only, 65% effectiveness | 0 | 0 | 0 | 0 | 0 | 0 | 0 | 0 | 0 | 0 | 0 | 0 | 0 | 0 | 0 | 0 | 0 | 0 | 0
indirect evap cooling for make-up air only, 65% effectiveness | 0 | 0 | 0 | 0 | 0 | 0 | 0 | 0 | 0 | 0 | 0 | 0 | 0 | 0 | 0 | 0 | 0 | 0 | 0
indirect evap cooling for make-up air only, 65% effectiveness | 0 | 0 | 0 | 0 | 0 | 0 | 0 | 0 | 0 | 0 | 0 | 0 | 0 | 0 | 0 | 0 | 0 | 0 | 0
indirect evap cooling for make-up air only, 65% effectiveness | 0 | 0 | 0 | 0 | 0 | 0 | 0 | 0 | 0 | 0 | 0 | 0 | 0 | 0 | 0 | 0 | 0 | 0 | 0
indirect evap cooling for make-up air only, 65% effectiveness | 0 | 0 | 0 | 0 | 0 | 0 | 0 | 0 | 0 | 0 | 0 | 0 | 0 | 0 | 0 | 0 | 0 | 0 | 0
indirect evap cooling for make-up air only, 65% effectiveness | 0 | 0 | 0 | 0 | 0 | 0 | 0 | 0 | 0 | 0 | 0 | 0 | 0 | 0 | 0 | 0 | 0 | 0 | 0
indirect evap cooling for make-up air only, 65% effectiveness | 0 | 0 | 0 | 0 | 0 | 0 | 0 | 0 | 0 | 0 | 0 | 0 | 0 | 0 | 0 | 0 | 0 | 0 | 0
indirect evap cooling for make-up air only, 65% effectiveness | 0 | 0 | 0 | 0 | 0 | 0 | 0 | 0 | 0 | 0 | 0 | 0 | 0 | 0 | 0 | 0 | 0 | 0 | 0
indirect evap cooling for make-up air only, 65% effectiveness | 0 | 0 | 0 | 0 | 0 | 0 | 0 | 0 | 0 | 0 | 0 | 0 | 0 | 0 | 0 | 0 | 0 | 0 | 0
indirect evap cooling for make-up air only, 65% effectiveness | 0 | 0 | 0 | 0 | 0 | 0 | 0 | 0 | 0 | 0 | 0 | 0 | 0 | 0 | 0 | 0 | 0 | 0 | 0
indirect evap cooling for make-up air only, 65% effectiveness | 0 | 0 | 0 | 0 | 0 | 0 | 0 | 0 | 0 | 0 | 0 | 0 | 0 | 0 | 0 | 0 | 0 | 0 | 0
indirect evap cooling for make-up air only, 65% effectiveness | 0 | 0 | 0 | 0 | 0 | 0 | 0 | 0 | 0 | 0 | 0 | 0 | 0 | 0 | 0 | 0 | 0 | 0 | 0
indirect evap cooling for make-up air only, 65% effectiveness | 0 | 0 | 0 | 0 | 0 | 0 | 0 | 0 | 0 | 0 | 0 | 0 | 0 | 0 | 0 | 0 | 0 | 0 | 0
indirect evap cooling for make-up air only, 65% effectiveness | 0 | 0 | 0 | 0 | 0 | 0 | 0 | 0 | 0 | 0 | 0 | 0 | 0 | 0 | 0 | 0 | 0 | 0 | 0
indirect evap cooling for make-up air only, 65% effectiveness | 0 | 0 | 0 | 0 | 0 | 0 | 0 | 0 | 0 | 0 | 0 | 0 | 0 | 0 | 0 | 0 | 0 | 0 | 0
indirect evap cooling for make-up air only, 65% effectiveness | 0 | 0 | 0 | 0 | 0 | 0 | 0 | 0 | 0 | 0 | 0 | 0 | 0 | 0 | 0 | 0 | 0 | 0 | 0
indirect evap cooling for make-up air only, 65% effectiveness | 0 | 0 | 0 | 0 | 0 | 0 | 0 | 0 | 0 | 0 | 0 | 0 | 0 | 0 | 0 | 0 | 0 | 0 | 0
indirect evap cooling for make-up air only, 65% effectiveness | 0 | 0 | 0 | 0 | 0 | 0 | 0 | 0 | 0 | 0 | 0 | 0 | 0 | 0 | 0 | 0 | 0 | 0 | 0
indirect evap cooling for make-up air only, 65% effectiveness | 0 | 0 | 0 | 0 | 0 | 0 | 0 | 0 | 0 | 0 | 0 | 0 | 0 | 0 | 0 | 0 | 0 | 0 | 0
indirect evap cooling for make-up air only, 65% effectiveness | 0 | 0 | 0 | 0 | 0 | 0 | 0 | 0 | 0 | 0 | 0 | 0 | 0 | 0 | 0 | 0 | 0 | 0 | 0
indirect evap cooling for make-up air only, 65% effectiveness | 0 | 0 | 0 | 0 | 0 | 0 | 0 | 0 | 0 | 0 | 0 | 0 | 0 | 0 | 0 | 0 | 0 | 0 | 0
indirect evap cooling for make-up air only, 65% effectiveness | 0 | 0 | 0 | 0 | 0 | 0 | 0 | 0 | 0 | 0 | 0 | 0 | 0 | 0 | 0 | 0 | 0 | 0 | 0
indirect evap cooling for make-up air only, 65% effectiveness | 0 | 0 | 0 | 0 | 0 | 0 | 0 | 0 | 0 | 0 | 0 | 0 | 0 | 0 | 0 | 0 | 0 | 0 | 0
indirect evap cooling for make-up air only, 65% effectiveness | 0 | 0 | 0 | 0 | 0 | 0 | 0 | 0 | 0 | 0 | 0 | 0 | 0 | 0 | 0 | 0 | 0 | 0 | 0
indirect evap cooling for make-up air only, 65% effectiveness | 0 | 0 | 0 | 0 | 0 | 0 | 0 | 0 | 0 | 0 | 0 | 0 | 0 | 0 | 0 | 0 | 0 | 0 | 0
indirect evap cooling for make-up air only, 65% effectiveness | 0 | 0 | 0 | 0 | 0 | 0 | 0 | 0 | 0 | 0 | 0 | 0 | 0 | 0 | 0 | 0 | 0 | 0 | 0
indirect evap cooling for make-up air only, 65% effectiveness | 0 | 0 | 0 | 0 | 0 | 0 | 0 | 0 | 0 | 0 | 0 | 0 | 0 | 0 | 0 | 0 | 0 | 0 | 0
indirect evap cooling for make-up air only, 65% effectiveness | 0 | 0 | 0 | 0 | 0 | 0 | 0 | 0 | 0 | 0 | 0 | 0 | 0 | 0 | 0 | 0 | 0 | 0 | 0
indirect evap cooling for make-up air only, 65% effectiveness | 0 | 0 | 0 | 0 | 0 | 0 | 0 | 0 | 0 | 0 | 0 | 0 | 0 | 0 | 0 | 0 | 0 | 0 | 0
indirect evap cooling for make-up air only, 65% effectiveness | 0 | 0 | 0 | 0 | 0 | 0 | 0 | 0 | 0 | 0 | 0 | 0 | 0 | 0 | 0 | 0 | 0 | 0 | 0
indirect evap cooling for make-up air only, 65% effectiveness | 0 | 0 | 0 | 0 | 0 | 0 | 0 | 0 | 0 | 0 | 0 | 0 | 0 | 0 | 0 | 0 | 0 | 0 | 0
indirect evap cooling for make-up air only, 65% effectiveness | 0 | 0 | 0 | 0 | 0 | 0 | 0 | 0 | 0 | 0 | 0 | 0 | 0 | 0 | 0 | 0 | 0 | 0 | 0
indirect evap cooling for make-up air only, 65% effectiveness | 0 | 0 | 0 | 0 | 0 | 0 | 0 | 0 | 0 | 0 | 0 | 0 | 0 | 0 | 0 | 0 | 0 | 0 | 0
indirect evap cooling for make-up air only, 65% effectiveness | 0 | 0 | 0 | 0 | 0 | 0 | 0 | 0 | 0 | 0 | 0 | 0 | 0 | 0 | 0 | 0 | 0 | 0 | 0
indirect evap cooling for make-up air only, 65% effectiveness | 0 | 0 | 0 | 0 | 0 | 0 | 0 | 0 | 0 | 0 | 0 | 0 | 0 | 0 | 0 | 0 | 0 | 0 | 0
indirect evap cooling for make-up air only, 65% effectiveness | 0 | 0 | 0 | 0 | 0 | 0 | 0 | 0 | 0 | 0 | 0 | 0 | 0 | 0 | 0 | 0 | 0 | 0 | 0
indirect evap cooling for make-up air only, 65% effectiveness | 0 | 0 | 0 | 0 | 0 | 0 | 0 | 0 | 0 | 0 | 0 | 0 | 0 | 0 | 0 | 0 | 0 | 0 | 0
indirect evap cooling for make-up air only, 65% effectiveness | 0 | 0 | 0 | 0 | 0 | 0 | 0 | 0 | 0 | 0 | 0 | 0 | 0 | 0 | 0 | 0 | 0 | 0 | 0
indirect evap cooling for make-up air only, 65% effectiveness | 0 | 0 | 0 | 0 | 0 | 0 | 0 | 0 | 0 | 0 | 0 | 0 | 0 | 0 | 0 | 0 | 0 | 0 | 0
indirect evap cooling for make-up air only, 65% effectiveness | 0 | 0 | 0 | 0 | 0 | 0 | 0 | 0 | 0 | 0 | 0 | 0 | 0 | 0 | 0 | 0 | 0 | 0 | 0
indirect evap cooling for make-up air only, 65% effectiveness | 0 | 0 | 0 | 0 | 0 | 0 | 0 | 0 | 0 | 0 | 0 | 0 | 0 | 0 | 0 | 0 | 0 | 0 | 0
indirect evap cooling for make-up air only, 65% effectiveness | 0 | 0 | 0 | 0 | 0 | 0 | 0 | 0 | 0 | 0 | 0 | 0 | 0 | 0 | 0 | 0 | 0 | 0 | 0
indirect evap cooling for make-up air only, 65% effectiveness | 0 | 0 | 0 | 0 | 0 | 0 | 0 | 0 | 0 | 0 | 0 | 0 | 0 | 0 | 0 | 0 | 0 | 0 | 0
indirect evap cooling for make-up air only, 65% effectiveness | 0 | 0 | 0 | 0 | 0 | 0 | 0 | 0 | 0 | 0 | 0 | 0 | 0 | 0 | 0 | 0 | 0 | 0 | 0
indirect evap cooling for make-up air only, 65% effectiveness | 0 | 0 | 0 | 0 | 0 | 0 | 0 | 0 | 0 | 0 | 0 | 0 | 0 | 0 | 0 | 0 | 0 | 0 | 0
indirect evap cooling for make-up air only, 65% effectiveness | 0 | 0 | 0 | 0 | 0 | 0 | 0 | 0 | 0 | 0 | 0 | 0 | 0 | 0 | 0 | 0 | 0 | 0 | 0
indirect evap cooling for make-up air only, 65% effectiveness | 0 | 0 | 0 | 0 | 0 | 0 | 0 | 0 | 0 | 0 | 0 | 0 | 0 | 0 | 0 | 0 | 0 | 0 | 0
indirect evap cooling for make-up air only, 65% effectiveness | 0 | 0 | 0 | 0 | 0 | 0 | 0 | 0 | 0 | 0 | 0 | 0 | 0 | 0 | 0 | 0 | 0 | 0 | 0
indirect evap cooling for make-up air only, 65% effectiveness | 0 | 0 | 0 | 0 | 0 | 0 | 0 | 0 | 0 | 0 | 0 | 0 | 0 | 0 | 0 | 0 | 0 | 0 | 0
indirect evap cooling for make-up air only, 65% effectiveness | 0 | 0 | 0 | 0 | 0 | 0 | 0 | 0 | 0 | 0 | 0 | 0 | 0 | 0 | 0 | 0 | 0 | 0 | 0
indirect evap cooling for make-up air only, 65% effectiveness | 0 | 0 | 0 | 0 | 0 | 0 | 0 | 0 | 0 | 0 | 0 | 0 | 0 | 0 | 0 | 0 | 0 | 0 | 0
indirect evap cooling for make-up air only, 65% effectiveness | 0 | 0 | 0 | 0 | 0 | 0 | 0 | 0 | 0 | 0 | 0 | 0 | 0 | 0 | 0 | 0 | 0 | 0 | 0
indirect evap cooling for make-up air only, 65% effectiveness | 0 | 0 | 0 | 0 | 0 | 0 | 0 | 0 | 0 | 0 | 0 | 0 | 0 | 0 | 0 | 0 | 0 | 0 | 0
indirect evap cooling for make-up air only, 65% effectiveness | 0 | 0 | 0 | 0 | 0 | 0 | 0 | 0 | 0 | 0 | 0 | 0 | 0 | 0 | 0 | 0 | 0 | 0 | 0
indirect evap cooling for make-up air only, 65% effectiveness | 0 | 0 | 0 | 0 | 0 | 0 | 0 | 0 | 0 | 0 | 0 | 0 | 0 | 0 | 0 | 0 | 0 | 0 | 0
indirect evap cooling for make-up air only, 65% effectiveness | 0 | 0 | 0 | 0 | 0 | 0 | 0 | 0 | 0 | 0 | 0 | 0 | 0 | 0 | 0 | 0 | 0 | 0 | 0
indirect evap cooling for make-up air only, 65% effectiveness | 0 | 0 | 0 | 0 | 0 | 0 | 0 | 0 | 0 | 0 | 0 | 0 | 0 | 0 | 0 | 0 | 0 | 0 | 0
indirect evap cooling for make-up air only, 65% effectiveness | 0 | 0 | 0 | 0 | 0 | 0 | 0 | 0 | 0 | 0 | 0 | 0 | 0 | 0 | 0 | 0 | 0 | 0 | 0
indirect evap cooling for make-up air only, 65% effectiveness | 0 | 0 | 0 | 0 | 0 | 0 | 0 | 0 | 0 | 0 | 0 | 0 | 0 | 0 | 0 | 0 | 0 | 0 | 0
indirect evap cooling for make-up air only, 65% effectiveness | 0 | 0 | 0 | 0 | 0 | 0 | 0 | 0 | 0 | 0 | 0 | 0 | 0 | 0 | 0 | 0 | 0 | 0 | 0
indirect evap cooling for make-up air only, 65% effectiveness | 0 | 0 | 0 | 0 | 0 | 0 | 0 | 0 | 0 | 0 | 0 | 0 | 0 | 0 | 0 | 0 | 0 | 0 | 0
indirect evap cooling for make-up air only, 65% effectiveness | 0 | 0 | 0 | 0 | 0 | 0 | 0 | 0 | 0 | 0 | 0 | 0 | 0 | 0 | 0 | 0 | 0 | 0 | 0
indirect evap cooling for make-up air only, 65% effectiveness | 0 | 0 | 0 | 0 | 0 | 0 | 0 | 0 | 0 | 0 | 0 | 0 | 0 | 0 | 0 | 0 | 0 | 0 | 0
indirect evap cooling for make-up air only, 65% effectiveness | 0 | 0 | 0 | 0 | 0 | 0 | 0 | 0 | 0 | 0 | 0 | 0 | 0 | 0 | 0 | 0 | 0 | 0 | 0
indirect evap cooling for make-up air only, 65% effectiveness | 0 | 0 | 0 | 0 | 0 | 0 | 0 | 0 | 0 | 0 | 0 | 0 | 0 | 0 | 0 | 0 | 0 | 0 | 0
indirect evap cooling for make-up air only, 65% effectiveness | 0 | 0 | 0 | 0 | 0 | 0 | 0 | 0 | 0 | 0 | 0 | 0 | 0 | 0 | 0 | 0 | 0 | 0 | 0
indirect evap cooling for make-up air only, 65% effectiveness | 0 | 0 | 0 | 0 | 0 | 0 | 0 | 0 | 0 | 0 | 0 | 0 | 0 | 0 | 0 | 0 | 0 | 0 | 0
indirect evap cooling for make-up air only, 65% effectiveness | 0 | 0 | 0 | 0 | 0 | 0 | 0 | 0 | 0 | 0 | 0 | 0 | 0 | 0 | 0 | 0 | 0 | 0 | 0
indirect evap cooling for make-up air only, 65% effectiveness | 0 | 0 | 0 | 0 | 0 | 0 | 0 | 0 | 0 | 0 | 0 | 0 | 0 | 0 | 0 | 0 | 0 | 0 | 0
indirect evap cooling for make-up air only, 65% effectiveness | 0 | 0 | 0 | 0 | 0 | 0 | 0 | 0 | 0 | 0 | 0 | 0 | 0 | 0 | 0 | 0 | 0 | 0 | 0
indirect evap cooling for make-up air only, 65% effectiveness | 0 | 0 | 0 | 0 | 0 | 0 | 0 | 0 | 0 | 0 | 0 | 0 | 0 | 0 | 0 | 0 | 0 | 0 | 0
indirect evap cooling for make-up air only, 65% effectiveness | 0 | 0 | 0 | 0 | 0 | 0 | 0 | 0 | 0 | 0 | 0 | 0 | 0 | 0 | 0 | 0 | 0 | 0 | 0
MCE Commercial Custom measure Program | 24.2392 | 12.4832 | 24.2392 | 1615950 | 24239250 | 63964.6875 | 959470.3125 | 0.1204 | 1.2333 | 0.052173 | 0.53447 | 0.1327 | 1.3593 | 0.064474 | 0.66047 | 3.9586 | 5.6736 | 1.479 | 1.6673
0 | 0 | 0 | 0 | 0 | 0 | 0 | 0 | 0 | 0 | 0 | 0 | 0 | 0 | 0 | 0 | 0 | 0 | 0 | 0
Water Heating Boiler/ Water Heating Storage Water Heater: PGECODHW103 - Large Gas Storage Water Heater>75 kBtuh, ³90% TE, Rev # 5 | 0 | 0 | 0 | 0 | 0 | 25.936 | 389.04 | 0 | 1.5302 | 0 | 0.86006 | 0 | 1.5577 | 0 | 0.88756 | 30.3286 | 64.1233 | 2.1907 | 2.2774
Water Heating Boiler: High Efficiency DHW Boiler (>75 MBTU/h) PGECODHW124 | 0 | 0 | 0 | 0 | 0 | 0 | 0 | 0 | 0 | 0 | 0 | 0 | 0 | 0 | 0 | 0 | 0 | 0 | 0
Agricultural/ Industrial - Refrigeration Ice machine: PGECOFST108 - Commercial Ice Machines, Rev # 4 - F200 - Commercial Ice Machines 101-300lbs/day | 1.115 | 1.0481 | 1.115 | 9756.2981 | 97562.9813 | 0 | 0 | 0.085763 | 0 | 0.016029 | 0 | 0.12734 | 0 | 0.057609 | 0 | 2.087 | 4.4126 | 1.1078 | 1.5381
Agricultural/ Industrial - Refrigeration Ice machine: PGECOFST108 - Commercial Ice Machines, Rev # 4 - F201 - Commercial Ice Machines 301-500lbs/day | 1.5513 | 1.4582 | 1.5513 | 13537.6211 | 135376.2112 | 0 | 0 | 0.11526 | 0 | 0.045512 | 0 | 0.14131 | 0 | 0.071561 | 0 | 3.3319 | 7.0446 | 1.3819 | 1.7685
Agricultural/ Industrial - Refrigeration Ice machine: PGECOFST108 - Commercial Ice Machines, Rev # 4 - F202 - Commercial Ice Machines 501-1000lbs/day | 2.4966 | 2.3468 | 2.4966 | 21900.1624 | 219001.6237 | 0 | 0 | 0.13604 | 0 | 0.066311 | 0 | 0.15111 | 0 | 0.081384 | 0 | 5.7565 | 12.1709 | 1.6744 | 1.9776
Agricultural/ Industrial - Refrigeration Ice machine: PGECOFST108 - Commercial Ice Machines, Rev # 4 - F203 - Commercial Ice Machines 1001-1500lbs/day | 3.5995 | 3.3836 | 3.5995 | 31523.1446 | 315231.4463 | 0 | 0 | 0.11765 | 0 | 0.047919 | 0 | 0.14242 | 0 | 0.07269 | 0 | 3.5032 | 7.4067 | 1.4105 | 1.7904
Agricultural/ Industrial - Refrigeration Ice machine: PGECOFST108 - Commercial Ice Machines, Rev # 4 - F204 - Commercial Ice Machines >1500lbs/day | 5.0418 | 4.7393 | 5.0418 | 44127.5546 | 441275.5463 | 0 | 0 | 0.11113 | 0 | 0.041396 | 0 | 0.13934 | 0 | 0.069606 | 0 | 3.0761 | 6.5038 | 1.3358 | 1.7323
Appliance Refrigerator: commercial reach-in refrigerators and freezers PGECOFST123, Rev # 1 - F171 - <15 cubic feet Glass-Door Reach-In Refrigerator | 0.89685 | 0.66367 | 0.89685 | 8762.4889 | 105149.8665 | 0 | 0 | 0.12648 | 0 | 0.061728 | 0 | 0.14041 | 0 | 0.075652 | 0 | 5.7875 | 12.2364 | 1.677 | 1.9793
Appliance Refrigerator: commercial reach-in refrigerators and freezers PGECOFST123, Rev # 1 - F172 - 15-29 cubic feet Glass-Door Reach-In Refrigerator | 0.54942 | 0.40657 | 0.54942 | 5340.7148 | 64088.577 | 0 | 0 | -0.088 | 0 | -0.15277 | 0 | 0.038985 | 0 | -0.025789 | 0 | 0.63477 | 1.3421 | 0.50028 | 0.85571
Appliance Refrigerator: commercial reach-in refrigerators and freezers PGECOFST123, Rev # 1 - F173 - 30-49 cubic feet Glass-Door Reach-In Refrigerator | 0.6383 | 0.47234 | 0.6383 | 6261.8063 | 75141.675 | 0 | 0 | -0.10314 | 0 | -0.16788 | 0 | 0.031784 | 0 | -0.032958 | 0 | 0.59712 | 1.2625 | 0.4766 | 0.82264
Appliance Refrigerator: commercial reach-in refrigerators and freezers PGECOFST123, Rev # 1 - F174 - ³ 50 cubic feet Glass-Door Reach-In Refrigerator | 0.77566 | 0.57399 | 0.77566 | 7546.4865 | 90557.838 | 0 | 0 | -0.15284 | 0 | -0.21761 | 0 | 0.0083157 | 0 | -0.056455 | 0 | 0.50017 | 1.0575 | 0.41274 | 0.73039
Appliance Refrigerator: commercial reach-in refrigerators and freezers PGECOFST123, Rev # 1 - F175 - <15 cubic feet Glass-Door Reach-In Freezer | 1.4059 | 1.0403 | 1.4059 | 13679.0168 | 164148.201 | 0 | 0 | 0.15016 | 0 | 0.085393 | 0 | 0.15163 | 0 | 0.086855 | 0 | 55.1145 | 116.5277 | 2.2642 | 2.3143
Appliance Refrigerator: commercial reach-in refrigerators and freezers PGECOFST123, Rev # 1 - F176 - 15-29 cubic feet Glass-Door Reach-In Freezer | 2.5088 | 1.8565 | 2.5088 | 24360.4463 | 292325.355 | 0 | 0 | 0.14158 | 0 | 0.076799 | 0 | 0.14757 | 0 | 0.082795 | 0 | 13.4428 | 28.4219 | 2.0084 | 2.1801
Appliance Refrigerator: commercial reach-in refrigerators and freezers PGECOFST123, Rev # 1 - F177 - 30-49 cubic feet Glass-Door Reach-In Freezer | 5.7326 | 4.2421 | 5.7326 | 55738.1554 | 668857.8645 | 0 | 0 | 0.14436 | 0 | 0.079583 | 0 | 0.14888 | 0 | 0.084109 | 0 | 17.8102 | 37.6558 | 2.0848 | 2.2219
Appliance Refrigerator: commercial reach-in refrigerators and freezers PGECOFST123, Rev # 1 - F178 - ³ 50 cubic feet Glass-Door Reach-In Freezer | 10.0956 | 7.4708 | 10.0956 | 98205.3214 | 1178463.8565 | 0 | 0 | 0.13248 | 0 | 0.067706 | 0 | 0.14326 | 0 | 0.07849 | 0 | 7.474 | 15.8022 | 1.7943 | 2.0543
Appliance Refrigerator: commercial reach-in refrigerators and freezers PGECOFST123, Rev # 1 - F179 - <15 cubic feet Solid-Door Reach-In Freezer | 0.7393 | 0.54708 | 0.7393 | 7211.1769 | 86534.1225 | 0 | 0 | 0.073094 | 0 | 0.0083312 | 0 | 0.11516 | 0 | 0.050401 | 0 | 1.9157 | 4.0503 | 1.0576 | 1.4916
Appliance Refrigerator: commercial reach-in refrigerators and freezers PGECOFST123, Rev # 1 - F180 - 15-29 cubic feet Solid-Door Reach-In Freezer | 0.7191 | 0.53213 | 0.7191 | 7021.3027 | 84255.633 | 0 | 0 | -0.13632 | 0 | -0.20108 | 0 | 0.016112 | 0 | -0.048646 | 0 | 0.52868 | 1.1178 | 0.43196 | 0.75865
Appliance Refrigerator: commercial reach-in refrigerators and freezers PGECOFST123, Rev # 1 - F181 - 30-49 cubic feet Solid-Door Reach-In Freezer | 1.721 | 1.2735 | 1.721 | 16757.4015 | 201088.818 | 0 | 0 | 0.014541 | 0 | -0.050227 | 0 | 0.087477 | 0 | 0.022709 | 0 | 1.1051 | 2.3364 | 0.75277 | 1.1744
Appliance Refrigerator: commercial reach-in refrigerators and freezers PGECOFST123, Rev # 1 - F182 - ³ 50 cubic feet Solid-Door Reach-In Freezer | 5.672 | 4.1973 | 5.672 | 55168.533 | 662022.396 | 0 | 0 | 0.073227 | 0 | 0.0084546 | 0 | 0.11524 | 0 | 0.050466 | 0 | 1.9186 | 4.0565 | 1.0585 | 1.4925
Appliance Refrigerator: commercial reach-in refrigerators and freezers PGECOFST123, Rev # 1 - F183 - <15 cubic feet Solid-Door Reach-In Refrigerator | 0.22623 | 0.16741 | 0.22623 | 2181.5325 | 26178.39 | 0 | 0 | -0.59269 | 0 | -0.6575 | 0 | -0.19969 | 0 | -0.26449 | 0 | 0.20519 | 0.43383 | 0.18878 | 0.36649
Appliance Refrigerator: commercial reach-in refrigerators and freezers PGECOFST123, Rev # 1 - F184 - 15-29 cubic feet Solid-Door Reach-In Refrigerator | 0.41207 | 0.30493 | 0.41207 | 3983.3168 | 47799.801 | 0 | 0 | -0.37461 | 0 | -0.4394 | 0 | -0.096549 | 0 | -0.16134 | 0 | 0.28998 | 0.61309 | 0.25826 | 0.48672
Appliance Refrigerator: commercial reach-in refrigerators and freezers PGECOFST123, Rev # 1 - F185 - 30-49 cubic feet Solid-Door Reach-In Refrigerator | 0.71102 | 0.52615 | 0.71102 | 6900.1065 | 82801.278 | 0 | 0 | -0.27208 | 0 | -0.33686 | 0 | -0.048073 | 0 | -0.11285 | 0 | 0.35987 | 0.76087 | 0.31228 | 0.57544
Appliance Refrigerator: commercial reach-in refrigerators and freezers PGECOFST123, Rev # 1 - F186 - ³ 50 cubic feet Solid-Door Reach-In Refrigerator | 1.0584 | 0.78325 | 1.0584 | 10334.0003 | 124008.003 | 0 | 0 | -0.23967 | 0 | -0.30443 | 0 | -0.03277 | 0 | -0.097529 | 0 | 0.3895 | 0.82351 | 0.33435 | 0.61057
Refrigeration Controls ASH: PGECOREF108 - Anti-Sweat Heat (ASH) Controls, Rev # 4 - HB31 - Freezer ASH Controls | 0 | 0 | 0 | 0 | 0 | 0 | 0 | 0 | 0 | 0 | 0 | 0 | 0 | 0 | 0 | 0 | 0 | 0 | 0
Refrigeration Controls ASH: PGECOREF108 - Anti-Sweat Heat (ASH) Controls, Rev # 4 - HB31 - Freezer ASH Controls | 0 | 0 | 0 | 0 | 0 | 0 | 0 | 0 | 0 | 0 | 0 | 0 | 0 | 0 | 0 | 0 | 0 | 0 | 0
Refrigeration Controls ASH: PGECOREF108 - Anti-Sweat Heat (ASH) Controls, Rev # 4 - R7 - Cooler ASH Controls | 0 | 0 | 0 | 0 | 0 | 0 | 0 | 0 | 0 | 0 | 0 | 0 | 0 | 0 | 0 | 0 | 0 | 0 | 0
Refrigeration Controls ASH: PGECOREF108 - Anti-Sweat Heat (ASH) Controls, Rev # 4 - R7 - Cooler ASH Controls | 0 | 0 | 0 | 0 | 0 | 0 | 0 | 0 | 0 | 0 | 0 | 0 | 0 | 0 | 0 | 0 | 0 | 0 | 0
Commercial/ Industrial - Refrigeration Door Closer: PGECOREF110 - Refrigerated Storage Auto Closer, Rev # 4 - R79/ R80 - Main Cooler Auto Closer/ Main Freezer Auto Closer | 0 | 0 | 0 | 0 | 0 | 0 | 0 | 0 | 0 | 0 | 0 | 0 | 0 | 0 | 0 | 0 | 0 | 0 | 0
Commercial/ Industrial - Refrigeration Door Closer: PGECOREF110 - Refrigerated Storage Auto Closer, Rev # 4 - R79/ R80 - Main Cooler Auto Closer/ Main Freezer Auto Closer | 0 | 0 | 0 | 0 | 0 | 0 | 0 | 0 | 0 | 0 | 0 | 0 | 0 | 0 | 0 | 0 | 0 | 0 | 0
0 | 0 | 0 | 0 | 0 | 0 | 0 | 0 | 0 | 0 | 0 | 0 | 0 | 0 | 0 | 0 | 0 | 0 | 0 | 0
0 | 0 | 0 | 0 | 0 | 0 | 0 | 0 | 0 | 0 | 0 | 0 | 0 | 0 | 0 | 0 | 0 | 0 | 0 | 0
0 | 0 | 0 | 0 | 0 | 0 | 0 | 0 | 0 | 0 | 0 | 0 | 0 | 0 | 0 | 0 | 0 | 0 | 0 | 0
#REF! | 0 | 0 | 0 | 0 | 0 | 0 | 0 | 0 | 0 | 0 | 0 | 0 | 0 | 0 | 0 | 0 | 0 | 0 | 0
0 | 0 | 0 | 0 | 0 | 0 | 0 | 0 | 0 | 0 | 0 | 0 | 0 | 0 | 0 | 0 | 0 | 0 | 0 | 0
0 | 0 | 0 | 0 | 0 | 0 | 0 | 0 | 0 | 0 | 0 | 0 | 0 | 0 | 0 | 0 | 0 | 0 | 0 | 0
0 | 0 | 0 | 0 | 0 | 0 | 0 | 0 | 0 | 0 | 0 | 0 | 0 | 0 | 0 | 0 | 0 | 0 | 0 | 0
0 | 0 | 0 | 0 | 0 | 0 | 0 | 0 | 0 | 0 | 0 | 0 | 0 | 0 | 0 | 0 | 0 | 0 | 0 | 0
0 | 0 | 0 | 0 | 0 | 0 | 0 | 0 | 0 | 0 | 0 | 0 | 0 | 0 | 0 | 0 | 0 | 0 | 0 | 0
0 | 0 | 0 | 0 | 0 | 0 | 0 | 0 | 0 | 0 | 0 | 0 | 0 | 0 | 0 | 0 | 0 | 0 | 0 | 0
0 | 0 | 0 | 0 | 0 | 0 | 0 | 0 | 0 | 0 | 0 | 0 | 0 | 0 | 0 | 0 | 0 | 0 | 0 | 0
0 | 0 | 0 | 0 | 0 | 0 | 0 | 0 | 0 | 0 | 0 | 0 | 0 | 0 | 0 | 0 | 0 | 0 | 0 | 0
0 | 0 | 0 | 0 | 0 | 0 | 0 | 0 | 0 | 0 | 0 | 0 | 0 | 0 | 0 | 0 | 0 | 0 | 0 | 0
0 | 0 | 0 | 0 | 0 | 0 | 0 | 0 | 0 | 0 | 0 | 0 | 0 | 0 | 0 | 0 | 0 | 0 | 0 | 0
0 | 0 | 0 | 0 | 0 | 0 | 0 | 0 | 0 | 0 | 0 | 0 | 0 | 0 | 0 | 0 | 0 | 0 | 0 | 0
0 | 0 | 0 | 0 | 0 | 0 | 0 | 0 | 0 | 0 | 0 | 0 | 0 | 0 | 0 | 0 | 0 | 0 | 0 | 0
0 | 0 | 0 | 0 | 0 | 0 | 0 | 0 | 0 | 0 | 0 | 0 | 0 | 0 | 0 | 0 | 0 | 0 | 0 | 0
0 | 0 | 0 | 0 | 0 | 0 | 0 | 0 | 0 | 0 | 0 | 0 | 0 | 0 | 0 | 0 | 0 | 0 | 0 | 0
0 | 0 | 0 | 0 | 0 | 0 | 0 | 0 | 0 | 0 | 0 | 0 | 0 | 0 | 0 | 0 | 0 | 0 | 0 | 0
0 | 0 | 0 | 0 | 0 | 0 | 0 | 0 | 0 | 0 | 0 | 0 | 0 | 0 | 0 | 0 | 0 | 0 | 0 | 0
0 | 0 | 0 | 0 | 0 | 0 | 0 | 0 | 0 | 0 | 0 | 0 | 0 | 0 | 0 | 0 | 0 | 0 | 0 | 0
0 | 0 | 0 | 0 | 0 | 0 | 0 | 0 | 0 | 0 | 0 | 0 | 0 | 0 | 0 | 0 | 0 | 0 | 0 | 0
0 | 0 | 0 | 0 | 0 | 0 | 0 | 0 | 0 | 0 | 0 | 0 | 0 | 0 | 0 | 0 | 0 | 0 | 0 | 0
0 | 0 | 0 | 0 | 0 | 0 | 0 | 0 | 0 | 0 | 0 | 0 | 0 | 0 | 0 | 0 | 0 | 0 | 0 | 0
0 | 0 | 0 | 0 | 0 | 0 | 0 | 0 | 0 | 0 | 0 | 0 | 0 | 0 | 0 | 0 | 0 | 0 | 0 | 0
0 | 0 | 0 | 0 | 0 | 0 | 0 | 0 | 0 | 0 | 0 | 0 | 0 | 0 | 0 | 0 | 0 | 0 | 0 | 0
0 | 0 | 0 | 0 | 0 | 0 | 0 | 0 | 0 | 0 | 0 | 0 | 0 | 0 | 0 | 0 | 0 | 0 | 0 | 0
0 | 0 | 0 | 0 | 0 | 0 | 0 | 0 | 0 | 0 | 0 | 0 | 0 | 0 | 0 | 0 | 0 | 0 | 0 | 0
0 | 0 | 0 | 0 | 0 | 0 | 0 | 0 | 0 | 0 | 0 | 0 | 0 | 0 | 0 | 0 | 0 | 0 | 0 | 0
0 | 0 | 0 | 0 | 0 | 0 | 0 | 0 | 0 | 0 | 0 | 0 | 0 | 0 | 0 | 0 | 0 | 0 | 0 | 0
0 | 0 | 0 | 0 | 0 | 0 | 0 | 0 | 0 | 0 | 0 | 0 | 0 | 0 | 0 | 0 | 0 | 0 | 0 | 0
0 | 0 | 0 | 0 | 0 | 0 | 0 | 0 | 0 | 0 | 0 | 0 | 0 | 0 | 0 | 0 | 0 | 0 | 0 | 0
0 | 0 | 0 | 0 | 0 | 0 | 0 | 0 | 0 | 0 | 0 | 0 | 0 | 0 | 0 | 0 | 0 | 0 | 0 | 0
0 | 0 | 0 | 0 | 0 | 0 | 0 | 0 | 0 | 0 | 0 | 0 | 0 | 0 | 0 | 0 | 0 | 0 | 0 | 0
0 | 0 | 0 | 0 | 0 | 0 | 0 | 0 | 0 | 0 | 0 | 0 | 0 | 0 | 0 | 0 | 0 | 0 | 0 | 0
0 | 0 | 0 | 0 | 0 | 0 | 0 | 0 | 0 | 0 | 0 | 0 | 0 | 0 | 0 | 0 | 0 | 0 | 0 | 0
0 | 0 | 0 | 0 | 0 | 0 | 0 | 0 | 0 | 0 | 0 | 0 | 0 | 0 | 0 | 0 | 0 | 0 | 0 | 0
0 | 0 | 0 | 0 | 0 | 0 | 0 | 0 | 0 | 0 | 0 | 0 | 0 | 0 | 0 | 0 | 0 | 0 | 0 | 0
0 | 0 | 0 | 0 | 0 | 0 | 0 | 0 | 0 | 0 | 0 | 0 | 0 | 0 | 0 | 0 | 0 | 0 | 0 | 0
0 | 0 | 0 | 0 | 0 | 0 | 0 | 0 | 0 | 0 | 0 | 0 | 0 | 0 | 0 | 0 | 0 | 0 | 0 | 0
0 | 0 | 0 | 0 | 0 | 0 | 0 | 0 | 0 | 0 | 0 | 0 | 0 | 0 | 0 | 0 | 0 | 0 | 0 | 0
0 | 0 | 0 | 0 | 0 | 0 | 0 | 0 | 0 | 0 | 0 | 0 | 0 | 0 | 0 | 0 | 0 | 0 | 0 | 0
0 | 0 | 0 | 0 | 0 | 0 | 0 | 0 | 0 | 0 | 0 | 0 | 0 | 0 | 0 | 0 | 0 | 0 | 0 | 0
0 | 0 | 0 | 0 | 0 | 0 | 0 | 0 | 0 | 0 | 0 | 0 | 0 | 0 | 0 | 0 | 0 | 0 | 0 | 0
0 | 0 | 0 | 0 | 0 | 0 | 0 | 0 | 0 | 0 | 0 | 0 | 0 | 0 | 0 | 0 | 0 | 0 | 0 | 0
0 | 0 | 0 | 0 | 0 | 0 | 0 | 0 | 0 | 0 | 0 | 0 | 0 | 0 | 0 | 0 | 0 | 0 | 0 | 0
0 | 0 | 0 | 0 | 0 | 0 | 0 | 0 | 0 | 0 | 0 | 0 | 0 | 0 | 0 | 0 | 0 | 0 | 0 | 0
0 | 0 | 0 | 0 | 0 | 0 | 0 | 0 | 0 | 0 | 0 | 0 | 0 | 0 | 0 | 0 | 0 | 0 | 0 | 0
0 | 0 | 0 | 0 | 0 | 0 | 0 | 0 | 0 | 0 | 0 | 0 | 0 | 0 | 0 | 0 | 0 | 0 | 0 | 0
0 | 0 | 0 | 0 | 0 | 0 | 0 | 0 | 0 | 0 | 0 | 0 | 0 | 0 | 0 | 0 | 0 | 0 | 0 | 0
0 | 0 | 0 | 0 | 0 | 0 | 0 | 0 | 0 | 0 | 0 | 0 | 0 | 0 | 0 | 0 | 0 | 0 | 0 | 0
0 | 0 | 0 | 0 | 0 | 0 | 0 | 0 | 0 | 0 | 0 | 0 | 0 | 0 | 0 | 0 | 0 | 0 | 0 | 0
0 | 0 | 0 | 0 | 0 | 0 | 0 | 0 | 0 | 0 | 0 | 0 | 0 | 0 | 0 | 0 | 0 | 0 | 0 | 0
0 | 0 | 0 | 0 | 0 | 0 | 0 | 0 | 0 | 0 | 0 | 0 | 0 | 0 | 0 | 0 | 0 | 0 | 0 | 0
0 | 0 | 0 | 0 | 0 | 0 | 0 | 0 | 0 | 0 | 0 | 0 | 0 | 0 | 0 | 0 | 0 | 0 | 0 | 0
0 | 0 | 0 | 0 | 0 | 0 | 0 | 0 | 0 | 0 | 0 | 0 | 0 | 0 | 0 | 0 | 0 | 0 | 0 | 0
0 | 0 | 0 | 0 | 0 | 0 | 0 | 0 | 0 | 0 | 0 | 0 | 0 | 0 | 0 | 0 | 0 | 0 | 0 | 0
0 | 0 | 0 | 0 | 0 | 0 | 0 | 0 | 0 | 0 | 0 | 0 | 0 | 0 | 0 | 0 | 0 | 0 | 0 | 0
0 | 0 | 0 | 0 | 0 | 0 | 0 | 0 | 0 | 0 | 0 | 0 | 0 | 0 | 0 | 0 | 0 | 0 | 0 | 0
0 | 0 | 0 | 0 | 0 | 0 | 0 | 0 | 0 | 0 | 0 | 0 | 0 | 0 | 0 | 0 | 0 | 0 | 0 | 0
0 | 0 | 0 | 0 | 0 | 0 | 0 | 0 | 0 | 0 | 0 | 0 | 0 | 0 | 0 | 0 | 0 | 0 | 0 | 0
0 | 0 | 0 | 0 | 0 | 0 | 0 | 0 | 0 | 0 | 0 | 0 | 0 | 0 | 0 | 0 | 0 | 0 | 0 | 0
0 | 0 | 0 | 0 | 0 | 0 | 0 | 0 | 0 | 0 | 0 | 0 | 0 | 0 | 0 | 0 | 0 | 0 | 0 | 0
0 | 0 | 0 | 0 | 0 | 0 | 0 | 0 | 0 | 0 | 0 | 0 | 0 | 0 | 0 | 0 | 0 | 0 | 0 | 0
0 | 0 | 0 | 0 | 0 | 0 | 0 | 0 | 0 | 0 | 0 | 0 | 0 | 0 | 0 | 0 | 0 | 0 | 0 | 0
0 | 0 | 0 | 0 | 0 | 0 | 0 | 0 | 0 | 0 | 0 | 0 | 0 | 0 | 0 | 0 | 0 | 0 | 0 | 0
0 | 0 | 0 | 0 | 0 | 0 | 0 | 0 | 0 | 0 | 0 | 0 | 0 | 0 | 0 | 0 | 0 | 0 | 0 | 0
0 | 0 | 0 | 0 | 0 | 0 | 0 | 0 | 0 | 0 | 0 | 0 | 0 | 0 | 0 | 0 | 0 | 0 | 0 | 0
0 | 0 | 0 | 0 | 0 | 0 | 0 | 0 | 0 | 0 | 0 | 0 | 0 | 0 | 0 | 0 | 0 | 0 | 0 | 0
0 | 0 | 0 | 0 | 0 | 0 | 0 | 0 | 0 | 0 | 0 | 0 | 0 | 0 | 0 | 0 | 0 | 0 | 0 | 0
0 | 0 | 0 | 0 | 0 | 0 | 0 | 0 | 0 | 0 | 0 | 0 | 0 | 0 | 0 | 0 | 0 | 0 | 0 | 0
0 | 0 | 0 | 0 | 0 | 0 | 0 | 0 | 0 | 0 | 0 | 0 | 0 | 0 | 0 | 0 | 0 | 0 | 0 | 0
0 | 0 | 0 | 0 | 0 | 0 | 0 | 0 | 0 | 0 | 0 | 0 | 0 | 0 | 0 | 0 | 0 | 0 | 0 | 0
0 | 0 | 0 | 0 | 0 | 0 | 0 | 0 | 0 | 0 | 0 | 0 | 0 | 0 | 0 | 0 | 0 | 0 | 0 | 0
0 | 0 | 0 | 0 | 0 | 0 | 0 | 0 | 0 | 0 | 0 | 0 | 0 | 0 | 0 | 0 | 0 | 0 | 0 | 0
0 | 0 | 0 | 0 | 0 | 0 | 0 | 0 | 0 | 0 | 0 | 0 | 0 | 0 | 0 | 0 | 0 | 0 | 0 | 0
0 | 0 | 0 | 0 | 0 | 0 | 0 | 0 | 0 | 0 | 0 | 0 | 0 | 0 | 0 | 0 | 0 | 0 | 0 | 0
0 | 0 | 0 | 0 | 0 | 0 | 0 | 0 | 0 | 0 | 0 | 0 | 0 | 0 | 0 | 0 | 0 | 0 | 0 | 0
0 | 0 | 0 | 0 | 0 | 0 | 0 | 0 | 0 | 0 | 0 | 0 | 0 | 0 | 0 | 0 | 0 | 0 | 0 | 0
0 | 0 | 0 | 0 | 0 | 0 | 0 | 0 | 0 | 0 | 0 | 0 | 0 | 0 | 0 | 0 | 0 | 0 | 0 | 0
0 | 0 | 0 | 0 | 0 | 0 | 0 | 0 | 0 | 0 | 0 | 0 | 0 | 0 | 0 | 0 | 0 | 0 | 0 | 0
0 | 0 | 0 | 0 | 0 | 0 | 0 | 0 | 0 | 0 | 0 | 0 | 0 | 0 | 0 | 0 | 0 | 0 | 0 | 0
0 | 0 | 0 | 0 | 0 | 0 | 0 | 0 | 0 | 0 | 0 | 0 | 0 | 0 | 0 | 0 | 0 | 0 | 0 | 0
0 | 0 | 0 | 0 | 0 | 0 | 0 | 0 | 0 | 0 | 0 | 0 | 0 | 0 | 0 | 0 | 0 | 0 | 0 | 0
0 | 0 | 0 | 0 | 0 | 0 | 0 | 0 | 0 | 0 | 0 | 0 | 0 | 0 | 0 | 0 | 0 | 0 | 0 | 0
0 | 0 | 0 | 0 | 0 | 0 | 0 | 0 | 0 | 0 | 0 | 0 | 0 | 0 | 0 | 0 | 0 | 0 | 0 | 0
0 | 0 | 0 | 0 | 0 | 0 | 0 | 0 | 0 | 0 | 0 | 0 | 0 | 0 | 0 | 0 | 0 | 0 | 0 | 0
0 | 0 | 0 | 0 | 0 | 0 | 0 | 0 | 0 | 0 | 0 | 0 | 0 | 0 | 0 | 0 | 0 | 0 | 0 | 0
0 | 0 | 0 | 0 | 0 | 0 | 0 | 0 | 0 | 0 | 0 | 0 | 0 | 0 | 0 | 0 | 0 | 0 | 0 | 0
0 | 0 | 0 | 0 | 0 | 0 | 0 | 0 | 0 | 0 | 0 | 0 | 0 | 0 | 0 | 0 | 0 | 0 | 0 | 0
0 | 0 | 0 | 0 | 0 | 0 | 0 | 0 | 0 | 0 | 0 | 0 | 0 | 0 | 0 | 0 | 0 | 0 | 0 | 0
0 | 0 | 0 | 0 | 0 | 0 | 0 | 0 | 0 | 0 | 0 | 0 | 0 | 0 | 0 | 0 | 0 | 0 | 0 | 0
0 | 0 | 0 | 0 | 0 | 0 | 0 | 0 | 0 | 0 | 0 | 0 | 0 | 0 | 0 | 0 | 0 | 0 | 0 | 0
0 | 0 | 0 | 0 | 0 | 0 | 0 | 0 | 0 | 0 | 0 | 0 | 0 | 0 | 0 | 0 | 0 | 0 | 0 | 0
0 | 0 | 0 | 0 | 0 | 0 | 0 | 0 | 0 | 0 | 0 | 0 | 0 | 0 | 0 | 0 | 0 | 0 | 0 | 0
0 | 0 | 0 | 0 | 0 | 0 | 0 | 0 | 0 | 0 | 0 | 0 | 0 | 0 | 0 | 0 | 0 | 0 | 0 | 0
0 | 0 | 0 | 0 | 0 | 0 | 0 | 0 | 0 | 0 | 0 | 0 | 0 | 0 | 0 | 0 | 0 | 0 | 0 | 0
0 | 0 | 0 | 0 | 0 | 0 | 0 | 0 | 0 | 0 | 0 | 0 | 0 | 0 | 0 | 0 | 0 | 0 | 0 | 0
0 | 0 | 0 | 0 | 0 | 0 | 0 | 0 | 0 | 0 | 0 | 0 | 0 | 0 | 0 | 0 | 0 | 0 | 0 | 0
0 | 0 | 0 | 0 | 0 | 0 | 0 | 0 | 0 | 0 | 0 | 0 | 0 | 0 | 0 | 0 | 0 | 0 | 0 | 0
0 | 0 | 0 | 0 | 0 | 0 | 0 | 0 | 0 | 0 | 0 | 0 | 0 | 0 | 0 | 0 | 0 | 0 | 0 | 0
0 | 0 | 0 | 0 | 0 | 0 | 0 | 0 | 0 | 0 | 0 | 0 | 0 | 0 | 0 | 0 | 0 | 0 | 0 | 0
0 | 0 | 0 | 0 | 0 | 0 | 0 | 0 | 0 | 0 | 0 | 0 | 0 | 0 | 0 | 0 | 0 | 0 | 0 | 0
0 | 0 | 0 | 0 | 0 | 0 | 0 | 0 | 0 | 0 | 0 | 0 | 0 | 0 | 0 | 0 | 0 | 0 | 0 | 0
0 | 0 | 0 | 0 | 0 | 0 | 0 | 0 | 0 | 0 | 0 | 0 | 0 | 0 | 0 | 0 | 0 | 0 | 0 | 0
0 | 0 | 0 | 0 | 0 | 0 | 0 | 0 | 0 | 0 | 0 | 0 | 0 | 0 | 0 | 0 | 0 | 0 | 0 | 0
0 | 0 | 0 | 0 | 0 | 0 | 0 | 0 | 0 | 0 | 0 | 0 | 0 | 0 | 0 | 0 | 0 | 0 | 0 | 0
0 | 0 | 0 | 0 | 0 | 0 | 0 | 0 | 0 | 0 | 0 | 0 | 0 | 0 | 0 | 0 | 0 | 0 | 0 | 0
0 | 0 | 0 | 0 | 0 | 0 | 0 | 0 | 0 | 0 | 0 | 0 | 0 | 0 | 0 | 0 | 0 | 0 | 0 | 0
0 | 0 | 0 | 0 | 0 | 0 | 0 | 0 | 0 | 0 | 0 | 0 | 0 | 0 | 0 | 0 | 0 | 0 | 0 | 0
0 | 0 | 0 | 0 | 0 | 0 | 0 | 0 | 0 | 0 | 0 | 0 | 0 | 0 | 0 | 0 | 0 | 0 | 0 | 0
0 | 0 | 0 | 0 | 0 | 0 | 0 | 0 | 0 | 0 | 0 | 0 | 0 | 0 | 0 | 0 | 0 | 0 | 0 | 0
0 | 0 | 0 | 0 | 0 | 0 | 0 | 0 | 0 | 0 | 0 | 0 | 0 | 0 | 0 | 0 | 0 | 0 | 0 | 0
0 | 0 | 0 | 0 | 0 | 0 | 0 | 0 | 0 | 0 | 0 | 0 | 0 | 0 | 0 | 0 | 0 | 0 | 0 | 0
0 | 0 | 0 | 0 | 0 | 0 | 0 | 0 | 0 | 0 | 0 | 0 | 0 | 0 | 0 | 0 | 0 | 0 | 0 | 0
0 | 0 | 0 | 0 | 0 | 0 | 0 | 0 | 0 | 0 | 0 | 0 | 0 | 0 | 0 | 0 | 0 | 0 | 0 | 0
0 | 0 | 0 | 0 | 0 | 0 | 0 | 0 | 0 | 0 | 0 | 0 | 0 | 0 | 0 | 0 | 0 | 0 | 0 | 0
0 | 0 | 0 | 0 | 0 | 0 | 0 | 0 | 0 | 0 | 0 | 0 | 0 | 0 | 0 | 0 | 0 | 0 | 0 | 0
0 | 0 | 0 | 0 | 0 | 0 | 0 | 0 | 0 | 0 | 0 | 0 | 0 | 0 | 0 | 0 | 0 | 0 | 0 | 0
0 | 0 | 0 | 0 | 0 | 0 | 0 | 0 | 0 | 0 | 0 | 0 | 0 | 0 | 0 | 0 | 0 | 0 | 0 | 0
0 | 0 | 0 | 0 | 0 | 0 | 0 | 0 | 0 | 0 | 0 | 0 | 0 | 0 | 0 | 0 | 0 | 0 | 0 | 0
0 | 0 | 0 | 0 | 0 | 0 | 0 | 0 | 0 | 0 | 0 | 0 | 0 | 0 | 0 | 0 | 0 | 0 | 0 | 0
0 | 0 | 0 | 0 | 0 | 0 | 0 | 0 | 0 | 0 | 0 | 0 | 0 | 0 | 0 | 0 | 0 | 0 | 0 | 0
0 | 0 | 0 | 0 | 0 | 0 | 0 | 0 | 0 | 0 | 0 | 0 | 0 | 0 | 0 | 0 | 0 | 0 | 0 | 0
0 | 0 | 0 | 0 | 0 | 0 | 0 | 0 | 0 | 0 | 0 | 0 | 0 | 0 | 0 | 0 | 0 | 0 | 0 | 0
0 | 0 | 0 | 0 | 0 | 0 | 0 | 0 | 0 | 0 | 0 | 0 | 0 | 0 | 0 | 0 | 0 | 0 | 0 | 0
0 | 0 | 0 | 0 | 0 | 0 | 0 | 0 | 0 | 0 | 0 | 0 | 0 | 0 | 0 | 0 | 0 | 0 | 0 | 0
0 | 0 | 0 | 0 | 0 | 0 | 0 | 0 | 0 | 0 | 0 | 0 | 0 | 0 | 0 | 0 | 0 | 0 | 0 | 0
0 | 0 | 0 | 0 | 0 | 0 | 0 | 0 | 0 | 0 | 0 | 0 | 0 | 0 | 0 | 0 | 0 | 0 | 0 | 0
0 | 0 | 0 | 0 | 0 | 0 | 0 | 0 | 0 | 0 | 0 | 0 | 0 | 0 | 0 | 0 | 0 | 0 | 0 | 0
0 | 0 | 0 | 0 | 0 | 0 | 0 | 0 | 0 | 0 | 0 | 0 | 0 | 0 | 0 | 0 | 0 | 0 | 0 | 0
0 | 0 | 0 | 0 | 0 | 0 | 0 | 0 | 0 | 0 | 0 | 0 | 0 | 0 | 0 | 0 | 0 | 0 | 0 | 0
0 | 0 | 0 | 0 | 0 | 0 | 0 | 0 | 0 | 0 | 0 | 0 | 0 | 0 | 0 | 0 | 0 | 0 | 0 | 0
0 | 0 | 0 | 0 | 0 | 0 | 0 | 0 | 0 | 0 | 0 | 0 | 0 | 0 | 0 | 0 | 0 | 0 | 0 | 0
0 | 0 | 0 | 0 | 0 | 0 | 0 | 0 | 0 | 0 | 0 | 0 | 0 | 0 | 0 | 0 | 0 | 0 | 0 | 0
0 | 0 | 0 | 0 | 0 | 0 | 0 | 0 | 0 | 0 | 0 | 0 | 0 | 0 | 0 | 0 | 0 | 0 | 0 | 0
0 | 0 | 0 | 0 | 0 | 0 | 0 | 0 | 0 | 0 | 0 | 0 | 0 | 0 | 0 | 0 | 0 | 0 | 0 | 0
0 | 0 | 0 | 0 | 0 | 0 | 0 | 0 | 0 | 0 | 0 | 0 | 0 | 0 | 0 | 0 | 0 | 0 | 0 | 0
0 | 0 | 0 | 0 | 0 | 0 | 0 | 0 | 0 | 0 | 0 | 0 | 0 | 0 | 0 | 0 | 0 | 0 | 0 | 0
0 | 0 | 0 | 0 | 0 | 0 | 0 | 0 | 0 | 0 | 0 | 0 | 0 | 0 | 0 | 0 | 0 | 0 | 0 | 0
0 | 0 | 0 | 0 | 0 | 0 | 0 | 0 | 0 | 0 | 0 | 0 | 0 | 0 | 0 | 0 | 0 | 0 | 0 | 0
0 | 0 | 0 | 0 | 0 | 0 | 0 | 0 | 0 | 0 | 0 | 0 | 0 | 0 | 0 | 0 | 0 | 0 | 0 | 0
0 | 0 | 0 | 0 | 0 | 0 | 0 | 0 | 0 | 0 | 0 | 0 | 0 | 0 | 0 | 0 | 0 | 0 | 0 | 0
0 | 0 | 0 | 0 | 0 | 0 | 0 | 0 | 0 | 0 | 0 | 0 | 0 | 0 | 0 | 0 | 0 | 0 | 0 | 0
0 | 0 | 0 | 0 | 0 | 0 | 0 | 0 | 0 | 0 | 0 | 0 | 0 | 0 | 0 | 0 | 0 | 0 | 0 | 0
0 | 0 | 0 | 0 | 0 | 0 | 0 | 0 | 0 | 0 | 0 | 0 | 0 | 0 | 0 | 0 | 0 | 0 | 0 | 0
0 | 0 | 0 | 0 | 0 | 0 | 0 | 0 | 0 | 0 | 0 | 0 | 0 | 0 | 0 | 0 | 0 | 0 | 0 | 0
0 | 0 | 0 | 0 | 0 | 0 | 0 | 0 | 0 | 0 | 0 | 0 | 0 | 0 | 0 | 0 | 0 | 0 | 0 | 0
0 | 0 | 0 | 0 | 0 | 0 | 0 | 0 | 0 | 0 | 0 | 0 | 0 | 0 | 0 | 0 | 0 | 0 | 0 | 0
0 | 0 | 0 | 0 | 0 | 0 | 0 | 0 | 0 | 0 | 0 | 0 | 0 | 0 | 0 | 0 | 0 | 0 | 0 | 0
0 | 0 | 0 | 0 | 0 | 0 | 0 | 0 | 0 | 0 | 0 | 0 | 0 | 0 | 0 | 0 | 0 | 0 | 0 | 0
0 | 0 | 0 | 0 | 0 | 0 | 0 | 0 | 0 | 0 | 0 | 0 | 0 | 0 | 0 | 0 | 0 | 0 | 0 | 0
0 | 0 | 0 | 0 | 0 | 0 | 0 | 0 | 0 | 0 | 0 | 0 | 0 | 0 | 0 | 0 | 0 | 0 | 0 | 0
0 | 0 | 0 | 0 | 0 | 0 | 0 | 0 | 0 | 0 | 0 | 0 | 0 | 0 | 0 | 0 | 0 | 0 | 0 | 0
0 | 0 | 0 | 0 | 0 | 0 | 0 | 0 | 0 | 0 | 0 | 0 | 0 | 0 | 0 | 0 | 0 | 0 | 0 | 0
0 | 0 | 0 | 0 | 0 | 0 | 0 | 0 | 0 | 0 | 0 | 0 | 0 | 0 | 0 | 0 | 0 | 0 | 0 | 0
0 | 0 | 0 | 0 | 0 | 0 | 0 | 0 | 0 | 0 | 0 | 0 | 0 | 0 | 0 | 0 | 0 | 0 | 0 | 0
0 | 0 | 0 | 0 | 0 | 0 | 0 | 0 | 0 | 0 | 0 | 0 | 0 | 0 | 0 | 0 | 0 | 0 | 0 | 0
0 | 0 | 0 | 0 | 0 | 0 | 0 | 0 | 0 | 0 | 0 | 0 | 0 | 0 | 0 | 0 | 0 | 0 | 0 | 0
0 | 0 | 0 | 0 | 0 | 0 | 0 | 0 | 0 | 0 | 0 | 0 | 0 | 0 | 0 | 0 | 0 | 0 | 0 | 0
0 | 0 | 0 | 0 | 0 | 0 | 0 | 0 | 0 | 0 | 0 | 0 | 0 | 0 | 0 | 0 | 0 | 0 | 0 | 0
0 | 0 | 0 | 0 | 0 | 0 | 0 | 0 | 0 | 0 | 0 | 0 | 0 | 0 | 0 | 0 | 0 | 0 | 0 | 0
0 | 0 | 0 | 0 | 0 | 0 | 0 | 0 | 0 | 0 | 0 | 0 | 0 | 0 | 0 | 0 | 0 | 0 | 0 | 0
0 | 0 | 0 | 0 | 0 | 0 | 0 | 0 | 0 | 0 | 0 | 0 | 0 | 0 | 0 | 0 | 0 | 0 | 0 | 0
0 | 0 | 0 | 0 | 0 | 0 | 0 | 0 | 0 | 0 | 0 | 0 | 0 | 0 | 0 | 0 | 0 | 0 | 0 | 0
0 | 0 | 0 | 0 | 0 | 0 | 0 | 0 | 0 | 0 | 0 | 0 | 0 | 0 | 0 | 0 | 0 | 0 | 0 | 0
0 | 0 | 0 | 0 | 0 | 0 | 0 | 0 | 0 | 0 | 0 | 0 | 0 | 0 | 0 | 0 | 0 | 0 | 0 | 0
0 | 0 | 0 | 0 | 0 | 0 | 0 | 0 | 0 | 0 | 0 | 0 | 0 | 0 | 0 | 0 | 0 | 0 | 0 | 0
0 | 0 | 0 | 0 | 0 | 0 | 0 | 0 | 0 | 0 | 0 | 0 | 0 | 0 | 0 | 0 | 0 | 0 | 0 | 0
0 | 0 | 0 | 0 | 0 | 0 | 0 | 0 | 0 | 0 | 0 | 0 | 0 | 0 | 0 | 0 | 0 | 0 | 0 | 0
0 | 0 | 0 | 0 | 0 | 0 | 0 | 0 | 0 | 0 | 0 | 0 | 0 | 0 | 0 | 0 | 0 | 0 | 0 | 0
0 | 0 | 0 | 0 | 0 | 0 | 0 | 0 | 0 | 0 | 0 | 0 | 0 | 0 | 0 | 0 | 0 | 0 | 0 | 0
0 | 0 | 0 | 0 | 0 | 0 | 0 | 0 | 0 | 0 | 0 | 0 | 0 | 0 | 0 | 0 | 0 | 0 | 0 | 0
0 | 0 | 0 | 0 | 0 | 0 | 0 | 0 | 0 | 0 | 0 | 0 | 0 | 0 | 0 | 0 | 0 | 0 | 0 | 0
0 | 0 | 0 | 0 | 0 | 0 | 0 | 0 | 0 | 0 | 0 | 0 | 0 | 0 | 0 | 0 | 0 | 0 | 0 | 0
0 | 0 | 0 | 0 | 0 | 0 | 0 | 0 | 0 | 0 | 0 | 0 | 0 | 0 | 0 | 0 | 0 | 0 | 0 | 0
0 | 0 | 0 | 0 | 0 | 0 | 0 | 0 | 0 | 0 | 0 | 0 | 0 | 0 | 0 | 0 | 0 | 0 | 0 | 0
0 | 0 | 0 | 0 | 0 | 0 | 0 | 0 | 0 | 0 | 0 | 0 | 0 | 0 | 0 | 0 | 0 | 0 | 0 | 0
0 | 0 | 0 | 0 | 0 | 0 | 0 | 0 | 0 | 0 | 0 | 0 | 0 | 0 | 0 | 0 | 0 | 0 | 0 | 0
0 | 0 | 0 | 0 | 0 | 0 | 0 | 0 | 0 | 0 | 0 | 0 | 0 | 0 | 0 | 0 | 0 | 0 | 0 | 0
0 | 0 | 0 | 0 | 0 | 0 | 0 | 0 | 0 | 0 | 0 | 0 | 0 | 0 | 0 | 0 | 0 | 0 | 0 | 0
0 | 0 | 0 | 0 | 0 | 0 | 0 | 0 | 0 | 0 | 0 | 0 | 0 | 0 | 0 | 0 | 0 | 0 | 0 | 0
0 | 0 | 0 | 0 | 0 | 0 | 0 | 0 | 0 | 0 | 0 | 0 | 0 | 0 | 0 | 0 | 0 | 0 | 0 | 0
0 | 0 | 0 | 0 | 0 | 0 | 0 | 0 | 0 | 0 | 0 | 0 | 0 | 0 | 0 | 0 | 0 | 0 | 0 | 0
0 | 0 | 0 | 0 | 0 | 0 | 0 | 0 | 0 | 0 | 0 | 0 | 0 | 0 | 0 | 0 | 0 | 0 | 0 | 0
0 | 0 | 0 | 0 | 0 | 0 | 0 | 0 | 0 | 0 | 0 | 0 | 0 | 0 | 0 | 0 | 0 | 0 | 0 | 0
0 | 0 | 0 | 0 | 0 | 0 | 0 | 0 | 0 | 0 | 0 | 0 | 0 | 0 | 0 | 0 | 0 | 0 | 0 | 0
0 | 0 | 0 | 0 | 0 | 0 | 0 | 0 | 0 | 0 | 0 | 0 | 0 | 0 | 0 | 0 | 0 | 0 | 0 | 0
0 | 0 | 0 | 0 | 0 | 0 | 0 | 0 | 0 | 0 | 0 | 0 | 0 | 0 | 0 | 0 | 0 | 0 | 0 | 0
0 | 0 | 0 | 0 | 0 | 0 | 0 | 0 | 0 | 0 | 0 | 0 | 0 | 0 | 0 | 0 | 0 | 0 | 0 | 0
0 | 0 | 0 | 0 | 0 | 0 | 0 | 0 | 0 | 0 | 0 | 0 | 0 | 0 | 0 | 0 | 0 | 0 | 0 | 0
0 | 0 | 0 | 0 | 0 | 0 | 0 | 0 | 0 | 0 | 0 | 0 | 0 | 0 | 0 | 0 | 0 | 0 | 0 | 0
0 | 0 | 0 | 0 | 0 | 0 | 0 | 0 | 0 | 0 | 0 | 0 | 0 | 0 | 0 | 0 | 0 | 0 | 0 | 0
0 | 0 | 0 | 0 | 0 | 0 | 0 | 0 | 0 | 0 | 0 | 0 | 0 | 0 | 0 | 0 | 0 | 0 | 0 | 0
0 | 0 | 0 | 0 | 0 | 0 | 0 | 0 | 0 | 0 | 0 | 0 | 0 | 0 | 0 | 0 | 0 | 0 | 0 | 0
0 | 0 | 0 | 0 | 0 | 0 | 0 | 0 | 0 | 0 | 0 | 0 | 0 | 0 | 0 | 0 | 0 | 0 | 0 | 0
0 | 0 | 0 | 0 | 0 | 0 | 0 | 0 | 0 | 0 | 0 | 0 | 0 | 0 | 0 | 0 | 0 | 0 | 0 | 0
0 | 0 | 0 | 0 | 0 | 0 | 0 | 0 | 0 | 0 | 0 | 0 | 0 | 0 | 0 | 0 | 0 | 0 | 0 | 0
0 | 0 | 0 | 0 | 0 | 0 | 0 | 0 | 0 | 0 | 0 | 0 | 0 | 0 | 0 | 0 | 0 | 0 | 0 | 0
0 | 0 | 0 | 0 | 0 | 0 | 0 | 0 | 0 | 0 | 0 | 0 | 0 | 0 | 0 | 0 | 0 | 0 | 0 | 0
0 | 0 | 0 | 0 | 0 | 0 | 0 | 0 | 0 | 0 | 0 | 0 | 0 | 0 | 0 | 0 | 0 | 0 | 0 | 0
0 | 0 | 0 | 0 | 0 | 0 | 0 | 0 | 0 | 0 | 0 | 0 | 0 | 0 | 0 | 0 | 0 | 0 | 0 | 0
0 | 0 | 0 | 0 | 0 | 0 | 0 | 0 | 0 | 0 | 0 | 0 | 0 | 0 | 0 | 0 | 0 | 0 | 0 | 0
0 | 0 | 0 | 0 | 0 | 0 | 0 | 0 | 0 | 0 | 0 | 0 | 0 | 0 | 0 | 0 | 0 | 0 | 0 | 0
0 | 0 | 0 | 0 | 0 | 0 | 0 | 0 | 0 | 0 | 0 | 0 | 0 | 0 | 0 | 0 | 0 | 0 | 0 | 0
0 | 0 | 0 | 0 | 0 | 0 | 0 | 0 | 0 | 0 | 0 | 0 | 0 | 0 | 0 | 0 | 0 | 0 | 0 | 0
0 | 0 | 0 | 0 | 0 | 0 | 0 | 0 | 0 | 0 | 0 | 0 | 0 | 0 | 0 | 0 | 0 | 0 | 0 | 0
0 | 0 | 0 | 0 | 0 | 0 | 0 | 0 | 0 | 0 | 0 | 0 | 0 | 0 | 0 | 0 | 0 | 0 | 0 | 0
0 | 0 | 0 | 0 | 0 | 0 | 0 | 0 | 0 | 0 | 0 | 0 | 0 | 0 | 0 | 0 | 0 | 0 | 0 | 0
0 | 0 | 0 | 0 | 0 | 0 | 0 | 0 | 0 | 0 | 0 | 0 | 0 | 0 | 0 | 0 | 0 | 0 | 0 | 0
0 | 0 | 0 | 0 | 0 | 0 | 0 | 0 | 0 | 0 | 0 | 0 | 0 | 0 | 0 | 0 | 0 | 0 | 0 | 0
0 | 0 | 0 | 0 | 0 | 0 | 0 | 0 | 0 | 0 | 0 | 0 | 0 | 0 | 0 | 0 | 0 | 0 | 0 | 0
0 | 0 | 0 | 0 | 0 | 0 | 0 | 0 | 0 | 0 | 0 | 0 | 0 | 0 | 0 | 0 | 0 | 0 | 0 | 0
0 | 0 | 0 | 0 | 0 | 0 | 0 | 0 | 0 | 0 | 0 | 0 | 0 | 0 | 0 | 0 | 0 | 0 | 0 | 0
0 | 0 | 0 | 0 | 0 | 0 | 0 | 0 | 0 | 0 | 0 | 0 | 0 | 0 | 0 | 0 | 0 | 0 | 0 | 0
0 | 0 | 0 | 0 | 0 | 0 | 0 | 0 | 0 | 0 | 0 | 0 | 0 | 0 | 0 | 0 | 0 | 0 | 0 | 0
0 | 0 | 0 | 0 | 0 | 0 | 0 | 0 | 0 | 0 | 0 | 0 | 0 | 0 | 0 | 0 | 0 | 0 | 0 | 0
0 | 0 | 0 | 0 | 0 | 0 | 0 | 0 | 0 | 0 | 0 | 0 | 0 | 0 | 0 | 0 | 0 | 0 | 0 | 0
0 | 0 | 0 | 0 | 0 | 0 | 0 | 0 | 0 | 0 | 0 | 0 | 0 | 0 | 0 | 0 | 0 | 0 | 0 | 0
0 | 0 | 0 | 0 | 0 | 0 | 0 | 0 | 0 | 0 | 0 | 0 | 0 | 0 | 0 | 0 | 0 | 0 | 0 | 0
0 | 0 | 0 | 0 | 0 | 0 | 0 | 0 | 0 | 0 | 0 | 0 | 0 | 0 | 0 | 0 | 0 | 0 | 0 | 0
0 | 0 | 0 | 0 | 0 | 0 | 0 | 0 | 0 | 0 | 0 | 0 | 0 | 0 | 0 | 0 | 0 | 0 | 0 | 0
0 | 0 | 0 | 0 | 0 | 0 | 0 | 0 | 0 | 0 | 0 | 0 | 0 | 0 | 0 | 0 | 0 | 0 | 0 | 0
0 | 0 | 0 | 0 | 0 | 0 | 0 | 0 | 0 | 0 | 0 | 0 | 0 | 0 | 0 | 0 | 0 | 0 | 0 | 0
0 | 0 | 0 | 0 | 0 | 0 | 0 | 0 | 0 | 0 | 0 | 0 | 0 | 0 | 0 | 0 | 0 | 0 | 0 | 0
0 | 0 | 0 | 0 | 0 | 0 | 0 | 0 | 0 | 0 | 0 | 0 | 0 | 0 | 0 | 0 | 0 | 0 | 0 | 0
0 | 0 | 0 | 0 | 0 | 0 | 0 | 0 | 0 | 0 | 0 | 0 | 0 | 0 | 0 | 0 | 0 | 0 | 0 | 0
0 | 0 | 0 | 0 | 0 | 0 | 0 | 0 | 0 | 0 | 0 | 0 | 0 | 0 | 0 | 0 | 0 | 0 | 0 | 0
0 | 0 | 0 | 0 | 0 | 0 | 0 | 0 | 0 | 0 | 0 | 0 | 0 | 0 | 0 | 0 | 0 | 0 | 0 | 0
0 | 0 | 0 | 0 | 0 | 0 | 0 | 0 | 0 | 0 | 0 | 0 | 0 | 0 | 0 | 0 | 0 | 0 | 0 | 0
0 | 0 | 0 | 0 | 0 | 0 | 0 | 0 | 0 | 0 | 0 | 0 | 0 | 0 | 0 | 0 | 0 | 0 | 0 | 0
0 | 0 | 0 | 0 | 0 | 0 | 0 | 0 | 0 | 0 | 0 | 0 | 0 | 0 | 0 | 0 | 0 | 0 | 0 | 0
0 | 0 | 0 | 0 | 0 | 0 | 0 | 0 | 0 | 0 | 0 | 0 | 0 | 0 | 0 | 0 | 0 | 0 | 0 | 0
0 | 0 | 0 | 0 | 0 | 0 | 0 | 0 | 0 | 0 | 0 | 0 | 0 | 0 | 0 | 0 | 0 | 0 | 0 | 0
0 | 0 | 0 | 0 | 0 | 0 | 0 | 0 | 0 | 0 | 0 | 0 | 0 | 0 | 0 | 0 | 0 | 0 | 0 | 0
0 | 0 | 0 | 0 | 0 | 0 | 0 | 0 | 0 | 0 | 0 | 0 | 0 | 0 | 0 | 0 | 0 | 0 | 0 | 0
0 | 0 | 0 | 0 | 0 | 0 | 0 | 0 | 0 | 0 | 0 | 0 | 0 | 0 | 0 | 0 | 0 | 0 | 0 | 0
0 | 0 | 0 | 0 | 0 | 0 | 0 | 0 | 0 | 0 | 0 | 0 | 0 | 0 | 0 | 0 | 0 | 0 | 0 | 0
0 | 0 | 0 | 0 | 0 | 0 | 0 | 0 | 0 | 0 | 0 | 0 | 0 | 0 | 0 | 0 | 0 | 0 | 0 | 0
0 | 0 | 0 | 0 | 0 | 0 | 0 | 0 | 0 | 0 | 0 | 0 | 0 | 0 | 0 | 0 | 0 | 0 | 0 | 0
0 | 0 | 0 | 0 | 0 | 0 | 0 | 0 | 0 | 0 | 0 | 0 | 0 | 0 | 0 | 0 | 0 | 0 | 0 | 0
0 | 0 | 0 | 0 | 0 | 0 | 0 | 0 | 0 | 0 | 0 | 0 | 0 | 0 | 0 | 0 | 0 | 0 | 0 | 0
0 | 0 | 0 | 0 | 0 | 0 | 0 | 0 | 0 | 0 | 0 | 0 | 0 | 0 | 0 | 0 | 0 | 0 | 0 | 0
0 | 0 | 0 | 0 | 0 | 0 | 0 | 0 | 0 | 0 | 0 | 0 | 0 | 0 | 0 | 0 | 0 | 0 | 0 | 0
0 | 0 | 0 | 0 | 0 | 0 | 0 | 0 | 0 | 0 | 0 | 0 | 0 | 0 | 0 | 0 | 0 | 0 | 0 | 0
0 | 0 | 0 | 0 | 0 | 0 | 0 | 0 | 0 | 0 | 0 | 0 | 0 | 0 | 0 | 0 | 0 | 0 | 0 | 0
0 | 0 | 0 | 0 | 0 | 0 | 0 | 0 | 0 | 0 | 0 | 0 | 0 | 0 | 0 | 0 | 0 | 0 | 0 | 0
0 | 0 | 0 | 0 | 0 | 0 | 0 | 0 | 0 | 0 | 0 | 0 | 0 | 0 | 0 | 0 | 0 | 0 | 0 | 0
0 | 0 | 0 | 0 | 0 | 0 | 0 | 0 | 0 | 0 | 0 | 0 | 0 | 0 | 0 | 0 | 0 | 0 | 0 | 0
0 | 0 | 0 | 0 | 0 | 0 | 0 | 0 | 0 | 0 | 0 | 0 | 0 | 0 | 0 | 0 | 0 | 0 | 0 | 0
0 | 0 | 0 | 0 | 0 | 0 | 0 | 0 | 0 | 0 | 0 | 0 | 0 | 0 | 0 | 0 | 0 | 0 | 0 | 0
0 | 0 | 0 | 0 | 0 | 0 | 0 | 0 | 0 | 0 | 0 | 0 | 0 | 0 | 0 | 0 | 0 | 0 | 0 | 0
0 | 0 | 0 | 0 | 0 | 0 | 0 | 0 | 0 | 0 | 0 | 0 | 0 | 0 | 0 | 0 | 0 | 0 | 0 | 0
0 | 0 | 0 | 0 | 0 | 0 | 0 | 0 | 0 | 0 | 0 | 0 | 0 | 0 | 0 | 0 | 0 | 0 | 0 | 0
0 | 0 | 0 | 0 | 0 | 0 | 0 | 0 | 0 | 0 | 0 | 0 | 0 | 0 | 0 | 0 | 0 | 0 | 0 | 0
0 | 0 | 0 | 0 | 0 | 0 | 0 | 0 | 0 | 0 | 0 | 0 | 0 | 0 | 0 | 0 | 0 | 0 | 0 | 0
0 | 0 | 0 | 0 | 0 | 0 | 0 | 0 | 0 | 0 | 0 | 0 | 0 | 0 | 0 | 0 | 0 | 0 | 0 | 0
0 | 0 | 0 | 0 | 0 | 0 | 0 | 0 | 0 | 0 | 0 | 0 | 0 | 0 | 0 | 0 | 0 | 0 | 0 | 0
0 | 0 | 0 | 0 | 0 | 0 | 0 | 0 | 0 | 0 | 0 | 0 | 0 | 0 | 0 | 0 | 0 | 0 | 0 | 0
0 | 0 | 0 | 0 | 0 | 0 | 0 | 0 | 0 | 0 | 0 | 0 | 0 | 0 | 0 | 0 | 0 | 0 | 0 | 0
0 | 0 | 0 | 0 | 0 | 0 | 0 | 0 | 0 | 0 | 0 | 0 | 0 | 0 | 0 | 0 | 0 | 0 | 0 | 0
0 | 0 | 0 | 0 | 0 | 0 | 0 | 0 | 0 | 0 | 0 | 0 | 0 | 0 | 0 | 0 | 0 | 0 | 0 | 0
0 | 0 | 0 | 0 | 0 | 0 | 0 | 0 | 0 | 0 | 0 | 0 | 0 | 0 | 0 | 0 | 0 | 0 | 0 | 0
0 | 0 | 0 | 0 | 0 | 0 | 0 | 0 | 0 | 0 | 0 | 0 | 0 | 0 | 0 | 0 | 0 | 0 | 0 | 0
0 | 0 | 0 | 0 | 0 | 0 | 0 | 0 | 0 | 0 | 0 | 0 | 0 | 0 | 0 | 0 | 0 | 0 | 0 | 0
0 | 0 | 0 | 0 | 0 | 0 | 0 | 0 | 0 | 0 | 0 | 0 | 0 | 0 | 0 | 0 | 0 | 0 | 0 | 0
0 | 0 | 0 | 0 | 0 | 0 | 0 | 0 | 0 | 0 | 0 | 0 | 0 | 0 | 0 | 0 | 0 | 0 | 0 | 0
0 | 0 | 0 | 0 | 0 | 0 | 0 | 0 | 0 | 0 | 0 | 0 | 0 | 0 | 0 | 0 | 0 | 0 | 0 | 0
0 | 0 | 0 | 0 | 0 | 0 | 0 | 0 | 0 | 0 | 0 | 0 | 0 | 0 | 0 | 0 | 0 | 0 | 0 | 0
0 | 0 | 0 | 0 | 0 | 0 | 0 | 0 | 0 | 0 | 0 | 0 | 0 | 0 | 0 | 0 | 0 | 0 | 0 | 0
0 | 0 | 0 | 0 | 0 | 0 | 0 | 0 | 0 | 0 | 0 | 0 | 0 | 0 | 0 | 0 | 0 | 0 | 0 | 0
0 | 0 | 0 | 0 | 0 | 0 | 0 | 0 | 0 | 0 | 0 | 0 | 0 | 0 | 0 | 0 | 0 | 0 | 0 | 0
0 | 0 | 0 | 0 | 0 | 0 | 0 | 0 | 0 | 0 | 0 | 0 | 0 | 0 | 0 | 0 | 0 | 0 | 0 | 0
0 | 0 | 0 | 0 | 0 | 0 | 0 | 0 | 0 | 0 | 0 | 0 | 0 | 0 | 0 | 0 | 0 | 0 | 0 | 0
0 | 0 | 0 | 0 | 0 | 0 | 0 | 0 | 0 | 0 | 0 | 0 | 0 | 0 | 0 | 0 | 0 | 0 | 0 | 0
0 | 0 | 0 | 0 | 0 | 0 | 0 | 0 | 0 | 0 | 0 | 0 | 0 | 0 | 0 | 0 | 0 | 0 | 0 | 0
0 | 0 | 0 | 0 | 0 | 0 | 0 | 0 | 0 | 0 | 0 | 0 | 0 | 0 | 0 | 0 | 0 | 0 | 0 | 0
0 | 0 | 0 | 0 | 0 | 0 | 0 | 0 | 0 | 0 | 0 | 0 | 0 | 0 | 0 | 0 | 0 | 0 | 0 | 0
0 | 0 | 0 | 0 | 0 | 0 | 0 | 0 | 0 | 0 | 0 | 0 | 0 | 0 | 0 | 0 | 0 | 0 | 0 | 0
0 | 0 | 0 | 0 | 0 | 0 | 0 | 0 | 0 | 0 | 0 | 0 | 0 | 0 | 0 | 0 | 0 | 0 | 0 | 0
0 | 0 | 0 | 0 | 0 | 0 | 0 | 0 | 0 | 0 | 0 | 0 | 0 | 0 | 0 | 0 | 0 | 0 | 0 | 0
0 | 0 | 0 | 0 | 0 | 0 | 0 | 0 | 0 | 0 | 0 | 0 | 0 | 0 | 0 | 0 | 0 | 0 | 0 | 0
0 | 0 | 0 | 0 | 0 | 0 | 0 | 0 | 0 | 0 | 0 | 0 | 0 | 0 | 0 | 0 | 0 | 0 | 0 | 0
0 | 0 | 0 | 0 | 0 | 0 | 0 | 0 | 0 | 0 | 0 | 0 | 0 | 0 | 0 | 0 | 0 | 0 | 0 | 0
0 | 0 | 0 | 0 | 0 | 0 | 0 | 0 | 0 | 0 | 0 | 0 | 0 | 0 | 0 | 0 | 0 | 0 | 0 | 0
0 | 0 | 0 | 0 | 0 | 0 | 0 | 0 | 0 | 0 | 0 | 0 | 0 | 0 | 0 | 0 | 0 | 0 | 0 | 0
0 | 0 | 0 | 0 | 0 | 0 | 0 | 0 | 0 | 0 | 0 | 0 | 0 | 0 | 0 | 0 | 0 | 0 | 0 | 0
0 | 0 | 0 | 0 | 0 | 0 | 0 | 0 | 0 | 0 | 0 | 0 | 0 | 0 | 0 | 0 | 0 | 0 | 0 | 0
0 | 0 | 0 | 0 | 0 | 0 | 0 | 0 | 0 | 0 | 0 | 0 | 0 | 0 | 0 | 0 | 0 | 0 | 0 | 0
0 | 0 | 0 | 0 | 0 | 0 | 0 | 0 | 0 | 0 | 0 | 0 | 0 | 0 | 0 | 0 | 0 | 0 | 0 | 0
0 | 0 | 0 | 0 | 0 | 0 | 0 | 0 | 0 | 0 | 0 | 0 | 0 | 0 | 0 | 0 | 0 | 0 | 0 | 0
0 | 0 | 0 | 0 | 0 | 0 | 0 | 0 | 0 | 0 | 0 | 0 | 0 | 0 | 0 | 0 | 0 | 0 | 0 | 0
0 | 0 | 0 | 0 | 0 | 0 | 0 | 0 | 0 | 0 | 0 | 0 | 0 | 0 | 0 | 0 | 0 | 0 | 0 | 0
0 | 0 | 0 | 0 | 0 | 0 | 0 | 0 | 0 | 0 | 0 | 0 | 0 | 0 | 0 | 0 | 0 | 0 | 0 | 0
0 | 0 | 0 | 0 | 0 | 0 | 0 | 0 | 0 | 0 | 0 | 0 | 0 | 0 | 0 | 0 | 0 | 0 | 0 | 0
0 | 0 | 0 | 0 | 0 | 0 | 0 | 0 | 0 | 0 | 0 | 0 | 0 | 0 | 0 | 0 | 0 | 0 | 0 | 0
0 | 0 | 0 | 0 | 0 | 0 | 0 | 0 | 0 | 0 | 0 | 0 | 0 | 0 | 0 | 0 | 0 | 0 | 0 | 0
0 | 0 | 0 | 0 | 0 | 0 | 0 | 0 | 0 | 0 | 0 | 0 | 0 | 0 | 0 | 0 | 0 | 0 | 0 | 0
0 | 0 | 0 | 0 | 0 | 0 | 0 | 0 | 0 | 0 | 0 | 0 | 0 | 0 | 0 | 0 | 0 | 0 | 0 | 0
0 | 0 | 0 | 0 | 0 | 0 | 0 | 0 | 0 | 0 | 0 | 0 | 0 | 0 | 0 | 0 | 0 | 0 | 0 | 0
0 | 0 | 0 | 0 | 0 | 0 | 0 | 0 | 0 | 0 | 0 | 0 | 0 | 0 | 0 | 0 | 0 | 0 | 0 | 0
0 | 0 | 0 | 0 | 0 | 0 | 0 | 0 | 0 | 0 | 0 | 0 | 0 | 0 | 0 | 0 | 0 | 0 | 0 | 0
0 | 0 | 0 | 0 | 0 | 0 | 0 | 0 | 0 | 0 | 0 | 0 | 0 | 0 | 0 | 0 | 0 | 0 | 0 | 0
0 | 0 | 0 | 0 | 0 | 0 | 0 | 0 | 0 | 0 | 0 | 0 | 0 | 0 | 0 | 0 | 0 | 0 | 0 | 0
0 | 0 | 0 | 0 | 0 | 0 | 0 | 0 | 0 | 0 | 0 | 0 | 0 | 0 | 0 | 0 | 0 | 0 | 0 | 0
0 | 0 | 0 | 0 | 0 | 0 | 0 | 0 | 0 | 0 | 0 | 0 | 0 | 0 | 0 | 0 | 0 | 0 | 0 | 0
0 | 0 | 0 | 0 | 0 | 0 | 0 | 0 | 0 | 0 | 0 | 0 | 0 | 0 | 0 | 0 | 0 | 0 | 0 | 0
0 | 0 | 0 | 0 | 0 | 0 | 0 | 0 | 0 | 0 | 0 | 0 | 0 | 0 | 0 | 0 | 0 | 0 | 0 | 0
0 | 0 | 0 | 0 | 0 | 0 | 0 | 0 | 0 | 0 | 0 | 0 | 0 | 0 | 0 | 0 | 0 | 0 | 0 | 0
0 | 0 | 0 | 0 | 0 | 0 | 0 | 0 | 0 | 0 | 0 | 0 | 0 | 0 | 0 | 0 | 0 | 0 | 0 | 0
0 | 0 | 0 | 0 | 0 | 0 | 0 | 0 | 0 | 0 | 0 | 0 | 0 | 0 | 0 | 0 | 0 | 0 | 0 | 0
0 | 0 | 0 | 0 | 0 | 0 | 0 | 0 | 0 | 0 | 0 | 0 | 0 | 0 | 0 | 0 | 0 | 0 | 0 | 0
0 | 0 | 0 | 0 | 0 | 0 | 0 | 0 | 0 | 0 | 0 | 0 | 0 | 0 | 0 | 0 | 0 | 0 | 0 | 0
0 | 0 | 0 | 0 | 0 | 0 | 0 | 0 | 0 | 0 | 0 | 0 | 0 | 0 | 0 | 0 | 0 | 0 | 0 | 0
0 | 0 | 0 | 0 | 0 | 0 | 0 | 0 | 0 | 0 | 0 | 0 | 0 | 0 | 0 | 0 | 0 | 0 | 0 | 0
0 | 0 | 0 | 0 | 0 | 0 | 0 | 0 | 0 | 0 | 0 | 0 | 0 | 0 | 0 | 0 | 0 | 0 | 0 | 0
0 | 0 | 0 | 0 | 0 | 0 | 0 | 0 | 0 | 0 | 0 | 0 | 0 | 0 | 0 | 0 | 0 | 0 | 0 | 0
0 | 0 | 0 | 0 | 0 | 0 | 0 | 0 | 0 | 0 | 0 | 0 | 0 | 0 | 0 | 0 | 0 | 0 | 0 | 0
0 | 0 | 0 | 0 | 0 | 0 | 0 | 0 | 0 | 0 | 0 | 0 | 0 | 0 | 0 | 0 | 0 | 0 | 0 | 0
0 | 0 | 0 | 0 | 0 | 0 | 0 | 0 | 0 | 0 | 0 | 0 | 0 | 0 | 0 | 0 | 0 | 0 | 0 | 0
0 | 0 | 0 | 0 | 0 | 0 | 0 | 0 | 0 | 0 | 0 | 0 | 0 | 0 | 0 | 0 | 0 | 0 | 0 | 0
0 | 0 | 0 | 0 | 0 | 0 | 0 | 0 | 0 | 0 | 0 | 0 | 0 | 0 | 0 | 0 | 0 | 0 | 0 | 0
0 | 0 | 0 | 0 | 0 | 0 | 0 | 0 | 0 | 0 | 0 | 0 | 0 | 0 | 0 | 0 | 0 | 0 | 0 | 0
0 | 0 | 0 | 0 | 0 | 0 | 0 | 0 | 0 | 0 | 0 | 0 | 0 | 0 | 0 | 0 | 0 | 0 | 0 | 0
0 | 0 | 0 | 0 | 0 | 0 | 0 | 0 | 0 | 0 | 0 | 0 | 0 | 0 | 0 | 0 | 0 | 0 | 0 | 0
0 | 0 | 0 | 0 | 0 | 0 | 0 | 0 | 0 | 0 | 0 | 0 | 0 | 0 | 0 | 0 | 0 | 0 | 0 | 0
0 | 0 | 0 | 0 | 0 | 0 | 0 | 0 | 0 | 0 | 0 | 0 | 0 | 0 | 0 | 0 | 0 | 0 | 0 | 0
0 | 0 | 0 | 0 | 0 | 0 | 0 | 0 | 0 | 0 | 0 | 0 | 0 | 0 | 0 | 0 | 0 | 0 | 0 | 0
0 | 0 | 0 | 0 | 0 | 0 | 0 | 0 | 0 | 0 | 0 | 0 | 0 | 0 | 0 | 0 | 0 | 0 | 0 | 0
0 | 0 | 0 | 0 | 0 | 0 | 0 | 0 | 0 | 0 | 0 | 0 | 0 | 0 | 0 | 0 | 0 | 0 | 0 | 0
0 | 0 | 0 | 0 | 0 | 0 | 0 | 0 | 0 | 0 | 0 | 0 | 0 | 0 | 0 | 0 | 0 | 0 | 0 | 0
0 | 0 | 0 | 0 | 0 | 0 | 0 | 0 | 0 | 0 | 0 | 0 | 0 | 0 | 0 | 0 | 0 | 0 | 0 | 0
0 | 0 | 0 | 0 | 0 | 0 | 0 | 0 | 0 | 0 | 0 | 0 | 0 | 0 | 0 | 0 | 0 | 0 | 0 | 0
0 | 0 | 0 | 0 | 0 | 0 | 0 | 0 | 0 | 0 | 0 | 0 | 0 | 0 | 0 | 0 | 0 | 0 | 0 | 0
0 | 0 | 0 | 0 | 0 | 0 | 0 | 0 | 0 | 0 | 0 | 0 | 0 | 0 | 0 | 0 | 0 | 0 | 0 | 0
0 | 0 | 0 | 0 | 0 | 0 | 0 | 0 | 0 | 0 | 0 | 0 | 0 | 0 | 0 | 0 | 0 | 0 | 0 | 0
0 | 0 | 0 | 0 | 0 | 0 | 0 | 0 | 0 | 0 | 0 | 0 | 0 | 0 | 0 | 0 | 0 | 0 | 0 | 0
0 | 0 | 0 | 0 | 0 | 0 | 0 | 0 | 0 | 0 | 0 | 0 | 0 | 0 | 0 | 0 | 0 | 0 | 0 | 0
0 | 0 | 0 | 0 | 0 | 0 | 0 | 0 | 0 | 0 | 0 | 0 | 0 | 0 | 0 | 0 | 0 | 0 | 0 | 0
0 | 0 | 0 | 0 | 0 | 0 | 0 | 0 | 0 | 0 | 0 | 0 | 0 | 0 | 0 | 0 | 0 | 0 | 0 | 0
0 | 0 | 0 | 0 | 0 | 0 | 0 | 0 | 0 | 0 | 0 | 0 | 0 | 0 | 0 | 0 | 0 | 0 | 0 | 0
0 | 0 | 0 | 0 | 0 | 0 | 0 | 0 | 0 | 0 | 0 | 0 | 0 | 0 | 0 | 0 | 0 | 0 | 0 | 0
0 | 0 | 0 | 0 | 0 | 0 | 0 | 0 | 0 | 0 | 0 | 0 | 0 | 0 | 0 | 0 | 0 | 0 | 0 | 0
0 | 0 | 0 | 0 | 0 | 0 | 0 | 0 | 0 | 0 | 0 | 0 | 0 | 0 | 0 | 0 | 0 | 0 | 0 | 0
0 | 0 | 0 | 0 | 0 | 0 | 0 | 0 | 0 | 0 | 0 | 0 | 0 | 0 | 0 | 0 | 0 | 0 | 0 | 0
0 | 0 | 0 | 0 | 0 | 0 | 0 | 0 | 0 | 0 | 0 | 0 | 0 | 0 | 0 | 0 | 0 | 0 | 0 | 0
0 | 0 | 0 | 0 | 0 | 0 | 0 | 0 | 0 | 0 | 0 | 0 | 0 | 0 | 0 | 0 | 0 | 0 | 0 | 0
0 | 0 | 0 | 0 | 0 | 0 | 0 | 0 | 0 | 0 | 0 | 0 | 0 | 0 | 0 | 0 | 0 | 0 | 0 | 0
0 | 0 | 0 | 0 | 0 | 0 | 0 | 0 | 0 | 0 | 0 | 0 | 0 | 0 | 0 | 0 | 0 | 0 | 0 | 0
0 | 0 | 0 | 0 | 0 | 0 | 0 | 0 | 0 | 0 | 0 | 0 | 0 | 0 | 0 | 0 | 0 | 0 | 0 | 0
0 | 0 | 0 | 0 | 0 | 0 | 0 | 0 | 0 | 0 | 0 | 0 | 0 | 0 | 0 | 0 | 0 | 0 | 0 | 0
0 | 0 | 0 | 0 | 0 | 0 | 0 | 0 | 0 | 0 | 0 | 0 | 0 | 0 | 0 | 0 | 0 | 0 | 0 | 0
0 | 0 | 0 | 0 | 0 | 0 | 0 | 0 | 0 | 0 | 0 | 0 | 0 | 0 | 0 | 0 | 0 | 0 | 0 | 0
0 | 0 | 0 | 0 | 0 | 0 | 0 | 0 | 0 | 0 | 0 | 0 | 0 | 0 | 0 | 0 | 0 | 0 | 0 | 0
0 | 0 | 0 | 0 | 0 | 0 | 0 | 0 | 0 | 0 | 0 | 0 | 0 | 0 | 0 | 0 | 0 | 0 | 0 | 0
0 | 0 | 0 | 0 | 0 | 0 | 0 | 0 | 0 | 0 | 0 | 0 | 0 | 0 | 0 | 0 | 0 | 0 | 0 | 0
0 | 0 | 0 | 0 | 0 | 0 | 0 | 0 | 0 | 0 | 0 | 0 | 0 | 0 | 0 | 0 | 0 | 0 | 0 | 0
0 | 0 | 0 | 0 | 0 | 0 | 0 | 0 | 0 | 0 | 0 | 0 | 0 | 0 | 0 | 0 | 0 | 0 | 0 | 0
0 | 0 | 0 | 0 | 0 | 0 | 0 | 0 | 0 | 0 | 0 | 0 | 0 | 0 | 0 | 0 | 0 | 0 | 0 | 0
0 | 0 | 0 | 0 | 0 | 0 | 0 | 0 | 0 | 0 | 0 | 0 | 0 | 0 | 0 | 0 | 0 | 0 | 0 | 0
0 | 0 | 0 | 0 | 0 | 0 | 0 | 0 | 0 | 0 | 0 | 0 | 0 | 0 | 0 | 0 | 0 | 0 | 0 | 0
0 | 0 | 0 | 0 | 0 | 0 | 0 | 0 | 0 | 0 | 0 | 0 | 0 | 0 | 0 | 0 | 0 | 0 | 0 | 0
0 | 0 | 0 | 0 | 0 | 0 | 0 | 0 | 0 | 0 | 0 | 0 | 0 | 0 | 0 | 0 | 0 | 0 | 0 | 0
0 | 0 | 0 | 0 | 0 | 0 | 0 | 0 | 0 | 0 | 0 | 0 | 0 | 0 | 0 | 0 | 0 | 0 | 0 | 0
0 | 0 | 0 | 0 | 0 | 0 | 0 | 0 | 0 | 0 | 0 | 0 | 0 | 0 | 0 | 0 | 0 | 0 | 0 | 0
0 | 0 | 0 | 0 | 0 | 0 | 0 | 0 | 0 | 0 | 0 | 0 | 0 | 0 | 0 | 0 | 0 | 0 | 0 | 0
0 | 0 | 0 | 0 | 0 | 0 | 0 | 0 | 0 | 0 | 0 | 0 | 0 | 0 | 0 | 0 | 0 | 0 | 0 | 0
0 | 0 | 0 | 0 | 0 | 0 | 0 | 0 | 0 | 0 | 0 | 0 | 0 | 0 | 0 | 0 | 0 | 0 | 0 | 0
0 | 0 | 0 | 0 | 0 | 0 | 0 | 0 | 0 | 0 | 0 | 0 | 0 | 0 | 0 | 0 | 0 | 0 | 0 | 0
0 | 0 | 0 | 0 | 0 | 0 | 0 | 0 | 0 | 0 | 0 | 0 | 0 | 0 | 0 | 0 | 0 | 0 | 0 | 0
0 | 0 | 0 | 0 | 0 | 0 | 0 | 0 | 0 | 0 | 0 | 0 | 0 | 0 | 0 | 0 | 0 | 0 | 0 | 0
0 | 0 | 0 | 0 | 0 | 0 | 0 | 0 | 0 | 0 | 0 | 0 | 0 | 0 | 0 | 0 | 0 | 0 | 0 | 0
0 | 0 | 0 | 0 | 0 | 0 | 0 | 0 | 0 | 0 | 0 | 0 | 0 | 0 | 0 | 0 | 0 | 0 | 0 | 0
0 | 0 | 0 | 0 | 0 | 0 | 0 | 0 | 0 | 0 | 0 | 0 | 0 | 0 | 0 | 0 | 0 | 0 | 0 | 0
0 | 0 | 0 | 0 | 0 | 0 | 0 | 0 | 0 | 0 | 0 | 0 | 0 | 0 | 0 | 0 | 0 | 0 | 0 | 0
0 | 0 | 0 | 0 | 0 | 0 | 0 | 0 | 0 | 0 | 0 | 0 | 0 | 0 | 0 | 0 | 0 | 0 | 0 | 0
0 | 0 | 0 | 0 | 0 | 0 | 0 | 0 | 0 | 0 | 0 | 0 | 0 | 0 | 0 | 0 | 0 | 0 | 0 | 0
0 | 0 | 0 | 0 | 0 | 0 | 0 | 0 | 0 | 0 | 0 | 0 | 0 | 0 | 0 | 0 | 0 | 0 | 0 | 0
0 | 0 | 0 | 0 | 0 | 0 | 0 | 0 | 0 | 0 | 0 | 0 | 0 | 0 | 0 | 0 | 0 | 0 | 0 | 0
0 | 0 | 0 | 0 | 0 | 0 | 0 | 0 | 0 | 0 | 0 | 0 | 0 | 0 | 0 | 0 | 0 | 0 | 0 | 0
0 | 0 | 0 | 0 | 0 | 0 | 0 | 0 | 0 | 0 | 0 | 0 | 0 | 0 | 0 | 0 | 0 | 0 | 0 | 0
0 | 0 | 0 | 0 | 0 | 0 | 0 | 0 | 0 | 0 | 0 | 0 | 0 | 0 | 0 | 0 | 0 | 0 | 0 | 0
0 | 0 | 0 | 0 | 0 | 0 | 0 | 0 | 0 | 0 | 0 | 0 | 0 | 0 | 0 | 0 | 0 | 0 | 0 | 0
0 | 0 | 0 | 0 | 0 | 0 | 0 | 0 | 0 | 0 | 0 | 0 | 0 | 0 | 0 | 0 | 0 | 0 | 0 | 0
0 | 0 | 0 | 0 | 0 | 0 | 0 | 0 | 0 | 0 | 0 | 0 | 0 | 0 | 0 | 0 | 0 | 0 | 0 | 0
0 | 0 | 0 | 0 | 0 | 0 | 0 | 0 | 0 | 0 | 0 | 0 | 0 | 0 | 0 | 0 | 0 | 0 | 0 | 0
0 | 0 | 0 | 0 | 0 | 0 | 0 | 0 | 0 | 0 | 0 | 0 | 0 | 0 | 0 | 0 | 0 | 0 | 0 | 0
0 | 0 | 0 | 0 | 0 | 0 | 0 | 0 | 0 | 0 | 0 | 0 | 0 | 0 | 0 | 0 | 0 | 0 | 0 | 0
0 | 0 | 0 | 0 | 0 | 0 | 0 | 0 | 0 | 0 | 0 | 0 | 0 | 0 | 0 | 0 | 0 | 0 | 0 | 0
0 | 0 | 0 | 0 | 0 | 0 | 0 | 0 | 0 | 0 | 0 | 0 | 0 | 0 | 0 | 0 | 0 | 0 | 0 | 0
0 | 0 | 0 | 0 | 0 | 0 | 0 | 0 | 0 | 0 | 0 | 0 | 0 | 0 | 0 | 0 | 0 | 0 | 0 | 0
0 | 0 | 0 | 0 | 0 | 0 | 0 | 0 | 0 | 0 | 0 | 0 | 0 | 0 | 0 | 0 | 0 | 0 | 0 | 0
0 | 0 | 0 | 0 | 0 | 0 | 0 | 0 | 0 | 0 | 0 | 0 | 0 | 0 | 0 | 0 | 0 | 0 | 0 | 0
0 | 0 | 0 | 0 | 0 | 0 | 0 | 0 | 0 | 0 | 0 | 0 | 0 | 0 | 0 | 0 | 0 | 0 | 0 | 0
0 | 0 | 0 | 0 | 0 | 0 | 0 | 0 | 0 | 0 | 0 | 0 | 0 | 0 | 0 | 0 | 0 | 0 | 0 | 0
0 | 0 | 0 | 0 | 0 | 0 | 0 | 0 | 0 | 0 | 0 | 0 | 0 | 0 | 0 | 0 | 0 | 0 | 0 | 0
0 | 0 | 0 | 0 | 0 | 0 | 0 | 0 | 0 | 0 | 0 | 0 | 0 | 0 | 0 | 0 | 0 | 0 | 0 | 0
0 | 0 | 0 | 0 | 0 | 0 | 0 | 0 | 0 | 0 | 0 | 0 | 0 | 0 | 0 | 0 | 0 | 0 | 0 | 0
0 | 0 | 0 | 0 | 0 | 0 | 0 | 0 | 0 | 0 | 0 | 0 | 0 | 0 | 0 | 0 | 0 | 0 | 0 | 0
0 | 0 | 0 | 0 | 0 | 0 | 0 | 0 | 0 | 0 | 0 | 0 | 0 | 0 | 0 | 0 | 0 | 0 | 0 | 0
0 | 0 | 0 | 0 | 0 | 0 | 0 | 0 | 0 | 0 | 0 | 0 | 0 | 0 | 0 | 0 | 0 | 0 | 0 | 0
0 | 0 | 0 | 0 | 0 | 0 | 0 | 0 | 0 | 0 | 0 | 0 | 0 | 0 | 0 | 0 | 0 | 0 | 0 | 0
0 | 0 | 0 | 0 | 0 | 0 | 0 | 0 | 0 | 0 | 0 | 0 | 0 | 0 | 0 | 0 | 0 | 0 | 0 | 0
0 | 0 | 0 | 0 | 0 | 0 | 0 | 0 | 0 | 0 | 0 | 0 | 0 | 0 | 0 | 0 | 0 | 0 | 0 | 0
0 | 0 | 0 | 0 | 0 | 0 | 0 | 0 | 0 | 0 | 0 | 0 | 0 | 0 | 0 | 0 | 0 | 0 | 0 | 0
0 | 0 | 0 | 0 | 0 | 0 | 0 | 0 | 0 | 0 | 0 | 0 | 0 | 0 | 0 | 0 | 0 | 0 | 0 | 0
0 | 0 | 0 | 0 | 0 | 0 | 0 | 0 | 0 | 0 | 0 | 0 | 0 | 0 | 0 | 0 | 0 | 0 | 0 | 0
0 | 0 | 0 | 0 | 0 | 0 | 0 | 0 | 0 | 0 | 0 | 0 | 0 | 0 | 0 | 0 | 0 | 0 | 0 | 0
0 | 0 | 0 | 0 | 0 | 0 | 0 | 0 | 0 | 0 | 0 | 0 | 0 | 0 | 0 | 0 | 0 | 0 | 0 | 0
0 | 0 | 0 | 0 | 0 | 0 | 0 | 0 | 0 | 0 | 0 | 0 | 0 | 0 | 0 | 0 | 0 | 0 | 0 | 0
0 | 0 | 0 | 0 | 0 | 0 | 0 | 0 | 0 | 0 | 0 | 0 | 0 | 0 | 0 | 0 | 0 | 0 | 0 | 0
0 | 0 | 0 | 0 | 0 | 0 | 0 | 0 | 0 | 0 | 0 | 0 | 0 | 0 | 0 | 0 | 0 | 0 | 0 | 0
0 | 0 | 0 | 0 | 0 | 0 | 0 | 0 | 0 | 0 | 0 | 0 | 0 | 0 | 0 | 0 | 0 | 0 | 0 | 0
0 | 0 | 0 | 0 | 0 | 0 | 0 | 0 | 0 | 0 | 0 | 0 | 0 | 0 | 0 | 0 | 0 | 0 | 0 | 0
0 | 0 | 0 | 0 | 0 | 0 | 0 | 0 | 0 | 0 | 0 | 0 | 0 | 0 | 0 | 0 | 0 | 0 | 0 | 0
0 | 0 | 0 | 0 | 0 | 0 | 0 | 0 | 0 | 0 | 0 | 0 | 0 | 0 | 0 | 0 | 0 | 0 | 0 | 0
0 | 0 | 0 | 0 | 0 | 0 | 0 | 0 | 0 | 0 | 0 | 0 | 0 | 0 | 0 | 0 | 0 | 0 | 0 | 0
0 | 0 | 0 | 0 | 0 | 0 | 0 | 0 | 0 | 0 | 0 | 0 | 0 | 0 | 0 | 0 | 0 | 0 | 0 | 0
0 | 0 | 0 | 0 | 0 | 0 | 0 | 0 | 0 | 0 | 0 | 0 | 0 | 0 | 0 | 0 | 0 | 0 | 0 | 0
0 | 0 | 0 | 0 | 0 | 0 | 0 | 0 | 0 | 0 | 0 | 0 | 0 | 0 | 0 | 0 | 0 | 0 | 0 | 0
0 | 0 | 0 | 0 | 0 | 0 | 0 | 0 | 0 | 0 | 0 | 0 | 0 | 0 | 0 | 0 | 0 | 0 | 0 | 0
0 | 0 | 0 | 0 | 0 | 0 | 0 | 0 | 0 | 0 | 0 | 0 | 0 | 0 | 0 | 0 | 0 | 0 | 0 | 0
0 | 0 | 0 | 0 | 0 | 0 | 0 | 0 | 0 | 0 | 0 | 0 | 0 | 0 | 0 | 0 | 0 | 0 | 0 | 0
0 | 0 | 0 | 0 | 0 | 0 | 0 | 0 | 0 | 0 | 0 | 0 | 0 | 0 | 0 | 0 | 0 | 0 | 0 | 0
0 | 0 | 0 | 0 | 0 | 0 | 0 | 0 | 0 | 0 | 0 | 0 | 0 | 0 | 0 | 0 | 0 | 0 | 0 | 0
0 | 0 | 0 | 0 | 0 | 0 | 0 | 0 | 0 | 0 | 0 | 0 | 0 | 0 | 0 | 0 | 0 | 0 | 0 | 0
0 | 0 | 0 | 0 | 0 | 0 | 0 | 0 | 0 | 0 | 0 | 0 | 0 | 0 | 0 | 0 | 0 | 0 | 0 | 0
0 | 0 | 0 | 0 | 0 | 0 | 0 | 0 | 0 | 0 | 0 | 0 | 0 | 0 | 0 | 0 | 0 | 0 | 0 | 0
0 | 0 | 0 | 0 | 0 | 0 | 0 | 0 | 0 | 0 | 0 | 0 | 0 | 0 | 0 | 0 | 0 | 0 | 0 | 0
0 | 0 | 0 | 0 | 0 | 0 | 0 | 0 | 0 | 0 | 0 | 0 | 0 | 0 | 0 | 0 | 0 | 0 | 0 | 0
0 | 0 | 0 | 0 | 0 | 0 | 0 | 0 | 0 | 0 | 0 | 0 | 0 | 0 | 0 | 0 | 0 | 0 | 0 | 0
0 | 0 | 0 | 0 | 0 | 0 | 0 | 0 | 0 | 0 | 0 | 0 | 0 | 0 | 0 | 0 | 0 | 0 | 0 | 0
0 | 0 | 0 | 0 | 0 | 0 | 0 | 0 | 0 | 0 | 0 | 0 | 0 | 0 | 0 | 0 | 0 | 0 | 0 | 0
0 | 0 | 0 | 0 | 0 | 0 | 0 | 0 | 0 | 0 | 0 | 0 | 0 | 0 | 0 | 0 | 0 | 0 | 0 | 0
0 | 0 | 0 | 0 | 0 | 0 | 0 | 0 | 0 | 0 | 0 | 0 | 0 | 0 | 0 | 0 | 0 | 0 | 0 | 0
0 | 0 | 0 | 0 | 0 | 0 | 0 | 0 | 0 | 0 | 0 | 0 | 0 | 0 | 0 | 0 | 0 | 0 | 0 | 0
0 | 0 | 0 | 0 | 0 | 0 | 0 | 0 | 0 | 0 | 0 | 0 | 0 | 0 | 0 | 0 | 0 | 0 | 0 | 0
0 | 0 | 0 | 0 | 0 | 0 | 0 | 0 | 0 | 0 | 0 | 0 | 0 | 0 | 0 | 0 | 0 | 0 | 0 | 0
0 | 0 | 0 | 0 | 0 | 0 | 0 | 0 | 0 | 0 | 0 | 0 | 0 | 0 | 0 | 0 | 0 | 0 | 0 | 0
0 | 0 | 0 | 0 | 0 | 0 | 0 | 0 | 0 | 0 | 0 | 0 | 0 | 0 | 0 | 0 | 0 | 0 | 0 | 0
0 | 0 | 0 | 0 | 0 | 0 | 0 | 0 | 0 | 0 | 0 | 0 | 0 | 0 | 0 | 0 | 0 | 0 | 0 | 0
0 | 0 | 0 | 0 | 0 | 0 | 0 | 0 | 0 | 0 | 0 | 0 | 0 | 0 | 0 | 0 | 0 | 0 | 0 | 0
0 | 0 | 0 | 0 | 0 | 0 | 0 | 0 | 0 | 0 | 0 | 0 | 0 | 0 | 0 | 0 | 0 | 0 | 0 | 0
0 | 0 | 0 | 0 | 0 | 0 | 0 | 0 | 0 | 0 | 0 | 0 | 0 | 0 | 0 | 0 | 0 | 0 | 0 | 0
0 | 0 | 0 | 0 | 0 | 0 | 0 | 0 | 0 | 0 | 0 | 0 | 0 | 0 | 0 | 0 | 0 | 0 | 0 | 0
0 | 0 | 0 | 0 | 0 | 0 | 0 | 0 | 0 | 0 | 0 | 0 | 0 | 0 | 0 | 0 | 0 | 0 | 0 | 0
0 | 0 | 0 | 0 | 0 | 0 | 0 | 0 | 0 | 0 | 0 | 0 | 0 | 0 | 0 | 0 | 0 | 0 | 0 | 0
0 | 0 | 0 | 0 | 0 | 0 | 0 | 0 | 0 | 0 | 0 | 0 | 0 | 0 | 0 | 0 | 0 | 0 | 0 | 0
0 | 0 | 0 | 0 | 0 | 0 | 0 | 0 | 0 | 0 | 0 | 0 | 0 | 0 | 0 | 0 | 0 | 0 | 0 | 0
0 | 0 | 0 | 0 | 0 | 0 | 0 | 0 | 0 | 0 | 0 | 0 | 0 | 0 | 0 | 0 | 0 | 0 | 0 | 0
0 | 0 | 0 | 0 | 0 | 0 | 0 | 0 | 0 | 0 | 0 | 0 | 0 | 0 | 0 | 0 | 0 | 0 | 0 | 0
0 | 0 | 0 | 0 | 0 | 0 | 0 | 0 | 0 | 0 | 0 | 0 | 0 | 0 | 0 | 0 | 0 | 0 | 0 | 0
0 | 0 | 0 | 0 | 0 | 0 | 0 | 0 | 0 | 0 | 0 | 0 | 0 | 0 | 0 | 0 | 0 | 0 | 0 | 0
0 | 0 | 0 | 0 | 0 | 0 | 0 | 0 | 0 | 0 | 0 | 0 | 0 | 0 | 0 | 0 | 0 | 0 | 0 | 0
0 | 0 | 0 | 0 | 0 | 0 | 0 | 0 | 0 | 0 | 0 | 0 | 0 | 0 | 0 | 0 | 0 | 0 | 0 | 0
0 | 0 | 0 | 0 | 0 | 0 | 0 | 0 | 0 | 0 | 0 | 0 | 0 | 0 | 0 | 0 | 0 | 0 | 0 | 0
0 | 0 | 0 | 0 | 0 | 0 | 0 | 0 | 0 | 0 | 0 | 0 | 0 | 0 | 0 | 0 | 0 | 0 | 0 | 0
0 | 0 | 0 | 0 | 0 | 0 | 0 | 0 | 0 | 0 | 0 | 0 | 0 | 0 | 0 | 0 | 0 | 0 | 0 | 0
0 | 0 | 0 | 0 | 0 | 0 | 0 | 0 | 0 | 0 | 0 | 0 | 0 | 0 | 0 | 0 | 0 | 0 | 0 | 0
0 | 0 | 0 | 0 | 0 | 0 | 0 | 0 | 0 | 0 | 0 | 0 | 0 | 0 | 0 | 0 | 0 | 0 | 0 | 0
0 | 0 | 0 | 0 | 0 | 0 | 0 | 0 | 0 | 0 | 0 | 0 | 0 | 0 | 0 | 0 | 0 | 0 | 0 | 0
0 | 0 | 0 | 0 | 0 | 0 | 0 | 0 | 0 | 0 | 0 | 0 | 0 | 0 | 0 | 0 | 0 | 0 | 0 | 0
0 | 0 | 0 | 0 | 0 | 0 | 0 | 0 | 0 | 0 | 0 | 0 | 0 | 0 | 0 | 0 | 0 | 0 | 0 | 0
0 | 0 | 0 | 0 | 0 | 0 | 0 | 0 | 0 | 0 | 0 | 0 | 0 | 0 | 0 | 0 | 0 | 0 | 0 | 0
0 | 0 | 0 | 0 | 0 | 0 | 0 | 0 | 0 | 0 | 0 | 0 | 0 | 0 | 0 | 0 | 0 | 0 | 0 | 0
0 | 0 | 0 | 0 | 0 | 0 | 0 | 0 | 0 | 0 | 0 | 0 | 0 | 0 | 0 | 0 | 0 | 0 | 0 | 0
0 | 0 | 0 | 0 | 0 | 0 | 0 | 0 | 0 | 0 | 0 | 0 | 0 | 0 | 0 | 0 | 0 | 0 | 0 | 0
0 | 0 | 0 | 0 | 0 | 0 | 0 | 0 | 0 | 0 | 0 | 0 | 0 | 0 | 0 | 0 | 0 | 0 | 0 | 0
0 | 0 | 0 | 0 | 0 | 0 | 0 | 0 | 0 | 0 | 0 | 0 | 0 | 0 | 0 | 0 | 0 | 0 | 0 | 0
0 | 0 | 0 | 0 | 0 | 0 | 0 | 0 | 0 | 0 | 0 | 0 | 0 | 0 | 0 | 0 | 0 | 0 | 0 | 0
0 | 0 | 0 | 0 | 0 | 0 | 0 | 0 | 0 | 0 | 0 | 0 | 0 | 0 | 0 | 0 | 0 | 0 | 0 | 0

## COMM 5-7yr Export
PROGRAM NAME | MCE Commercial
BUDGET |  |  | PG&E 2013 v1c6-Draft.xls
Market Segment
Administrative Costs |  | Primary | 0
Overhead and G&A | 572790.7704 | Secondary (if applicable) | 0
Other Administrative Costs | 19706.1045
Marketing/Outreach | 477184.9831
Direct Implementation
d.i. User Input Incentive (No rebates) | 0
d.ii. to d.v Rebates & Incentives | 1145234.6859
Activity | 1556119.0021
Installation | 0
Hardware & Materials | 0
Rebate Processing & Inspection | 991087.2801
EM&V Costs | 236998.75
Budget | 4999121.5761
Costs recovered from other sources | 0
Budget (plus other costs) | 4999121.5761
PROGRAM IMPACTS
Program Reductions | 2013-2014 | 2013 | 2014
User Entered kW (kW) | 0 | 0 | 0
Net Jul-Sept Peak (kW) | 151.6162 | 73.4574 | 78.1587
Net Dec-Feb Peak (kW) | 113.2404 | 54.8646 | 58.3759
Net NCP (kW) | 113.2404 | 54.8646 | 58.3759
Net CEC (kW) | 0 | 0 | 0
Annual Net kWh | 3832051.9112 | 1856614.2981 | 1975437.6131
Lifecycle Net kWh | 54166421.6999 | 26243421.3662 | 27923000.3337
Annual Net Therms | 45247.7345 | 21922.352 | 23325.3825
Lifecycle Net Therms | 583320.6384 | 282616.5884 | 300704.05
Program Reductions for Measures installed through 2024
TRC
Costs | 5770101.4385
Electric Benefits | 7760091.7142
Gas Benefits | 713733.1851
Net Benefits (NPV) | 2703723.4608
BC Ratio | 1.4686
PAC
Costs | 4999121.5761
Electric Benefits | 7760091.7142
Gas Benefits | 713733.1851
Net Benefits (NPV) | 3474703.3232
BC Ratio | 1.6951
Levelized Cost
Levelized Cost TRC ($/kWh )
Discounted kWh | 48019710.1331
Cost | 0.098534
Benefits | 0.1616
Benefit-Cost | 0.063069
Levelized Cost PAC ($/kWh)
Discounted kWh | 48019710.1331
Cost | 0.08541
Benefits | 0.1616
Benefit-Cost | 0.076192
Levelized Cost TRC ($/therm)
Discounted Therms | 484659.6613
Cost | 2.1311
Benefits | 1.4726
Benefit-Cost | -0.65843
Levelized Cost PAC ($/therm)
Discounted Therms | 484659.6613
Cost | 1.8474
Benefits | 1.4726
Benefit-Cost | -0.3747
Emission Annual Reductions (2014-2016) |  |  |  | Energy Division File sheet "Attachment II" Total Electricity and Gas Emission Reductions
Electric Annual CO2 (tons) - 2014 | 0 |  |  |  | 2020 | 2021 | 2022 | 2023 | 2024 | 2025 | 2026
2015 | 0 |  |  |  | Total | Total | Total | Total | Total | Total | Total
2016 | 0 |  |  | Annual CO2 Emission Reductions (tons) | 0 | 0 | 0 | 0 | 0 | 0 | 0
Electric Lifecycle CO2 (tons) - 2014 | 0 |  |  | Lifecycle CO2 Emission Reductions (tons) | 0 | 0 | 0 | 0 | 0 | 0 | 0
2015 | 0 |  |  | Annual NOx Emission Reductions (tons) | 0 | 0 | 0 | 0 | 0 | 0 | 0
2016 | 0 |  |  | Lifecycle NOx Emission Reductions (tons) | 0 | 0 | 0 | 0 | 0 | 0 | 0
Electric Annual NOX (tons) - 2014 | 0 |  |  | Annual SO2 Emission Reductions (tons)
2015 | 0 |  |  | Lifecycle SO2 Emission Reductions (tons)
2016 | 0
Electric Lifecycle NOX (tons) - 2014 | 0
2015 | 0
2016 | 0
Electric Annual SO2 (lbs) - 2014
2015
2016
Electric Lifecycle SO2 (lbs) - 2014
2015
2016
Gas Annual CO2 (tons) - 2014 | 0
2015 | 0
2016 | 0
Gas Lifecycle CO2 (tons) - 2014 | 0
2015 | 0
2016 | 0
Gas Annual NOX (tons) - 2014 | 0
2015 | 0
2016 | 0
Gas Lifecycle NOX (tons) - 2014 | 0
2015 | 0
2016 | 0
Gas Annual SO2 (lbs) - 2014
2015
2016
Gas Lifecycle SO2 (lbs) - 2014
2015
2016
Data below not currently used in Energy Division workbook
Levelized Cost RIM ($/therm)
Discounted Therms | 484659.6613
Cost | 3.0888
Benefits | 1.4726
Benefit-Cost | -1.6161
Levelized Cost RIM ($/kWh)
Discounted kWh | 48019710.1331
Cost | 0.33895
Benefits | 0.1616
Benefit-Cost | -1.6161
RIM
Costs | 17773337.147
Electric Benefits | 7760091.7142
Gas Benefits | 713733.1851
Net Benefits (NPV) | -9299512.2477
BC Ratio | 0.47677
Impacts for all programs
Net July-Sept Wtd Avg Peak ** (kW)
Clothes Dryer | 0
Clothes Washer | 0
Consumer Electronics | 0
Cooking | 0
Dishwasher | 0
Net Wtd Avg Dec-Feb ** (kW)
Clothes Dryer | 0
Clothes Washer | 0
Consumer Electronics | 0
Cooking | 0
Dishwasher | 0
0
Clothes Dryer | 0
Clothes Washer | 0
Consumer Electronics | 0
Cooking | 0
Dishwasher | 0
Annual Wtd Avg Net kWh
Clothes Dryer | 0
Clothes Washer | 0
Consumer Electronics | 0
Cooking | 0
Dishwasher | 0
Lifecycle Net kWh
Clothes Dryer | 0
Clothes Washer | 0
Consumer Electronics | 0
Cooking | 0
Dishwasher | 0
Annual Wtd Avg Net Therms
Clothes Dryer | 0
Clothes Washer | 0
Consumer Electronics | 0
Cooking | 0
Dishwasher | 0
Lifecycle Net Therms
Clothes Dryer | 0
Clothes Washer | 0
Consumer Electronics | 0
Cooking | 0
Dishwasher | 0
Goal Attainment | Net Annual Savings
kWh
2013 | #REF!
2014 | #REF!
2015 | #REF!
2016 | #REF!
2017 | #REF!
2018 | #REF!
2019 | #REF!
2020 | #REF!
2021 | 3309936.8178
2022 | 3509030.7617
kW
2013 | #REF!
2014 | #REF!
2015 | #REF!
2016 | #REF!
2017 | #REF!
2018 | #REF!
2019 | #REF!
2020 | #REF!
2021 | 125.8934
2022 | 133.4659
Therms
2013 | #REF!
2014 | #REF!
2015 | #REF!
2016 | #REF!
2017 | #REF!
2018 | #REF!
2019 | #REF!
2020 | #REF!
2021 | 34780.1089
2022 | 36872.1455

## COMM 8-10yr Input
| PG&E 2013 v1c6-Draft.xls |  |  |  | Program Budget ($) | [10 empty] | Import file format 5
[5 empty] | a. Administrative Costs | 2023 | 2024 | 2025 | NPV |  |  |  | Nominal | Nominal | Nominal
| Proposer General Information |  |  |  | a.i. Overhead and G&A | 224208.7419 | 224208.7419 | 224208.7419 | 625903.9402 | d. Incentives and Rebates ($) |  |  | 2023 | 2024 | 2025 | NPV |  | Market Effects Adjustments
| Proposer Name |  | Marin Clean Energy |  | a.ii. Other Admin costs | 7713.6035 | 7713.6035 | 7713.6035 | 21533.3924 | d.i. User Input Incentive (treated like admin cost) | [5 empty] | 0 |  | Adjustment type |  | Uniform
| Program Name |  | MCE Commercial |  | b. Marketing/Outreach | 186785.5598 | 186785.5598 | 186785.5598 | 521432.9151 | d.ii. Rebate |  |  | 484398.021 | 510405.9684 | 536413.9158 |  |  | Enter Custom values in columns AO through AT
| Service Territory |  | PG&E |  | c. Direct Implementation (non incentive) | 0 | 0 | 0 |  | d.iii. Direct Install Labor |  |  | 0 | 0 | 0 |  |  | Uniform Factors to apply to all measures
| First Year of Program Implementation |  |  | 2023 | c.i. Activity | 609115.0585 | 609115.0585 | 609115.0585 | 1700413.2488 | d.iv. Direct Install Materials |  |  | 0 | 0 | 0 |  |  |  | Benefit Adj | Cost Adj
| Contact Information |  |  |  | c.ii. Installation | 0 | 0 | 0 | 0 | d.v. Upstream payments |  |  | 0 | 0 | 0 |  |  | Participant Inside
| Name |  |  |  | c.iii. Hardware & Materials | 0 | 0 | 0 | 0 | Subtotal Incentives and Rebates |  |  | 484398.021 | 510405.9684 | 536413.9158 | 1352597.8326 |  | Participant Outside
| Address |  |  |  | c.iv. Rebate Processing and Inspection | 387943.4579 | 387943.4579 | 387943.4579 | 1082987.8303 | [8 empty] | Non-participant | [41 empty] | Formulas for spreading annual installations to quarters
| ZIP code |  |  |  | d. Total Incentives and Rebates | 484398.021 | 510405.9684 | 536413.9158 | 1352597.8326 | [8 empty] | Total Factor | 0% | 0% | [39 empty] | 0 | 0 | 0 | 0 | 0 | 0 | 0 | 0 | 0 | 0 | 0 | 0 | 0 | 0 | 0 | 0 | 0 | 0 | 0 | 0 | 0 | 0 | 0 | 0 | 0 | 0 | 0 | 0 | 0 | 0 | 0 | 0 | 0 | 0 | 0 | 0 | 0 | 0 | 0 | 0 | 0 | 0 | 0 | 0
| Telephone |  |  |  | e. EM&V | 92768.9382 | 92768.9382 | 92768.9382 | 258974.9331 | f. Costs recovered from other sources | [5 empty] | 0
| Email |  |  |  | Total | 1992933.3808 | 2018941.3282 | 2044949.2757 | 5563844.0925 | Program Budget w/ Other Costs (a to f) |  |  | 1992933.3808 | 2018941.3282 | 2044949.2757 | 5563844.0925
|  |  | Market Sectors- Primary: | [11 empty] | Number of measures that have negative participant cost: | 0 |  |  | Total Excess incentive: | 0 | [39 empty] | Quarterly Installation Schedule
| Program Inputs |  | Secondary: | [8 empty] | Transfer | Admin | Admin | Admin | Participant | [8 empty] | Second Baseline (For savings after the RUL) | [7 empty] | Table Lookup Values |  |  |  |  | Benefits Adj Factors |  | Market Effects Adjustments | [8 empty] | Annual Installation Schedule (enter quarterly values to the right) | [10 empty] | 2023 |  |  |  | 2024 |  |  |  | 2025 |  |  |  | 2026 |  |  |  | 2027 |  |  |  | 2028 |  |  |  | 2029 |  |  |  | 2030 |  |  |  | 2031 |  |  |  | 2032 |  |  |  | 2033
| Measure Name | DEER RunID | Climate Zone | Target sector | Measure Electric End Use Shape | CZ, Sector, Measure combination found? | Expected Useful Life for New/ROB, RUL for retrofit. (yrs) | Program Type (To look up Net-to-gross Ratio) | Unit Definition (e.g. homes) | Program Type (NEW/ROB or Early Repl(RET)) | Gross Measure Cost (Total Cost for Retrofit, Incr Cost for New/ROB) ($/unit) | Rebate to end use customer or its assignee ($/unit) | Incentives to entities other than the end use customer or its assignee($/unit) | Direct Install Labor ($/unit) | Direct Install Material ($/unit) | Gross Participant Cost ($/unit) | Gross Unit Annual Electricity Savings (kwh/unit) | Electric Rate Schedule | Demand Scaler | User Entered kW Savings per unit (kW/unit) | Gross Unit Annual Gas Savings (therm/unit) | Gas Sector | Gas Rate Schedule | Gas Savings Profile | Total Life. Can be left blank for single baseline measures (Yrs) | Incremental Cost (relative to standard efficiency default device) ($/unit) | Measure Cost Inflation (%/year escalation) | Early retrofit incremental kWh savings (kWh/unit) | Early retrofit incremental kW savings (kW/unit) | Early retrofit incremental Th savings (Th/unit) | Combustion Type | Expected Useful Life for New/ROB, RUL for retrofit. (yrs) | Net-to-Gross Ratio - kWh | Net-to-Gross Ratio -Therms | Net-to-Gross Ratio - kW | Net-to-Gross Ratio - Therms (overides lookup value) | Net-to-Gross Ratio - Costs | Installation Rate (Blank gets 100%) (IR) | Gross Realization Rate (Blank gets 100%) (GRR) | Benefits - Participants Inside | Benefits - Participants Outside | Benefits- Non-participants | Costs - Participants Inside | Costs - Participants Outside | Costs- Non-participants | Total Benefits Factor | Total Cost Factor | % Eligible for TOU AC adjustment | 2023 | 2024 | 2025 | 2026 | 2027 | 2028 | 2029 | 2030 | 2031 | 2032 | 2033 | Qtr 1 | Qtr 2 | Qtr 3 | Qtr 4 | Qtr 1 | Qtr 2 | Qtr 3 | Qtr 4 | Qtr 1 | Qtr 2 | Qtr 3 | Qtr 4 | Qtr 1 | Qtr 2 | Qtr 3 | Qtr 4 | Qtr 1 | Qtr 2 | Qtr 3 | Qtr 4 | Qtr 1 | Qtr 2 | Qtr 3 | Qtr 4 | Qtr 1 | Qtr 2 | Qtr 3 | Qtr 4 | Qtr 1 | Qtr 2 | Qtr 3 | Qtr 4 | Qtr 1 | Qtr 2 | Qtr 3 | Qtr 4 | Qtr 1 | Qtr 2 | Qtr 3 | Qtr 4 | Qtr 1 | Qtr 2 | Qtr 3 | Qtr 4 | Total Number of Units | Comments
MCE Commercial | MCE Commercialprogram, Tier 1 rebates | [14 empty] | 0 |  |  | #N/A | [12 empty] | 0 | [13 empty] | 0% | 0% |  | 0 | 0 | 0 | 0 | 0 | 0 | 0 | 0 | 0 | 0 | 0 | [44 empty] | 0
MCE Commercial | Night cover reduces infiltration by 50% for 4 hours/night | D03-205 | 2 | COMMERCIAL | 4 = Commercial Refrigeration | TRUE | 1.6667 | NonRes-sAll-mRfg-SC | Len-ft | ROB | 45 | 15.75 |  |  |  | 29.25 | 15.5 | Small Commercial | kW | -0.00385 | 1.34 | Commercial | Small Commercial | Annual | 5 | 45 | 3% | 15.5 | -0.00385 | 1.34 | Small Boilers (<100 MMBtu/hr Heat Input):Controlled Low NOx Burner | 1.6667 | 40% | n/a |  |  |  | 90% | 90% | [6 empty] | 0% | 0% |  | 2.4833 | 2.6167 | 2.75 | 0 | 0 | 0 | 0 | 0 | 0 | 0 | 0 | 2023 Qtr 1: 0.60833; 2023 Qtr 2: 0.61667; 2023 Qtr 3: 0.625; 2023 Qtr 4: 0.63333; 2024 Qtr 1: 0.64167; 2024 Qtr 2: 0.65; 2024 Qtr 3: 0.65833; 2024 Qtr 4: 0.66667; 2025 Qtr 1: 0.675; 2025 Qtr 2: 0.68333; 2025 Qtr 3: 0.69167; 2025 Qtr 4: 0.7 | 7.85 | based on bid for 6' covers
MCE Commercial | Night cover reduces infiltration by 50% for 4 hours/night | D03-205 | 3A | COMMERCIAL | 4 = Commercial Refrigeration | TRUE | 1.6667 | NonRes-sAll-mRfg-SC | Len-ft | ROB | 45 | 15.75 |  |  |  | 29.25 | 15.9 | Small Commercial | kW | -0.00356 | 1.62 | Commercial | Small Commercial | Annual | 5 | 45 | 3% | 15.9 | -0.00356 | 1.62 | Small Boilers (<100 MMBtu/hr Heat Input):Controlled Low NOx Burner | 1.6667 | 40% | n/a |  |  |  | 90% | 90% | [6 empty] | 0% | 0% |  | 2.4833 | 2.6167 | 2.75 | 0 | 0 | 0 | 0 | 0 | 0 | 0 | 0 | 2023 Qtr 1: 0.60833; 2023 Qtr 2: 0.61667; 2023 Qtr 3: 0.625; 2023 Qtr 4: 0.63333; 2024 Qtr 1: 0.64167; 2024 Qtr 2: 0.65; 2024 Qtr 3: 0.65833; 2024 Qtr 4: 0.66667; 2025 Qtr 1: 0.675; 2025 Qtr 2: 0.68333; 2025 Qtr 3: 0.69167; 2025 Qtr 4: 0.7 | 7.85 | based on bid for 6' covers
MCE Commercial | Night cover reduces infiltration by 50% for 4 hours/night | D03-205 | 3B | COMMERCIAL | 4 = Commercial Refrigeration | TRUE | 1.6667 | NonRes-sAll-mRfg-SC | Len-ft | ROB | 45 | 15.75 |  |  |  | 29.25 | 15.9 | Small Commercial | kW | -0.00356 | 1.62 | Commercial | Small Commercial | Annual | 5 | 45 | 3% | 15.9 | -0.00356 | 1.62 | Small Boilers (<100 MMBtu/hr Heat Input):Controlled Low NOx Burner | 1.6667 | 40% | n/a |  |  |  | 90% | 90% | [6 empty] | 0% | 0% |  | 2.4833 | 2.6167 | 2.75 | 0 | 0 | 0 | 0 | 0 | 0 | 0 | 0 | 2023 Qtr 1: 0.60833; 2023 Qtr 2: 0.61667; 2023 Qtr 3: 0.625; 2023 Qtr 4: 0.63333; 2024 Qtr 1: 0.64167; 2024 Qtr 2: 0.65; 2024 Qtr 3: 0.65833; 2024 Qtr 4: 0.66667; 2025 Qtr 1: 0.675; 2025 Qtr 2: 0.68333; 2025 Qtr 3: 0.69167; 2025 Qtr 4: 0.7 | 7.85 | based on bid for 6' covers
MCE Commercial | Night cover reduces infiltration by 50% for 4 hours/night | D03-205 | 12 | COMMERCIAL | 4 = Commercial Refrigeration | TRUE | 1.6667 | NonRes-sAll-mRfg-SC | Len-ft | ROB | 45 | 15.75 |  |  |  | 29.25 | 15 | Small Commercial | kW | -0.00281 | 1.19 | Commercial | Small Commercial | Annual | 5 | 45 | 3% | 15 | -0.00281 | 1.19 | Small Boilers (<100 MMBtu/hr Heat Input):Controlled Low NOx Burner | 1.6667 | 40% | n/a |  |  |  | 90% | 90% | [6 empty] | 0% | 0% |  | 2.4833 | 2.6167 | 2.75 | 0 | 0 | 0 | 0 | 0 | 0 | 0 | 0 | 2023 Qtr 1: 0.60833; 2023 Qtr 2: 0.61667; 2023 Qtr 3: 0.625; 2023 Qtr 4: 0.63333; 2024 Qtr 1: 0.64167; 2024 Qtr 2: 0.65; 2024 Qtr 3: 0.65833; 2024 Qtr 4: 0.66667; 2025 Qtr 1: 0.675; 2025 Qtr 2: 0.68333; 2025 Qtr 3: 0.69167; 2025 Qtr 4: 0.7 | 7.85 | based on bid for 6' covers
MCE Commercial | Open fixture is retrofitted with doors and additional lighting | D03-206 | 2 | COMMERCIAL | 4 = Commercial Refrigeration | TRUE | 4 | NonRes-sAll-mRfg-SC | Len-ft | ROB | 320.84 | 112.294 |  |  |  | 208.546 | 125 | Small Commercial | kW | 0.0474 | 25.7 | Commercial | Small Commercial | Annual | 12 | 320.84 | 3% | 125 | 0.0474 | 25.7 | Small Boilers (<100 MMBtu/hr Heat Input):Controlled Low NOx Burner | 4 | 40% | n/a |  |  |  | 90% | 90% | [6 empty] | 0% | 0% |  | 2.4833 | 2.6167 | 2.75 | 0 | 0 | 0 | 0 | 0 | 0 | 0 | 0 | 2023 Qtr 1: 0.60833; 2023 Qtr 2: 0.61667; 2023 Qtr 3: 0.625; 2023 Qtr 4: 0.63333; 2024 Qtr 1: 0.64167; 2024 Qtr 2: 0.65; 2024 Qtr 3: 0.65833; 2024 Qtr 4: 0.66667; 2025 Qtr 1: 0.675; 2025 Qtr 2: 0.68333; 2025 Qtr 3: 0.69167; 2025 Qtr 4: 0.7 | 7.85 | (Itron WO017 10-12 cost study)
MCE Commercial | Open fixture is retrofitted with doors and additional lighting | D03-206 | 3A | COMMERCIAL | 4 = Commercial Refrigeration | TRUE | 4 | NonRes-sAll-mRfg-SC | Len-ft | ROB | 320.84 | 112.294 |  |  |  | 208.546 | 125 | Small Commercial | kW | 0.0221 | 30.2 | Commercial | Small Commercial | Annual | 12 | 320.84 | 3% | 125 | 0.0221 | 30.2 | Small Boilers (<100 MMBtu/hr Heat Input):Controlled Low NOx Burner | 4 | 40% | n/a |  |  |  | 90% | 90% | [6 empty] | 0% | 0% |  | 2.4833 | 2.6167 | 2.75 | 0 | 0 | 0 | 0 | 0 | 0 | 0 | 0 | 2023 Qtr 1: 0.60833; 2023 Qtr 2: 0.61667; 2023 Qtr 3: 0.625; 2023 Qtr 4: 0.63333; 2024 Qtr 1: 0.64167; 2024 Qtr 2: 0.65; 2024 Qtr 3: 0.65833; 2024 Qtr 4: 0.66667; 2025 Qtr 1: 0.675; 2025 Qtr 2: 0.68333; 2025 Qtr 3: 0.69167; 2025 Qtr 4: 0.7 | 7.85 | (Itron WO017 10-12 cost study)
MCE Commercial | Open fixture is retrofitted with doors and additional lighting | D03-206 | 3B | COMMERCIAL | 4 = Commercial Refrigeration | TRUE | 4 | NonRes-sAll-mRfg-SC | Len-ft | ROB | 320.84 | 112.294 |  |  |  | 208.546 | 125 | Small Commercial | kW | 0.0221 | 30.2 | Commercial | Small Commercial | Annual | 12 | 320.84 | 3% | 125 | 0.0221 | 30.2 | Small Boilers (<100 MMBtu/hr Heat Input):Controlled Low NOx Burner | 4 | 40% | n/a |  |  |  | 90% | 90% | [6 empty] | 0% | 0% |  | 2.4833 | 2.6167 | 2.75 | 0 | 0 | 0 | 0 | 0 | 0 | 0 | 0 | 2023 Qtr 1: 0.60833; 2023 Qtr 2: 0.61667; 2023 Qtr 3: 0.625; 2023 Qtr 4: 0.63333; 2024 Qtr 1: 0.64167; 2024 Qtr 2: 0.65; 2024 Qtr 3: 0.65833; 2024 Qtr 4: 0.66667; 2025 Qtr 1: 0.675; 2025 Qtr 2: 0.68333; 2025 Qtr 3: 0.69167; 2025 Qtr 4: 0.7 | 7.85 | (Itron WO017 10-12 cost study)
MCE Commercial | Open fixture is retrofitted with doors and additional lighting | D03-206 | 12 | COMMERCIAL | 4 = Commercial Refrigeration | TRUE | 4 | NonRes-sAll-mRfg-SC | Len-ft | ROB | 320.84 | 112.294 |  |  |  | 208.546 | 122 | Small Commercial | kW | 0.0634 | 23.3 | Commercial | Small Commercial | Annual | 12 | 320.84 | 3% | 122 | 0.0634 | 23.3 | Small Boilers (<100 MMBtu/hr Heat Input):Controlled Low NOx Burner | 4 | 40% | n/a |  |  |  | 90% | 90% | [6 empty] | 0% | 0% |  | 2.4833 | 2.6167 | 2.75 | 0 | 0 | 0 | 0 | 0 | 0 | 0 | 0 | 2023 Qtr 1: 0.60833; 2023 Qtr 2: 0.61667; 2023 Qtr 3: 0.625; 2023 Qtr 4: 0.63333; 2024 Qtr 1: 0.64167; 2024 Qtr 2: 0.65; 2024 Qtr 3: 0.65833; 2024 Qtr 4: 0.66667; 2025 Qtr 1: 0.675; 2025 Qtr 2: 0.68333; 2025 Qtr 3: 0.69167; 2025 Qtr 4: 0.7 | 7.85 | (Itron WO017 10-12 cost study)
MCE Commercial | Replace open fixtures with fixtures having doors | D03-207 | 2 | COMMERCIAL | 4 = Commercial Refrigeration | TRUE | 4 | NonRes-sAll-mRfg-SC | Len-ft | ROB | 686.29 | 240.2015 |  |  |  | 446.0885 | 144 | Small Commercial | kW | 0.0497 | 25.7 | Commercial | Small Commercial | Annual | 12 | 686.29 | 3% | 144 | 0.0497 | 25.7 | Small Boilers (<100 MMBtu/hr Heat Input):Controlled Low NOx Burner | 4 | 40% | n/a |  |  |  | 90% | 90% | [6 empty] | 0% | 0% |  | 2.4833 | 2.6167 | 2.75 | 0 | 0 | 0 | 0 | 0 | 0 | 0 | 0 | 2023 Qtr 1: 0.60833; 2023 Qtr 2: 0.61667; 2023 Qtr 3: 0.625; 2023 Qtr 4: 0.63333; 2024 Qtr 1: 0.64167; 2024 Qtr 2: 0.65; 2024 Qtr 3: 0.65833; 2024 Qtr 4: 0.66667; 2025 Qtr 1: 0.675; 2025 Qtr 2: 0.68333; 2025 Qtr 3: 0.69167; 2025 Qtr 4: 0.7 | 7.85 | (Itron WO017 10-12 cost study)
MCE Commercial | Replace open fixtures with fixtures having doors | D03-207 | 3A | COMMERCIAL | 4 = Commercial Refrigeration | TRUE | 4 | NonRes-sAll-mRfg-SC | Len-ft | ROB | 686.29 | 240.2015 |  |  |  | 446.0885 | 143 | Small Commercial | kW | 0.0238 | 30.2 | Commercial | Small Commercial | Annual | 12 | 686.29 | 3% | 143 | 0.0238 | 30.2 | Small Boilers (<100 MMBtu/hr Heat Input):Controlled Low NOx Burner | 4 | 40% | n/a |  |  |  | 90% | 90% | [6 empty] | 0% | 0% |  | 2.4833 | 2.6167 | 2.75 | 0 | 0 | 0 | 0 | 0 | 0 | 0 | 0 | 2023 Qtr 1: 0.60833; 2023 Qtr 2: 0.61667; 2023 Qtr 3: 0.625; 2023 Qtr 4: 0.63333; 2024 Qtr 1: 0.64167; 2024 Qtr 2: 0.65; 2024 Qtr 3: 0.65833; 2024 Qtr 4: 0.66667; 2025 Qtr 1: 0.675; 2025 Qtr 2: 0.68333; 2025 Qtr 3: 0.69167; 2025 Qtr 4: 0.7 | 7.85 | (Itron WO017 10-12 cost study)
MCE Commercial | Replace open fixtures with fixtures having doors | D03-207 | 3B | COMMERCIAL | 4 = Commercial Refrigeration | TRUE | 4 | NonRes-sAll-mRfg-SC | Len-ft | ROB | 686.29 | 240.2015 |  |  |  | 446.0885 | 143 | Small Commercial | kW | 0.0238 | 30.2 | Commercial | Small Commercial | Annual | 12 | 686.29 | 3% | 143 | 0.0238 | 30.2 | Small Boilers (<100 MMBtu/hr Heat Input):Controlled Low NOx Burner | 4 | 40% | n/a |  |  |  | 90% | 90% | [6 empty] | 0% | 0% |  | 2.4833 | 2.6167 | 2.75 | 0 | 0 | 0 | 0 | 0 | 0 | 0 | 0 | 2023 Qtr 1: 0.60833; 2023 Qtr 2: 0.61667; 2023 Qtr 3: 0.625; 2023 Qtr 4: 0.63333; 2024 Qtr 1: 0.64167; 2024 Qtr 2: 0.65; 2024 Qtr 3: 0.65833; 2024 Qtr 4: 0.66667; 2025 Qtr 1: 0.675; 2025 Qtr 2: 0.68333; 2025 Qtr 3: 0.69167; 2025 Qtr 4: 0.7 | 7.85 | (Itron WO017 10-12 cost study)
MCE Commercial | Replace open fixtures with fixtures having doors | D03-207 | 12 | COMMERCIAL | 4 = Commercial Refrigeration | TRUE | 4 | NonRes-sAll-mRfg-SC | Len-ft | ROB | 686.29 | 240.2015 |  |  |  | 446.0885 | 141 | Small Commercial | kW | 0.0658 | 23.3 | Commercial | Small Commercial | Annual | 12 | 686.29 | 3% | 141 | 0.0658 | 23.3 | Small Boilers (<100 MMBtu/hr Heat Input):Controlled Low NOx Burner | 4 | 40% | n/a |  |  |  | 90% | 90% | [6 empty] | 0% | 0% |  | 2.4833 | 2.6167 | 2.75 | 0 | 0 | 0 | 0 | 0 | 0 | 0 | 0 | 2023 Qtr 1: 0.60833; 2023 Qtr 2: 0.61667; 2023 Qtr 3: 0.625; 2023 Qtr 4: 0.63333; 2024 Qtr 1: 0.64167; 2024 Qtr 2: 0.65; 2024 Qtr 3: 0.65833; 2024 Qtr 4: 0.66667; 2025 Qtr 1: 0.675; 2025 Qtr 2: 0.68333; 2025 Qtr 3: 0.69167; 2025 Qtr 4: 0.7 | 7.85 | (Itron WO017 10-12 cost study)
MCE Commercial | [6 empty] | 0 |  |  |  |  | 0 |  |  |  | 0 |  |  | #N/A | [5 empty] | 0 | 0 | 3% |  |  |  |  | 0 | [13 empty] | 0% | 0% |  | 0 | 0 | 0 | 0 | 0 | 0 | 0 | 0 | 0 | 0 | 0 | 2023 Qtr 1: 0; 2023 Qtr 2: 0; 2023 Qtr 3: 0; 2023 Qtr 4: 0; 2024 Qtr 1: 0; 2024 Qtr 2: 0; 2024 Qtr 3: 0; 2024 Qtr 4: 0; 2025 Qtr 1: 0; 2025 Qtr 2: 0; 2025 Qtr 3: 0; 2025 Qtr 4: 0 | 0
MCE Commercial | SCT controlled to 70degF | D03-222 | 2 | COMMERCIAL | 4 = Commercial Refrigeration | TRUE | 5.3333 | NonRes-sAll-mRfg-SC | Cap-Tons | ROB | 52.4607 | 18.3613 |  |  |  | 34.0995 | 1650 | Small Commercial | kW | 0.0162 | 0.39 | Commercial | Small Commercial | Annual | 16 | 52.4607 | 3% | 1650 | 0.0162 | 0.39 | Small Boilers (<100 MMBtu/hr Heat Input):Controlled Low NOx Burner | 5.3333 | 40% | n/a |  |  |  | 90% | 90% | [6 empty] | 0% | 0% |  | 31.0417 | 32.7083 | 34.375 | 0 | 0 | 0 | 0 | 0 | 0 | 0 | 0 | 2023 Qtr 1: 7.6042; 2023 Qtr 2: 7.7083; 2023 Qtr 3: 7.8125; 2023 Qtr 4: 7.9167; 2024 Qtr 1: 8.0208; 2024 Qtr 2: 8.125; 2024 Qtr 3: 8.2292; 2024 Qtr 4: 8.3333; 2025 Qtr 1: 8.4375; 2025 Qtr 2: 8.5417; 2025 Qtr 3: 8.6458; 2025 Qtr 4: 8.75 | 98.125 | (Itron WO017 10-12 cost study, pg 276 provides list by DEER ID)
MCE Commercial | SCT controlled to 70degF | D03-222 | 3A | COMMERCIAL | 4 = Commercial Refrigeration | TRUE | 5.3333 | NonRes-sAll-mRfg-SC | Cap-Tons | ROB | 50.67 | 17.7345 |  |  |  | 32.9355 | 1460 | Small Commercial | kW | -0.00483 | 0.437 | Commercial | Small Commercial | Annual | 16 | 50.67 | 3% | 1460 | -0.00483 | 0.437 | Small Boilers (<100 MMBtu/hr Heat Input):Controlled Low NOx Burner | 5.3333 | 40% | n/a |  |  |  | 90% | 90% | [6 empty] | 0% | 0% |  | 31.0417 | 32.7083 | 34.375 | 0 | 0 | 0 | 0 | 0 | 0 | 0 | 0 | 2023 Qtr 1: 7.6042; 2023 Qtr 2: 7.7083; 2023 Qtr 3: 7.8125; 2023 Qtr 4: 7.9167; 2024 Qtr 1: 8.0208; 2024 Qtr 2: 8.125; 2024 Qtr 3: 8.2292; 2024 Qtr 4: 8.3333; 2025 Qtr 1: 8.4375; 2025 Qtr 2: 8.5417; 2025 Qtr 3: 8.6458; 2025 Qtr 4: 8.75 | 98.125 | (Itron WO017 10-12 cost study, pg 276 provides list by DEER ID)
MCE Commercial | SCT controlled to 70degF | D03-222 | 3B | COMMERCIAL | 4 = Commercial Refrigeration | TRUE | 5.3333 | NonRes-sAll-mRfg-SC | Cap-Tons | ROB | 50.67 | 17.7345 |  |  |  | 32.9355 | 1460 | Small Commercial | kW | -0.00483 | 0.437 | Commercial | Small Commercial | Annual | 16 | 50.67 | 3% | 1460 | -0.00483 | 0.437 | Small Boilers (<100 MMBtu/hr Heat Input):Controlled Low NOx Burner | 5.3333 | 40% | n/a |  |  |  | 90% | 90% | [6 empty] | 0% | 0% |  | 31.0417 | 32.7083 | 34.375 | 0 | 0 | 0 | 0 | 0 | 0 | 0 | 0 | 2023 Qtr 1: 7.6042; 2023 Qtr 2: 7.7083; 2023 Qtr 3: 7.8125; 2023 Qtr 4: 7.9167; 2024 Qtr 1: 8.0208; 2024 Qtr 2: 8.125; 2024 Qtr 3: 8.2292; 2024 Qtr 4: 8.3333; 2025 Qtr 1: 8.4375; 2025 Qtr 2: 8.5417; 2025 Qtr 3: 8.6458; 2025 Qtr 4: 8.75 | 98.125 | (Itron WO017 10-12 cost study, pg 276 provides list by DEER ID)
MCE Commercial | SCT controlled to 70degF | D03-222 | 12 | COMMERCIAL | 4 = Commercial Refrigeration | TRUE | 5.3333 | NonRes-sAll-mRfg-SC | Cap-Tons | ROB | 51.7829 | 18.124 |  |  |  | 33.6589 | 1380 | Small Commercial | kW | -0.011 | 0.348 | Commercial | Small Commercial | Annual | 16 | 51.7829 | 3% | 1380 | -0.011 | 0.348 | Small Boilers (<100 MMBtu/hr Heat Input):Controlled Low NOx Burner | 5.3333 | 40% | n/a |  |  |  | 90% | 90% | [6 empty] | 0% | 0% |  | 31.0417 | 32.7083 | 34.375 | 0 | 0 | 0 | 0 | 0 | 0 | 0 | 0 | 2023 Qtr 1: 7.6042; 2023 Qtr 2: 7.7083; 2023 Qtr 3: 7.8125; 2023 Qtr 4: 7.9167; 2024 Qtr 1: 8.0208; 2024 Qtr 2: 8.125; 2024 Qtr 3: 8.2292; 2024 Qtr 4: 8.3333; 2025 Qtr 1: 8.4375; 2025 Qtr 2: 8.5417; 2025 Qtr 3: 8.6458; 2025 Qtr 4: 8.75 | 98.125 | (Itron WO017 10-12 cost study, pg 276 provides list by DEER ID)
MCE Commercial | Control SCT to wetbulb + 17degF TD, 70degF min, backflood setpoint of 68degF | D03-224 | 2 | COMMERCIAL | 4 = Commercial Refrigeration | TRUE | 5.3333 | NonRes-sAll-mRfg-SC | Cap-Tons | ROB | 61.6397 | 21.5739 |  |  |  | 40.0658 | 1770 | Small Commercial | kW | 0.0735 | 0.325 | Commercial | Small Commercial | Annual | 16 | 61.6397 | 3% | 1770 | 0.0735 | 0.325 | Small Boilers (<100 MMBtu/hr Heat Input):Controlled Low NOx Burner | 5.3333 | 40% | n/a |  |  |  | 90% | 90% | [6 empty] | 0% | 0% |  | 31.0417 | 32.7083 | 34.375 | 0 | 0 | 0 | 0 | 0 | 0 | 0 | 0 | 2023 Qtr 1: 7.6042; 2023 Qtr 2: 7.7083; 2023 Qtr 3: 7.8125; 2023 Qtr 4: 7.9167; 2024 Qtr 1: 8.0208; 2024 Qtr 2: 8.125; 2024 Qtr 3: 8.2292; 2024 Qtr 4: 8.3333; 2025 Qtr 1: 8.4375; 2025 Qtr 2: 8.5417; 2025 Qtr 3: 8.6458; 2025 Qtr 4: 8.75 | 98.125 | (Itron WO017 10-12 cost study, pg 276 provides list by DEER ID)
MCE Commercial | Control SCT to wetbulb + 17degF TD, 70degF min, backflood setpoint of 68degF | D03-224 | 3A | COMMERCIAL | 4 = Commercial Refrigeration | TRUE | 5.3333 | NonRes-sAll-mRfg-SC | Cap-Tons | ROB | 59.5357 | 20.8375 |  |  |  | 38.6982 | 1600 | Small Commercial | kW | 0.0283 | 0.353 | Commercial | Small Commercial | Annual | 16 | 59.5357 | 3% | 1600 | 0.0283 | 0.353 | Small Boilers (<100 MMBtu/hr Heat Input):Controlled Low NOx Burner | 5.3333 | 40% | n/a |  |  |  | 90% | 90% | [6 empty] | 0% | 0% |  | 31.0417 | 32.7083 | 34.375 | 0 | 0 | 0 | 0 | 0 | 0 | 0 | 0 | 2023 Qtr 1: 7.6042; 2023 Qtr 2: 7.7083; 2023 Qtr 3: 7.8125; 2023 Qtr 4: 7.9167; 2024 Qtr 1: 8.0208; 2024 Qtr 2: 8.125; 2024 Qtr 3: 8.2292; 2024 Qtr 4: 8.3333; 2025 Qtr 1: 8.4375; 2025 Qtr 2: 8.5417; 2025 Qtr 3: 8.6458; 2025 Qtr 4: 8.75 | 98.125 | (Itron WO017 10-12 cost study, pg 276 provides list by DEER ID)
MCE Commercial | Control SCT to wetbulb + 17degF TD, 70degF min, backflood setpoint of 68degF | D03-224 | 3B | COMMERCIAL | 4 = Commercial Refrigeration | TRUE | 5.3333 | NonRes-sAll-mRfg-SC | Cap-Tons | ROB | 59.5357 | 20.8375 |  |  |  | 38.6982 | 1600 | Small Commercial | kW | 0.0283 | 0.353 | Commercial | Small Commercial | Annual | 16 | 59.5357 | 3% | 1600 | 0.0283 | 0.353 | Small Boilers (<100 MMBtu/hr Heat Input):Controlled Low NOx Burner | 5.3333 | 40% | n/a |  |  |  | 90% | 90% | [6 empty] | 0% | 0% |  | 31.0417 | 32.7083 | 34.375 | 0 | 0 | 0 | 0 | 0 | 0 | 0 | 0 | 2023 Qtr 1: 7.6042; 2023 Qtr 2: 7.7083; 2023 Qtr 3: 7.8125; 2023 Qtr 4: 7.9167; 2024 Qtr 1: 8.0208; 2024 Qtr 2: 8.125; 2024 Qtr 3: 8.2292; 2024 Qtr 4: 8.3333; 2025 Qtr 1: 8.4375; 2025 Qtr 2: 8.5417; 2025 Qtr 3: 8.6458; 2025 Qtr 4: 8.75 | 98.125 | (Itron WO017 10-12 cost study, pg 276 provides list by DEER ID)
MCE Commercial | Control SCT to wetbulb + 17degF TD, 70degF min, backflood setpoint of 68degF | D03-224 | 12 | COMMERCIAL | 4 = Commercial Refrigeration | TRUE | 5.3333 | NonRes-sAll-mRfg-SC | Cap-Tons | ROB | 60.8433 | 21.2951 |  |  |  | 39.5481 | 1520 | Small Commercial | kW | 0.0536 | 0.277 | Commercial | Small Commercial | Annual | 16 | 60.8433 | 3% | 1520 | 0.0536 | 0.277 | Small Boilers (<100 MMBtu/hr Heat Input):Controlled Low NOx Burner | 5.3333 | 40% | n/a |  |  |  | 90% | 90% | [6 empty] | 0% | 0% |  | 31.0417 | 32.7083 | 34.375 | 0 | 0 | 0 | 0 | 0 | 0 | 0 | 0 | 2023 Qtr 1: 7.6042; 2023 Qtr 2: 7.7083; 2023 Qtr 3: 7.8125; 2023 Qtr 4: 7.9167; 2024 Qtr 1: 8.0208; 2024 Qtr 2: 8.125; 2024 Qtr 3: 8.2292; 2024 Qtr 4: 8.3333; 2025 Qtr 1: 8.4375; 2025 Qtr 2: 8.5417; 2025 Qtr 3: 8.6458; 2025 Qtr 4: 8.75 | 98.125 | (Itron WO017 10-12 cost study, pg 276 provides list by DEER ID)
MCE Commercial | Control SCT to wetbulb + 17degF TD, 70degF min, backflood setpt of 68degF, var-spd cond | D03-226 | 2 | COMMERCIAL | 4 = Commercial Refrigeration | TRUE | 5.3333 | NonRes-sAll-mRfg-SC | Cap-Tons | ROB | 96.7277 | 33.8547 |  |  |  | 62.873 | 1860 | Small Commercial | kW | 0.0914 | 0.325 | Commercial | Small Commercial | Annual | 16 | 96.7277 | 3% | 1860 | 0.0914 | 0.325 | Small Boilers (<100 MMBtu/hr Heat Input):Controlled Low NOx Burner | 5.3333 | 40% | n/a |  |  |  | 90% | 90% | [6 empty] | 0% | 0% |  | 31.0417 | 32.7083 | 34.375 | 0 | 0 | 0 | 0 | 0 | 0 | 0 | 0 | 2023 Qtr 1: 7.6042; 2023 Qtr 2: 7.7083; 2023 Qtr 3: 7.8125; 2023 Qtr 4: 7.9167; 2024 Qtr 1: 8.0208; 2024 Qtr 2: 8.125; 2024 Qtr 3: 8.2292; 2024 Qtr 4: 8.3333; 2025 Qtr 1: 8.4375; 2025 Qtr 2: 8.5417; 2025 Qtr 3: 8.6458; 2025 Qtr 4: 8.75 | 98.125 | (Itron WO017 10-12 cost study, pg 276 provides list by DEER ID)
MCE Commercial | Control SCT to wetbulb + 17degF TD, 70degF min, backflood setpt of 68degF, var-spd cond | D03-226 | 3A | COMMERCIAL | 4 = Commercial Refrigeration | TRUE | 5.3333 | NonRes-sAll-mRfg-SC | Cap-Tons | ROB | 93.426 | 32.6991 |  |  |  | 60.7269 | 1700 | Small Commercial | kW | 0.0546 | 0.355 | Commercial | Small Commercial | Annual | 16 | 93.426 | 3% | 1700 | 0.0546 | 0.355 | Small Boilers (<100 MMBtu/hr Heat Input):Controlled Low NOx Burner | 5.3333 | 40% | n/a |  |  |  | 90% | 90% | [6 empty] | 0% | 0% |  | 31.0417 | 32.7083 | 34.375 | 0 | 0 | 0 | 0 | 0 | 0 | 0 | 0 | 2023 Qtr 1: 7.6042; 2023 Qtr 2: 7.7083; 2023 Qtr 3: 7.8125; 2023 Qtr 4: 7.9167; 2024 Qtr 1: 8.0208; 2024 Qtr 2: 8.125; 2024 Qtr 3: 8.2292; 2024 Qtr 4: 8.3333; 2025 Qtr 1: 8.4375; 2025 Qtr 2: 8.5417; 2025 Qtr 3: 8.6458; 2025 Qtr 4: 8.75 | 98.125 | (Itron WO017 10-12 cost study, pg 276 provides list by DEER ID)
MCE Commercial | Control SCT to wetbulb + 17degF TD, 70degF min, backflood setpt of 68degF, var-spd cond | D03-226 | 3B | COMMERCIAL | 4 = Commercial Refrigeration | TRUE | 5.3333 | NonRes-sAll-mRfg-SC | Cap-Tons | ROB | 93.426 | 32.6991 |  |  |  | 60.7269 | 1700 | Small Commercial | kW | 0.0546 | 0.355 | Commercial | Small Commercial | Annual | 16 | 93.426 | 3% | 1700 | 0.0546 | 0.355 | Small Boilers (<100 MMBtu/hr Heat Input):Controlled Low NOx Burner | 5.3333 | 40% | n/a |  |  |  | 90% | 90% | [6 empty] | 0% | 0% |  | 31.0417 | 32.7083 | 34.375 | 0 | 0 | 0 | 0 | 0 | 0 | 0 | 0 | 2023 Qtr 1: 7.6042; 2023 Qtr 2: 7.7083; 2023 Qtr 3: 7.8125; 2023 Qtr 4: 7.9167; 2024 Qtr 1: 8.0208; 2024 Qtr 2: 8.125; 2024 Qtr 3: 8.2292; 2024 Qtr 4: 8.3333; 2025 Qtr 1: 8.4375; 2025 Qtr 2: 8.5417; 2025 Qtr 3: 8.6458; 2025 Qtr 4: 8.75 | 98.125 | (Itron WO017 10-12 cost study, pg 276 provides list by DEER ID)
MCE Commercial | Control SCT to wetbulb + 17degF TD, 70degF min, backflood setpt of 68degF, var-spd cond | D03-226 | 12 | COMMERCIAL | 4 = Commercial Refrigeration | TRUE | 5.3333 | NonRes-sAll-mRfg-SC | Cap-Tons | ROB | 95.478 | 33.4173 |  |  |  | 62.0607 | 1620 | Small Commercial | kW | 0.0684 | 0.278 | Commercial | Small Commercial | Annual | 16 | 95.478 | 3% | 1620 | 0.0684 | 0.278 | Small Boilers (<100 MMBtu/hr Heat Input):Controlled Low NOx Burner | 5.3333 | 40% | n/a |  |  |  | 90% | 90% | [6 empty] | 0% | 0% |  | 31.0417 | 32.7083 | 34.375 | 0 | 0 | 0 | 0 | 0 | 0 | 0 | 0 | 2023 Qtr 1: 7.6042; 2023 Qtr 2: 7.7083; 2023 Qtr 3: 7.8125; 2023 Qtr 4: 7.9167; 2024 Qtr 1: 8.0208; 2024 Qtr 2: 8.125; 2024 Qtr 3: 8.2292; 2024 Qtr 4: 8.3333; 2025 Qtr 1: 8.4375; 2025 Qtr 2: 8.5417; 2025 Qtr 3: 8.6458; 2025 Qtr 4: 8.75 | 98.125 | (Itron WO017 10-12 cost study, pg 276 provides list by DEER ID)
MCE Commercial | [6 empty] | 0 |  |  |  | 0 | 0 |  |  |  | 0 |  |  | #N/A | [5 empty] | 0 | 0 | 3% |  |  |  |  | 0 | [13 empty] | 0% | 0% |  | 0 | 0 | 0 | 0 | 0 | 0 | 0 | 0 | 0 | 0 | 0 | 2023 Qtr 1: 0; 2023 Qtr 2: 0; 2023 Qtr 3: 0; 2023 Qtr 4: 0; 2024 Qtr 1: 0; 2024 Qtr 2: 0; 2024 Qtr 3: 0; 2024 Qtr 4: 0; 2025 Qtr 1: 0; 2025 Qtr 2: 0; 2025 Qtr 3: 0; 2025 Qtr 4: 0 | 0 | (Itron WO017 10-12 cost study, pg 276 provides list by DEER ID)
MCE Commercial | SST setpoint reset based on worst-case demand | D03-220 | 2 | COMMERCIAL | 4 = Commercial Refrigeration | TRUE | 5.3333 | NonRes-sAll-mRfg-SC | Cap-Tons | ROB | 81.1765 | 28.4118 |  |  |  | 52.7647 | 367 | Small Commercial | kW | 0.0756 | 0.0432 | Commercial | Small Commercial | Annual | 16 | 81.1765 | 3% | 367 | 0.0756 | 0.0432 | Small Boilers (<100 MMBtu/hr Heat Input):Controlled Low NOx Burner | 5.3333 | 40% | n/a |  |  |  | 90% | 90% | [6 empty] | 0% | 0% |  | 6.2083 | 6.5417 | 6.875 | 0 | 0 | 0 | 0 | 0 | 0 | 0 | 0 | 2023 Qtr 1: 1.5208; 2023 Qtr 2: 1.5417; 2023 Qtr 3: 1.5625; 2023 Qtr 4: 1.5833; 2024 Qtr 1: 1.6042; 2024 Qtr 2: 1.625; 2024 Qtr 3: 1.6458; 2024 Qtr 4: 1.6667; 2025 Qtr 1: 1.6875; 2025 Qtr 2: 1.7083; 2025 Qtr 3: 1.7292; 2025 Qtr 4: 1.75 | 19.625 | (Itron WO017 10-12 cost study, pg 276 provides list by DEER ID)
MCE Commercial | SST setpoint reset based on worst-case demand | D03-220 | 3A | COMMERCIAL | 4 = Commercial Refrigeration | TRUE | 5.3333 | NonRes-sAll-mRfg-SC | Cap-Tons | ROB | 78.3102 | 27.4086 |  |  |  | 50.9016 | 325 | Small Commercial | kW | 0.0321 | 0.0485 | Commercial | Small Commercial | Annual | 16 | 78.3102 | 3% | 325 | 0.0321 | 0.0485 | Small Boilers (<100 MMBtu/hr Heat Input):Controlled Low NOx Burner | 5.3333 | 40% | n/a |  |  |  | 90% | 90% | [6 empty] | 0% | 0% |  | 6.2083 | 6.5417 | 6.875 | 0 | 0 | 0 | 0 | 0 | 0 | 0 | 0 | 2023 Qtr 1: 1.5208; 2023 Qtr 2: 1.5417; 2023 Qtr 3: 1.5625; 2023 Qtr 4: 1.5833; 2024 Qtr 1: 1.6042; 2024 Qtr 2: 1.625; 2024 Qtr 3: 1.6458; 2024 Qtr 4: 1.6667; 2025 Qtr 1: 1.6875; 2025 Qtr 2: 1.7083; 2025 Qtr 3: 1.7292; 2025 Qtr 4: 1.75 | 19.625 | (Itron WO017 10-12 cost study, pg 276 provides list by DEER ID)
MCE Commercial | SST setpoint reset based on worst-case demand | D03-220 | 3B | COMMERCIAL | 4 = Commercial Refrigeration | TRUE | 5.3333 | NonRes-sAll-mRfg-SC | Cap-Tons | ROB | 78.3102 | 27.4086 |  |  |  | 50.9016 | 325 | Small Commercial | kW | 0.0321 | 0.0485 | Commercial | Small Commercial | Annual | 16 | 78.3102 | 3% | 325 | 0.0321 | 0.0485 | Small Boilers (<100 MMBtu/hr Heat Input):Controlled Low NOx Burner | 5.3333 | 40% | n/a |  |  |  | 90% | 90% | [6 empty] | 0% | 0% |  | 6.2083 | 6.5417 | 6.875 | 0 | 0 | 0 | 0 | 0 | 0 | 0 | 0 | 2023 Qtr 1: 1.5208; 2023 Qtr 2: 1.5417; 2023 Qtr 3: 1.5625; 2023 Qtr 4: 1.5833; 2024 Qtr 1: 1.6042; 2024 Qtr 2: 1.625; 2024 Qtr 3: 1.6458; 2024 Qtr 4: 1.6667; 2025 Qtr 1: 1.6875; 2025 Qtr 2: 1.7083; 2025 Qtr 3: 1.7292; 2025 Qtr 4: 1.75 | 19.625 | (Itron WO017 10-12 cost study, pg 276 provides list by DEER ID)
MCE Commercial | SST setpoint reset based on worst-case demand | D03-220 | 12 | COMMERCIAL | 4 = Commercial Refrigeration | TRUE | 5.3333 | NonRes-sAll-mRfg-SC | Cap-Tons | ROB | 79.7176 | 27.9012 |  |  |  | 51.8164 | 352 | Small Commercial | kW | 0.071 | 0.0386 | Commercial | Small Commercial | Annual | 16 | 79.7176 | 3% | 352 | 0.071 | 0.0386 | Small Boilers (<100 MMBtu/hr Heat Input):Controlled Low NOx Burner | 5.3333 | 40% | n/a |  |  |  | 90% | 90% | [6 empty] | 0% | 0% |  | 6.2083 | 6.5417 | 6.875 | 0 | 0 | 0 | 0 | 0 | 0 | 0 | 0 | 2023 Qtr 1: 1.5208; 2023 Qtr 2: 1.5417; 2023 Qtr 3: 1.5625; 2023 Qtr 4: 1.5833; 2024 Qtr 1: 1.6042; 2024 Qtr 2: 1.625; 2024 Qtr 3: 1.6458; 2024 Qtr 4: 1.6667; 2025 Qtr 1: 1.6875; 2025 Qtr 2: 1.7083; 2025 Qtr 3: 1.7292; 2025 Qtr 4: 1.75 | 19.625 | (Itron WO017 10-12 cost study, pg 276 provides list by DEER ID)
MCE Commercial | Hot water boiler (300-2500 kBtuh, 85.0% thermal efficiency, forced draft) | NG-HVAC-Blr-HW-300to2500kBtuh-85p0ET-Drft | 12 | COMMERCIAL | 7 = Commercial Process | TRUE | 6.6667 | Com-Default>2yrs | Cap-kBTUh | ROB | 26.68 | 9.338 |  |  |  | 17.342 | -0.568 | Small Commercial | kW | -1.44e-05 | 1.65 | Commercial | Small Commercial | Annual | 20 | 14.08 | 3% | -0.568 | -1.44e-05 | 1.65 | Small Boilers (<100 MMBtu/hr Heat Input):Controlled Low NOx Burner | 6.6667 | 60% | 60% |  |  |  | 90% | 90% | [6 empty] | 0% | 0% |  | 0 | 0 | 0 | 0 | 0 | 0 | 0 | 0 | 0 | 0 | 0 | 2023 Qtr 1: 0; 2023 Qtr 2: 0; 2023 Qtr 3: 0; 2023 Qtr 4: 0; 2024 Qtr 1: 0; 2024 Qtr 2: 0; 2024 Qtr 3: 0; 2024 Qtr 4: 0; 2025 Qtr 1: 0; 2025 Qtr 2: 0; 2025 Qtr 3: 0; 2025 Qtr 4: 0 | 0 | (Itron WO017 10-12 cost study)
MCE Commercial | Hot water boiler (300-2500 kBtuh, 94.0% thermal efficiency, condensing) | NG-HVAC-Blr-HW-300to2500kBtuh-94p0ET-Cnd | 2 | COMMERCIAL | 7 = Commercial Process | TRUE | 6.6667 | Com-Default>2yrs | Cap-kBTUh | ROB | 17.73 | 6.2055 |  |  |  | 11.5245 | -1.32 | Small Commercial | kW | -3.27e-05 | 2.77 | Commercial | Small Commercial | Annual | 20 | 14.08 | 3% | -1.32 | -3.27e-05 | 2.77 | Small Boilers (<100 MMBtu/hr Heat Input):Controlled Low NOx Burner | 6.6667 | 60% | 60% |  |  |  | 90% | 90% | [6 empty] | 0% | 0% |  | 397.3333 | 418.6667 | 440 | 0 | 0 | 0 | 0 | 0 | 0 | 0 | 0 | 2023 Qtr 1: 97.3333; 2023 Qtr 2: 98.6667; 2023 Qtr 3: 100; 2023 Qtr 4: 101.3333; 2024 Qtr 1: 102.6667; 2024 Qtr 2: 104; 2024 Qtr 3: 105.3333; 2024 Qtr 4: 106.6667; 2025 Qtr 1: 108; 2025 Qtr 2: 109.3333; 2025 Qtr 3: 110.6667; 2025 Qtr 4: 112 | 1256 | (Itron WO017 10-12 cost study)
MCE Commercial | Hot water boiler (300-2500 kBtuh, 94.0% thermal efficiency, condensing) | NG-HVAC-Blr-HW-300to2500kBtuh-94p0ET-Cnd | 3A | COMMERCIAL | 7 = Commercial Process | TRUE | 6.6667 | Com-Default>2yrs | Cap-kBTUh | ROB | 17.73 | 6.2055 |  |  |  | 11.5245 | -1.23 | Small Commercial | kW | -2.66e-05 | 2.5 | Commercial | Small Commercial | Annual | 20 | 14.08 | 3% | -1.23 | -2.66e-05 | 2.5 | Small Boilers (<100 MMBtu/hr Heat Input):Controlled Low NOx Burner | 6.6667 | 60% | 60% |  |  |  | 90% | 90% | [6 empty] | 0% | 0% |  | 397.3333 | 418.6667 | 440 | 0 | 0 | 0 | 0 | 0 | 0 | 0 | 0 | 2023 Qtr 1: 97.3333; 2023 Qtr 2: 98.6667; 2023 Qtr 3: 100; 2023 Qtr 4: 101.3333; 2024 Qtr 1: 102.6667; 2024 Qtr 2: 104; 2024 Qtr 3: 105.3333; 2024 Qtr 4: 106.6667; 2025 Qtr 1: 108; 2025 Qtr 2: 109.3333; 2025 Qtr 3: 110.6667; 2025 Qtr 4: 112 | 1256 | (Itron WO017 10-12 cost study)
MCE Commercial | Hot water boiler (300-2500 kBtuh, 94.0% thermal efficiency, condensing) | NG-HVAC-Blr-HW-300to2500kBtuh-94p0ET-Cnd | 3B | COMMERCIAL | 7 = Commercial Process | TRUE | 6.6667 | Com-Default>2yrs | Cap-kBTUh | ROB | 17.73 | 6.2055 |  |  |  | 11.5245 | -1.23 | Small Commercial | kW | -2.66e-05 | 2.5 | Commercial | Small Commercial | Annual | 20 | 14.08 | 3% | -1.23 | -2.66e-05 | 2.5 | Small Boilers (<100 MMBtu/hr Heat Input):Controlled Low NOx Burner | 6.6667 | 60% | 60% |  |  |  | 90% | 90% | [6 empty] | 0% | 0% |  | 397.3333 | 418.6667 | 440 | 0 | 0 | 0 | 0 | 0 | 0 | 0 | 0 | 2023 Qtr 1: 97.3333; 2023 Qtr 2: 98.6667; 2023 Qtr 3: 100; 2023 Qtr 4: 101.3333; 2024 Qtr 1: 102.6667; 2024 Qtr 2: 104; 2024 Qtr 3: 105.3333; 2024 Qtr 4: 106.6667; 2025 Qtr 1: 108; 2025 Qtr 2: 109.3333; 2025 Qtr 3: 110.6667; 2025 Qtr 4: 112 | 1256 | (Itron WO017 10-12 cost study)
MCE Commercial | Hot water boiler (300-2500 kBtuh, 94.0% thermal efficiency, condensing) | NG-HVAC-Blr-HW-300to2500kBtuh-94p0ET-Cnd | 12 | COMMERCIAL | 7 = Commercial Process | TRUE | 6.6667 | Com-Default>2yrs | Cap-kBTUh | ROB | 17.73 | 6.2055 |  |  |  | 11.5245 | -1.08 | Small Commercial | kW | -2.93e-05 | 2.24 | Commercial | Small Commercial | Annual | 20 | 14.08 | 3% | -1.08 | -2.93e-05 | 2.24 | Small Boilers (<100 MMBtu/hr Heat Input):Controlled Low NOx Burner | 6.6667 | 60% | 60% |  |  |  | 90% | 90% | [6 empty] | 0% | 0% |  | 397.3333 | 418.6667 | 440 | 0 | 0 | 0 | 0 | 0 | 0 | 0 | 0 | 2023 Qtr 1: 97.3333; 2023 Qtr 2: 98.6667; 2023 Qtr 3: 100; 2023 Qtr 4: 101.3333; 2024 Qtr 1: 102.6667; 2024 Qtr 2: 104; 2024 Qtr 3: 105.3333; 2024 Qtr 4: 106.6667; 2025 Qtr 1: 108; 2025 Qtr 2: 109.3333; 2025 Qtr 3: 110.6667; 2025 Qtr 4: 112 | 1256 | (Itron WO017 10-12 cost study)
MCE Commercial | [6 empty] | 0 |  |  |  |  | 0 |  |  |  | 0 |  |  | #N/A | [5 empty] | 0 | 0 | 3% |  |  |  |  | 0 | [13 empty] | 0% | 0% |  | 0 | 0 | 0 | 0 | 0 | 0 | 0 | 0 | 0 | 0 | 0 | 2023 Qtr 1: 0; 2023 Qtr 2: 0; 2023 Qtr 3: 0; 2023 Qtr 4: 0; 2024 Qtr 1: 0; 2024 Qtr 2: 0; 2024 Qtr 3: 0; 2024 Qtr 4: 0; 2025 Qtr 1: 0; 2025 Qtr 2: 0; 2025 Qtr 3: 0; 2025 Qtr 4: 0 | 0
MCE Commercial | Small storage HP water heater: 40 gallon, EF = 2.20, RE = 0.98, Cap = 4.5 kW, UA = 4.20 BTU/hr-F | NE-WtrHt-SmlStrg-HP-lte12kW-40G-2p20EF | 2 | COMMERCIAL | 7 = Commercial Process | TRUE | 3.3333 | Com-Default>2yrs | Each | ROB | 1761.23 | 616.4305 |  |  |  | 1144.7995 | 3900 | Small Commercial | kW | 0.812 | 0 | Commercial | Small Commercial | Annual | 10 | 1340.3 | 3% | 3900 | 0.812 | 0 | Small Boilers (<100 MMBtu/hr Heat Input):Controlled Low NOx Burner | 3.3333 | 60% | 60% |  |  |  | 90% | 90% | [6 empty] | 0% | 0% |  | 2.3281 | 2.4531 | 2.5781 | 0 | 0 | 0 | 0 | 0 | 0 | 0 | 0 | 2023 Qtr 1: 0.57031; 2023 Qtr 2: 0.57812; 2023 Qtr 3: 0.58594; 2023 Qtr 4: 0.59375; 2024 Qtr 1: 0.60156; 2024 Qtr 2: 0.60938; 2024 Qtr 3: 0.61719; 2024 Qtr 4: 0.625; 2025 Qtr 1: 0.63281; 2025 Qtr 2: 0.64062; 2025 Qtr 3: 0.64844; 2025 Qtr 4: 0.65625 | 7.3594 | (Itron WO017 10-12 cost study)
MCE Commercial | Small storage HP water heater: 40 gallon, EF = 2.20, RE = 0.98, Cap = 4.5 kW, UA = 4.20 BTU/hr-F | NE-WtrHt-SmlStrg-HP-lte12kW-40G-2p20EF | 3A | COMMERCIAL | 7 = Commercial Process | TRUE | 3.3333 | Com-Default>2yrs | Each | ROB | 1761.23 | 616.4305 |  |  |  | 1144.7995 | 3680 | Small Commercial | kW | 0.805 | 0 | Commercial | Small Commercial | Annual | 10 | 1340.3 | 3% | 3680 | 0.805 | 0 | Small Boilers (<100 MMBtu/hr Heat Input):Controlled Low NOx Burner | 3.3333 | 60% | 60% |  |  |  | 90% | 90% | [6 empty] | 0% | 0% |  | 2.3281 | 2.4531 | 2.5781 | 0 | 0 | 0 | 0 | 0 | 0 | 0 | 0 | 2023 Qtr 1: 0.57031; 2023 Qtr 2: 0.57812; 2023 Qtr 3: 0.58594; 2023 Qtr 4: 0.59375; 2024 Qtr 1: 0.60156; 2024 Qtr 2: 0.60938; 2024 Qtr 3: 0.61719; 2024 Qtr 4: 0.625; 2025 Qtr 1: 0.63281; 2025 Qtr 2: 0.64062; 2025 Qtr 3: 0.64844; 2025 Qtr 4: 0.65625 | 7.3594 | (Itron WO017 10-12 cost study)
MCE Commercial | Small storage HP water heater: 40 gallon, EF = 2.20, RE = 0.98, Cap = 4.5 kW, UA = 4.20 BTU/hr-F | NE-WtrHt-SmlStrg-HP-lte12kW-40G-2p20EF | 3B | COMMERCIAL | 7 = Commercial Process | TRUE | 3.3333 | Com-Default>2yrs | Each | ROB | 1761.23 | 616.4305 |  |  |  | 1144.7995 | 3680 | Small Commercial | kW | 0.805 | 0 | Commercial | Small Commercial | Annual | 10 | 1340.3 | 3% | 3680 | 0.805 | 0 | Small Boilers (<100 MMBtu/hr Heat Input):Controlled Low NOx Burner | 3.3333 | 60% | 60% |  |  |  | 90% | 90% | [6 empty] | 0% | 0% |  | 2.3281 | 2.4531 | 2.5781 | 0 | 0 | 0 | 0 | 0 | 0 | 0 | 0 | 2023 Qtr 1: 0.57031; 2023 Qtr 2: 0.57812; 2023 Qtr 3: 0.58594; 2023 Qtr 4: 0.59375; 2024 Qtr 1: 0.60156; 2024 Qtr 2: 0.60938; 2024 Qtr 3: 0.61719; 2024 Qtr 4: 0.625; 2025 Qtr 1: 0.63281; 2025 Qtr 2: 0.64062; 2025 Qtr 3: 0.64844; 2025 Qtr 4: 0.65625 | 7.3594 | (Itron WO017 10-12 cost study)
MCE Commercial | Small storage HP water heater: 40 gallon, EF = 2.20, RE = 0.98, Cap = 4.5 kW, UA = 4.20 BTU/hr-F | NE-WtrHt-SmlStrg-HP-lte12kW-40G-2p20EF | 12 | COMMERCIAL | 7 = Commercial Process | TRUE | 3.3333 | Com-Default>2yrs | Each | ROB | 1761.23 | 616.4305 |  |  |  | 1144.7995 | 3540 | Small Commercial | kW | 0.754 | 0 | Commercial | Small Commercial | Annual | 10 | 1340.3 | 3% | 3540 | 0.754 | 0 | Small Boilers (<100 MMBtu/hr Heat Input):Controlled Low NOx Burner | 3.3333 | 60% | 60% |  |  |  | 90% | 90% | [6 empty] | 0% | 0% |  | 2.3281 | 2.4531 | 2.5781 | 0 | 0 | 0 | 0 | 0 | 0 | 0 | 0 | 2023 Qtr 1: 0.57031; 2023 Qtr 2: 0.57812; 2023 Qtr 3: 0.58594; 2023 Qtr 4: 0.59375; 2024 Qtr 1: 0.60156; 2024 Qtr 2: 0.60938; 2024 Qtr 3: 0.61719; 2024 Qtr 4: 0.625; 2025 Qtr 1: 0.63281; 2025 Qtr 2: 0.64062; 2025 Qtr 3: 0.64844; 2025 Qtr 4: 0.65625 | 7.3594 | (Itron WO017 10-12 cost study)
MCE Commercial | Small storage HP water heater: 40 gallon, EF = 2.40, RE = 0.98, Cap = 4.5 kW, UA = 4.20 BTU/hr-F | NE-WtrHt-SmlStrg-HP-lte12kW-40G-2p40EF | 2 | COMMERCIAL | 7 = Commercial Process | TRUE | 3.3333 | Com-Default>2yrs | Each | ROB | 1761.23 | 616.4305 |  |  |  | 1144.7995 | 4290 | Small Commercial | kW | 0.882 | 0 | Commercial | Small Commercial | Annual | 10 | 1340.3 | 3% | 4290 | 0.882 | 0 | Small Boilers (<100 MMBtu/hr Heat Input):Controlled Low NOx Burner | 3.3333 | 60% | 60% |  |  |  | 90% | 90% | [6 empty] | 0% | 0% |  | 2.3281 | 2.4531 | 2.5781 | 0 | 0 | 0 | 0 | 0 | 0 | 0 | 0 | 2023 Qtr 1: 0.57031; 2023 Qtr 2: 0.57812; 2023 Qtr 3: 0.58594; 2023 Qtr 4: 0.59375; 2024 Qtr 1: 0.60156; 2024 Qtr 2: 0.60938; 2024 Qtr 3: 0.61719; 2024 Qtr 4: 0.625; 2025 Qtr 1: 0.63281; 2025 Qtr 2: 0.64062; 2025 Qtr 3: 0.64844; 2025 Qtr 4: 0.65625 | 7.3594 | (Itron WO017 10-12 cost study)
MCE Commercial | Small storage HP water heater: 40 gallon, EF = 2.40, RE = 0.98, Cap = 4.5 kW, UA = 4.20 BTU/hr-F | NE-WtrHt-SmlStrg-HP-lte12kW-40G-2p40EF | 3A | COMMERCIAL | 7 = Commercial Process | TRUE | 3.3333 | Com-Default>2yrs | Each | ROB | 1761.23 | 616.4305 |  |  |  | 1144.7995 | 4050 | Small Commercial | kW | 0.876 | 0 | Commercial | Small Commercial | Annual | 10 | 1340.3 | 3% | 4050 | 0.876 | 0 | Small Boilers (<100 MMBtu/hr Heat Input):Controlled Low NOx Burner | 3.3333 | 60% | 60% |  |  |  | 90% | 90% | [6 empty] | 0% | 0% |  | 2.3281 | 2.4531 | 2.5781 | 0 | 0 | 0 | 0 | 0 | 0 | 0 | 0 | 2023 Qtr 1: 0.57031; 2023 Qtr 2: 0.57812; 2023 Qtr 3: 0.58594; 2023 Qtr 4: 0.59375; 2024 Qtr 1: 0.60156; 2024 Qtr 2: 0.60938; 2024 Qtr 3: 0.61719; 2024 Qtr 4: 0.625; 2025 Qtr 1: 0.63281; 2025 Qtr 2: 0.64062; 2025 Qtr 3: 0.64844; 2025 Qtr 4: 0.65625 | 7.3594 | (Itron WO017 10-12 cost study)
MCE Commercial | Small storage HP water heater: 40 gallon, EF = 2.40, RE = 0.98, Cap = 4.5 kW, UA = 4.20 BTU/hr-F | NE-WtrHt-SmlStrg-HP-lte12kW-40G-2p40EF | 3B | COMMERCIAL | 7 = Commercial Process | TRUE | 3.3333 | Com-Default>2yrs | Each | ROB | 1761.23 | 616.4305 |  |  |  | 1144.7995 | 4050 | Small Commercial | kW | 0.876 | 0 | Commercial | Small Commercial | Annual | 10 | 1340.3 | 3% | 4050 | 0.876 | 0 | Small Boilers (<100 MMBtu/hr Heat Input):Controlled Low NOx Burner | 3.3333 | 60% | 60% |  |  |  | 90% | 90% | [6 empty] | 0% | 0% |  | 2.3281 | 2.4531 | 2.5781 | 0 | 0 | 0 | 0 | 0 | 0 | 0 | 0 | 2023 Qtr 1: 0.57031; 2023 Qtr 2: 0.57812; 2023 Qtr 3: 0.58594; 2023 Qtr 4: 0.59375; 2024 Qtr 1: 0.60156; 2024 Qtr 2: 0.60938; 2024 Qtr 3: 0.61719; 2024 Qtr 4: 0.625; 2025 Qtr 1: 0.63281; 2025 Qtr 2: 0.64062; 2025 Qtr 3: 0.64844; 2025 Qtr 4: 0.65625 | 7.3594 | (Itron WO017 10-12 cost study)
MCE Commercial | Small storage HP water heater: 40 gallon, EF = 2.40, RE = 0.98, Cap = 4.5 kW, UA = 4.20 BTU/hr-F | NE-WtrHt-SmlStrg-HP-lte12kW-40G-2p40EF | 12 | COMMERCIAL | 7 = Commercial Process | TRUE | 3.3333 | Com-Default>2yrs | Each | ROB | 1761.23 | 616.4305 |  |  |  | 1144.7995 | 3900 | Small Commercial | kW | 0.819 | 0 | Commercial | Small Commercial | Annual | 10 | 1340.3 | 3% | 3900 | 0.819 | 0 | Small Boilers (<100 MMBtu/hr Heat Input):Controlled Low NOx Burner | 3.3333 | 60% | 60% |  |  |  | 90% | 90% | [6 empty] | 0% | 0% |  | 2.3281 | 2.4531 | 2.5781 | 0 | 0 | 0 | 0 | 0 | 0 | 0 | 0 | 2023 Qtr 1: 0.57031; 2023 Qtr 2: 0.57812; 2023 Qtr 3: 0.58594; 2023 Qtr 4: 0.59375; 2024 Qtr 1: 0.60156; 2024 Qtr 2: 0.60938; 2024 Qtr 3: 0.61719; 2024 Qtr 4: 0.625; 2025 Qtr 1: 0.63281; 2025 Qtr 2: 0.64062; 2025 Qtr 3: 0.64844; 2025 Qtr 4: 0.65625 | 7.3594 | (Itron WO017 10-12 cost study)
MCE Commercial | Small storage HP water heater: 50 gallon, EF = 2.20, RE = 0.98, Cap = 5 kW, UA = 4.20 BTU/hr-F | NE-WtrHt-SmlStrg-HP-lte12kW-50G-2p20EF | 2 | COMMERCIAL | 7 = Commercial Process | TRUE | 3.3333 | Com-Default>2yrs | Each | ROB | 1295.82 | 453.537 |  |  |  | 842.283 | 4490 | Small Commercial | kW | 0.896 | 0 | Commercial | Small Commercial | Annual | 10 | 917.99 | 3% | 4490 | 0.896 | 0 | Small Boilers (<100 MMBtu/hr Heat Input):Controlled Low NOx Burner | 3.3333 | 60% | 60% |  |  |  | 90% | 90% | [6 empty] | 0% | 0% |  | 2.3281 | 2.4531 | 2.5781 | 0 | 0 | 0 | 0 | 0 | 0 | 0 | 0 | 2023 Qtr 1: 0.57031; 2023 Qtr 2: 0.57812; 2023 Qtr 3: 0.58594; 2023 Qtr 4: 0.59375; 2024 Qtr 1: 0.60156; 2024 Qtr 2: 0.60938; 2024 Qtr 3: 0.61719; 2024 Qtr 4: 0.625; 2025 Qtr 1: 0.63281; 2025 Qtr 2: 0.64062; 2025 Qtr 3: 0.64844; 2025 Qtr 4: 0.65625 | 7.3594 | (Itron WO017 10-12 cost study)
MCE Commercial | Small storage HP water heater: 50 gallon, EF = 2.20, RE = 0.98, Cap = 5 kW, UA = 4.20 BTU/hr-F | NE-WtrHt-SmlStrg-HP-lte12kW-50G-2p20EF | 3A | COMMERCIAL | 7 = Commercial Process | TRUE | 3.3333 | Com-Default>2yrs | Each | ROB | 1295.82 | 453.537 |  |  |  | 842.283 | 4250 | Small Commercial | kW | 0.897 | 0 | Commercial | Small Commercial | Annual | 10 | 917.99 | 3% | 4250 | 0.897 | 0 | Small Boilers (<100 MMBtu/hr Heat Input):Controlled Low NOx Burner | 3.3333 | 60% | 60% |  |  |  | 90% | 90% | [6 empty] | 0% | 0% |  | 2.3281 | 2.4531 | 2.5781 | 0 | 0 | 0 | 0 | 0 | 0 | 0 | 0 | 2023 Qtr 1: 0.57031; 2023 Qtr 2: 0.57812; 2023 Qtr 3: 0.58594; 2023 Qtr 4: 0.59375; 2024 Qtr 1: 0.60156; 2024 Qtr 2: 0.60938; 2024 Qtr 3: 0.61719; 2024 Qtr 4: 0.625; 2025 Qtr 1: 0.63281; 2025 Qtr 2: 0.64062; 2025 Qtr 3: 0.64844; 2025 Qtr 4: 0.65625 | 7.3594 | (Itron WO017 10-12 cost study)
MCE Commercial | Small storage HP water heater: 50 gallon, EF = 2.20, RE = 0.98, Cap = 5 kW, UA = 4.20 BTU/hr-F | NE-WtrHt-SmlStrg-HP-lte12kW-50G-2p20EF | 3B | COMMERCIAL | 7 = Commercial Process | TRUE | 3.3333 | Com-Default>2yrs | Each | ROB | 1295.82 | 453.537 |  |  |  | 842.283 | 4250 | Small Commercial | kW | 0.897 | 0 | Commercial | Small Commercial | Annual | 10 | 917.99 | 3% | 4250 | 0.897 | 0 | Small Boilers (<100 MMBtu/hr Heat Input):Controlled Low NOx Burner | 3.3333 | 60% | 60% |  |  |  | 90% | 90% | [6 empty] | 0% | 0% |  | 2.3281 | 2.4531 | 2.5781 | 0 | 0 | 0 | 0 | 0 | 0 | 0 | 0 | 2023 Qtr 1: 0.57031; 2023 Qtr 2: 0.57812; 2023 Qtr 3: 0.58594; 2023 Qtr 4: 0.59375; 2024 Qtr 1: 0.60156; 2024 Qtr 2: 0.60938; 2024 Qtr 3: 0.61719; 2024 Qtr 4: 0.625; 2025 Qtr 1: 0.63281; 2025 Qtr 2: 0.64062; 2025 Qtr 3: 0.64844; 2025 Qtr 4: 0.65625 | 7.3594 | (Itron WO017 10-12 cost study)
MCE Commercial | Small storage HP water heater: 50 gallon, EF = 2.20, RE = 0.98, Cap = 5 kW, UA = 4.20 BTU/hr-F | NE-WtrHt-SmlStrg-HP-lte12kW-50G-2p20EF | 12 | COMMERCIAL | 7 = Commercial Process | TRUE | 3.3333 | Com-Default>2yrs | Each | ROB | 1295.82 | 453.537 |  |  |  | 842.283 | 4110 | Small Commercial | kW | 0.841 | 0 | Commercial | Small Commercial | Annual | 10 | 917.99 | 3% | 4110 | 0.841 | 0 | Small Boilers (<100 MMBtu/hr Heat Input):Controlled Low NOx Burner | 3.3333 | 60% | 60% |  |  |  | 90% | 90% | [6 empty] | 0% | 0% |  | 2.3281 | 2.4531 | 2.5781 | 0 | 0 | 0 | 0 | 0 | 0 | 0 | 0 | 2023 Qtr 1: 0.57031; 2023 Qtr 2: 0.57812; 2023 Qtr 3: 0.58594; 2023 Qtr 4: 0.59375; 2024 Qtr 1: 0.60156; 2024 Qtr 2: 0.60938; 2024 Qtr 3: 0.61719; 2024 Qtr 4: 0.625; 2025 Qtr 1: 0.63281; 2025 Qtr 2: 0.64062; 2025 Qtr 3: 0.64844; 2025 Qtr 4: 0.65625 | 7.3594 | (Itron WO017 10-12 cost study)
MCE Commercial | Small storage HP water heater: 50 gallon, EF = 2.40, RE = 0.98, Cap = 5 kW, UA = 4.20 BTU/hr-F | NE-WtrHt-SmlStrg-HP-lte12kW-50G-2p40EF | 2 | COMMERCIAL | 7 = Commercial Process | TRUE | 3.3333 | Com-Default>2yrs | Each | ROB | 1295.82 | 453.537 |  |  |  | 842.283 | 4930 | Small Commercial | kW | 0.973 | 0 | Commercial | Small Commercial | Annual | 10 | 917.99 | 3% | 4930 | 0.973 | 0 | Small Boilers (<100 MMBtu/hr Heat Input):Controlled Low NOx Burner | 3.3333 | 60% | 60% |  |  |  | 90% | 90% | [6 empty] | 0% | 0% |  | 2.3281 | 2.4531 | 2.5781 | 0 | 0 | 0 | 0 | 0 | 0 | 0 | 0 | 2023 Qtr 1: 0.57031; 2023 Qtr 2: 0.57812; 2023 Qtr 3: 0.58594; 2023 Qtr 4: 0.59375; 2024 Qtr 1: 0.60156; 2024 Qtr 2: 0.60938; 2024 Qtr 3: 0.61719; 2024 Qtr 4: 0.625; 2025 Qtr 1: 0.63281; 2025 Qtr 2: 0.64062; 2025 Qtr 3: 0.64844; 2025 Qtr 4: 0.65625 | 7.3594 | (Itron WO017 10-12 cost study)
MCE Commercial | Small storage HP water heater: 50 gallon, EF = 2.40, RE = 0.98, Cap = 5 kW, UA = 4.20 BTU/hr-F | NE-WtrHt-SmlStrg-HP-lte12kW-50G-2p40EF | 3A | COMMERCIAL | 7 = Commercial Process | TRUE | 3.3333 | Com-Default>2yrs | Each | ROB | 1295.82 | 453.537 |  |  |  | 842.283 | 4670 | Small Commercial | kW | 0.975 | 0 | Commercial | Small Commercial | Annual | 10 | 917.99 | 3% | 4670 | 0.975 | 0 | Small Boilers (<100 MMBtu/hr Heat Input):Controlled Low NOx Burner | 3.3333 | 60% | 60% |  |  |  | 90% | 90% | [6 empty] | 0% | 0% |  | 2.3281 | 2.4531 | 2.5781 | 0 | 0 | 0 | 0 | 0 | 0 | 0 | 0 | 2023 Qtr 1: 0.57031; 2023 Qtr 2: 0.57812; 2023 Qtr 3: 0.58594; 2023 Qtr 4: 0.59375; 2024 Qtr 1: 0.60156; 2024 Qtr 2: 0.60938; 2024 Qtr 3: 0.61719; 2024 Qtr 4: 0.625; 2025 Qtr 1: 0.63281; 2025 Qtr 2: 0.64062; 2025 Qtr 3: 0.64844; 2025 Qtr 4: 0.65625 | 7.3594 | (Itron WO017 10-12 cost study)
MCE Commercial | Small storage HP water heater: 50 gallon, EF = 2.40, RE = 0.98, Cap = 5 kW, UA = 4.20 BTU/hr-F | NE-WtrHt-SmlStrg-HP-lte12kW-50G-2p40EF | 3B | COMMERCIAL | 7 = Commercial Process | TRUE | 3.3333 | Com-Default>2yrs | Each | ROB | 1295.82 | 453.537 |  |  |  | 842.283 | 4670 | Small Commercial | kW | 0.975 | 0 | Commercial | Small Commercial | Annual | 10 | 917.99 | 3% | 4670 | 0.975 | 0 | Small Boilers (<100 MMBtu/hr Heat Input):Controlled Low NOx Burner | 3.3333 | 60% | 60% |  |  |  | 90% | 90% | [6 empty] | 0% | 0% |  | 2.3281 | 2.4531 | 2.5781 | 0 | 0 | 0 | 0 | 0 | 0 | 0 | 0 | 2023 Qtr 1: 0.57031; 2023 Qtr 2: 0.57812; 2023 Qtr 3: 0.58594; 2023 Qtr 4: 0.59375; 2024 Qtr 1: 0.60156; 2024 Qtr 2: 0.60938; 2024 Qtr 3: 0.61719; 2024 Qtr 4: 0.625; 2025 Qtr 1: 0.63281; 2025 Qtr 2: 0.64062; 2025 Qtr 3: 0.64844; 2025 Qtr 4: 0.65625 | 7.3594 | (Itron WO017 10-12 cost study)
MCE Commercial | Small storage HP water heater: 50 gallon, EF = 2.40, RE = 0.98, Cap = 5 kW, UA = 4.20 BTU/hr-F | NE-WtrHt-SmlStrg-HP-lte12kW-50G-2p40EF | 12 | COMMERCIAL | 7 = Commercial Process | TRUE | 3.3333 | Com-Default>2yrs | Each | ROB | 1295.82 | 453.537 |  |  |  | 842.283 | 4520 | Small Commercial | kW | 0.912 | 0 | Commercial | Small Commercial | Annual | 10 | 917.99 | 3% | 4520 | 0.912 | 0 | Small Boilers (<100 MMBtu/hr Heat Input):Controlled Low NOx Burner | 3.3333 | 60% | 60% |  |  |  | 90% | 90% | [6 empty] | 0% | 0% |  | 2.3281 | 2.4531 | 2.5781 | 0 | 0 | 0 | 0 | 0 | 0 | 0 | 0 | 2023 Qtr 1: 0.57031; 2023 Qtr 2: 0.57812; 2023 Qtr 3: 0.58594; 2023 Qtr 4: 0.59375; 2024 Qtr 1: 0.60156; 2024 Qtr 2: 0.60938; 2024 Qtr 3: 0.61719; 2024 Qtr 4: 0.625; 2025 Qtr 1: 0.63281; 2025 Qtr 2: 0.64062; 2025 Qtr 3: 0.64844; 2025 Qtr 4: 0.65625 | 7.3594 | (Itron WO017 10-12 cost study)
MCE Commercial | Small storage Gas water heater: 40 gallon, EF = 0.70, RE = 0.82, Cap = 40kBTUh, UA = 4.63 BTU/hr-F, AuxBTUh: 350 | NG-WtrHt-SmlStrg-Gas-lte75kBtuh-40G-0p70EF | 2 | COMMERCIAL | 7 = Commercial Process | TRUE | 3.3333 | Com-Default>2yrs | Each | ROB | 1031.43 | 361.0005 |  |  |  | 670.4295 | 0 | Small Commercial | kW | 0 | 115 | Commercial | Small Commercial | Annual | 10 | 466.38 | 3% | 0 | 0 | 115 | Small Boilers (<100 MMBtu/hr Heat Input):Controlled Low NOx Burner | 3.3333 | 60% | 60% |  |  |  | 90% | 90% | [6 empty] | 0% | 0% |  | 6.2083 | 6.5417 | 6.875 | 0 | 0 | 0 | 0 | 0 | 0 | 0 | 0 | 2023 Qtr 1: 1.5208; 2023 Qtr 2: 1.5417; 2023 Qtr 3: 1.5625; 2023 Qtr 4: 1.5833; 2024 Qtr 1: 1.6042; 2024 Qtr 2: 1.625; 2024 Qtr 3: 1.6458; 2024 Qtr 4: 1.6667; 2025 Qtr 1: 1.6875; 2025 Qtr 2: 1.7083; 2025 Qtr 3: 1.7292; 2025 Qtr 4: 1.75 | 19.625 | (Itron WO017 10-12 cost study)
MCE Commercial | Small storage Gas water heater: 40 gallon, EF = 0.70, RE = 0.82, Cap = 40kBTUh, UA = 4.63 BTU/hr-F, AuxBTUh: 350 | NG-WtrHt-SmlStrg-Gas-lte75kBtuh-40G-0p70EF | 3A | COMMERCIAL | 7 = Commercial Process | TRUE | 3.3333 | Com-Default>2yrs | Each | ROB | 1031.43 | 361.0005 |  |  |  | 670.4295 | 0 | Small Commercial | kW | 0 | 113 | Commercial | Small Commercial | Annual | 10 | 466.38 | 3% | 0 | 0 | 113 | Small Boilers (<100 MMBtu/hr Heat Input):Controlled Low NOx Burner | 3.3333 | 60% | 60% |  |  |  | 90% | 90% | [6 empty] | 0% | 0% |  | 6.2083 | 6.5417 | 6.875 | 0 | 0 | 0 | 0 | 0 | 0 | 0 | 0 | 2023 Qtr 1: 1.5208; 2023 Qtr 2: 1.5417; 2023 Qtr 3: 1.5625; 2023 Qtr 4: 1.5833; 2024 Qtr 1: 1.6042; 2024 Qtr 2: 1.625; 2024 Qtr 3: 1.6458; 2024 Qtr 4: 1.6667; 2025 Qtr 1: 1.6875; 2025 Qtr 2: 1.7083; 2025 Qtr 3: 1.7292; 2025 Qtr 4: 1.75 | 19.625 | (Itron WO017 10-12 cost study)
MCE Commercial | Small storage Gas water heater: 40 gallon, EF = 0.70, RE = 0.82, Cap = 40kBTUh, UA = 4.63 BTU/hr-F, AuxBTUh: 350 | NG-WtrHt-SmlStrg-Gas-lte75kBtuh-40G-0p70EF | 3B | COMMERCIAL | 7 = Commercial Process | TRUE | 3.3333 | Com-Default>2yrs | Each | ROB | 1031.43 | 361.0005 |  |  |  | 670.4295 | 0 | Small Commercial | kW | 0 | 113 | Commercial | Small Commercial | Annual | 10 | 466.38 | 3% | 0 | 0 | 113 | Small Boilers (<100 MMBtu/hr Heat Input):Controlled Low NOx Burner | 3.3333 | 60% | 60% |  |  |  | 90% | 90% | [6 empty] | 0% | 0% |  | 6.2083 | 6.5417 | 6.875 | 0 | 0 | 0 | 0 | 0 | 0 | 0 | 0 | 2023 Qtr 1: 1.5208; 2023 Qtr 2: 1.5417; 2023 Qtr 3: 1.5625; 2023 Qtr 4: 1.5833; 2024 Qtr 1: 1.6042; 2024 Qtr 2: 1.625; 2024 Qtr 3: 1.6458; 2024 Qtr 4: 1.6667; 2025 Qtr 1: 1.6875; 2025 Qtr 2: 1.7083; 2025 Qtr 3: 1.7292; 2025 Qtr 4: 1.75 | 19.625 | (Itron WO017 10-12 cost study)
MCE Commercial | Small storage Gas water heater: 40 gallon, EF = 0.70, RE = 0.82, Cap = 40kBTUh, UA = 4.63 BTU/hr-F, AuxBTUh: 350 | NG-WtrHt-SmlStrg-Gas-lte75kBtuh-40G-0p70EF | 12 | COMMERCIAL | 7 = Commercial Process | TRUE | 3.3333 | Com-Default>2yrs | Each | ROB | 1031.43 | 361.0005 |  |  |  | 670.4295 | 0 | Small Commercial | kW | 0 | 106 | Commercial | Small Commercial | Annual | 10 | 466.38 | 3% | 0 | 0 | 106 | Small Boilers (<100 MMBtu/hr Heat Input):Controlled Low NOx Burner | 3.3333 | 60% | 60% |  |  |  | 90% | 90% | [6 empty] | 0% | 0% |  | 6.2083 | 6.5417 | 6.875 | 0 | 0 | 0 | 0 | 0 | 0 | 0 | 0 | 2023 Qtr 1: 1.5208; 2023 Qtr 2: 1.5417; 2023 Qtr 3: 1.5625; 2023 Qtr 4: 1.5833; 2024 Qtr 1: 1.6042; 2024 Qtr 2: 1.625; 2024 Qtr 3: 1.6458; 2024 Qtr 4: 1.6667; 2025 Qtr 1: 1.6875; 2025 Qtr 2: 1.7083; 2025 Qtr 3: 1.7292; 2025 Qtr 4: 1.75 | 19.625 | (Itron WO017 10-12 cost study)
MCE Commercial | Small storage Gas water heater: 40 gallon, EF = 0.82, RE = 0.9, Cap = 40kBTUh, UA = 2.61 BTU/hr-F, VentW: 50, AuxBTUh: 350 | NG-WtrHt-SmlStrg-Gas-lte75kBtuh-40G-0p82EF | 2 | COMMERCIAL | 7 = Commercial Process | TRUE | 3.3333 | Com-Default>2yrs | Each | ROB | 1031.43 | 361.0005 |  |  |  | 670.4295 | -138 | Small Commercial | kW | -0.0268 | 248 | Commercial | Small Commercial | Annual | 10 | 466.38 | 3% | -138 | -0.0268 | 248 | Small Boilers (<100 MMBtu/hr Heat Input):Controlled Low NOx Burner | 3.3333 | 60% | 60% |  |  |  | 90% | 90% | [6 empty] | 0% | 0% |  | 9.3125 | 9.8125 | 10.3125 | 0 | 0 | 0 | 0 | 0 | 0 | 0 | 0 | 2023 Qtr 1: 2.2812; 2023 Qtr 2: 2.3125; 2023 Qtr 3: 2.3438; 2023 Qtr 4: 2.375; 2024 Qtr 1: 2.4062; 2024 Qtr 2: 2.4375; 2024 Qtr 3: 2.4688; 2024 Qtr 4: 2.5; 2025 Qtr 1: 2.5312; 2025 Qtr 2: 2.5625; 2025 Qtr 3: 2.5938; 2025 Qtr 4: 2.625 | 29.4375 | (Itron WO017 10-12 cost study)
MCE Commercial | Small storage Gas water heater: 40 gallon, EF = 0.82, RE = 0.9, Cap = 40kBTUh, UA = 2.61 BTU/hr-F, VentW: 50, AuxBTUh: 350 | NG-WtrHt-SmlStrg-Gas-lte75kBtuh-40G-0p82EF | 3A | COMMERCIAL | 7 = Commercial Process | TRUE | 3.3333 | Com-Default>2yrs | Each | ROB | 1031.43 | 361.0005 |  |  |  | 670.4295 | -134 | Small Commercial | kW | -0.0286 | 241 | Commercial | Small Commercial | Annual | 10 | 466.38 | 3% | -134 | -0.0286 | 241 | Small Boilers (<100 MMBtu/hr Heat Input):Controlled Low NOx Burner | 3.3333 | 60% | 60% |  |  |  | 90% | 90% | [6 empty] | 0% | 0% |  | 9.3125 | 9.8125 | 10.3125 | 0 | 0 | 0 | 0 | 0 | 0 | 0 | 0 | 2023 Qtr 1: 2.2812; 2023 Qtr 2: 2.3125; 2023 Qtr 3: 2.3438; 2023 Qtr 4: 2.375; 2024 Qtr 1: 2.4062; 2024 Qtr 2: 2.4375; 2024 Qtr 3: 2.4688; 2024 Qtr 4: 2.5; 2025 Qtr 1: 2.5312; 2025 Qtr 2: 2.5625; 2025 Qtr 3: 2.5938; 2025 Qtr 4: 2.625 | 29.4375 | (Itron WO017 10-12 cost study)
MCE Commercial | Small storage Gas water heater: 40 gallon, EF = 0.82, RE = 0.9, Cap = 40kBTUh, UA = 2.61 BTU/hr-F, VentW: 50, AuxBTUh: 350 | NG-WtrHt-SmlStrg-Gas-lte75kBtuh-40G-0p82EF | 3B | COMMERCIAL | 7 = Commercial Process | TRUE | 3.3333 | Com-Default>2yrs | Each | ROB | 1031.43 | 361.0005 |  |  |  | 670.4295 | -134 | Small Commercial | kW | -0.0286 | 241 | Commercial | Small Commercial | Annual | 10 | 466.38 | 3% | -134 | -0.0286 | 241 | Small Boilers (<100 MMBtu/hr Heat Input):Controlled Low NOx Burner | 3.3333 | 60% | 60% |  |  |  | 90% | 90% | [6 empty] | 0% | 0% |  | 9.3125 | 9.8125 | 10.3125 | 0 | 0 | 0 | 0 | 0 | 0 | 0 | 0 | 2023 Qtr 1: 2.2812; 2023 Qtr 2: 2.3125; 2023 Qtr 3: 2.3438; 2023 Qtr 4: 2.375; 2024 Qtr 1: 2.4062; 2024 Qtr 2: 2.4375; 2024 Qtr 3: 2.4688; 2024 Qtr 4: 2.5; 2025 Qtr 1: 2.5312; 2025 Qtr 2: 2.5625; 2025 Qtr 3: 2.5938; 2025 Qtr 4: 2.625 | 29.4375 | (Itron WO017 10-12 cost study)
MCE Commercial | Small storage Gas water heater: 40 gallon, EF = 0.82, RE = 0.9, Cap = 40kBTUh, UA = 2.61 BTU/hr-F, VentW: 50, AuxBTUh: 350 | NG-WtrHt-SmlStrg-Gas-lte75kBtuh-40G-0p82EF | 12 | COMMERCIAL | 7 = Commercial Process | TRUE | 3.3333 | Com-Default>2yrs | Each | ROB | 1031.43 | 361.0005 |  |  |  | 670.4295 | -128 | Small Commercial | kW | -0.0259 | 227 | Commercial | Small Commercial | Annual | 10 | 466.38 | 3% | -128 | -0.0259 | 227 | Small Boilers (<100 MMBtu/hr Heat Input):Controlled Low NOx Burner | 3.3333 | 60% | 60% |  |  |  | 90% | 90% | [6 empty] | 0% | 0% |  | 9.3125 | 9.8125 | 10.3125 | 0 | 0 | 0 | 0 | 0 | 0 | 0 | 0 | 2023 Qtr 1: 2.2812; 2023 Qtr 2: 2.3125; 2023 Qtr 3: 2.3438; 2023 Qtr 4: 2.375; 2024 Qtr 1: 2.4062; 2024 Qtr 2: 2.4375; 2024 Qtr 3: 2.4688; 2024 Qtr 4: 2.5; 2025 Qtr 1: 2.5312; 2025 Qtr 2: 2.5625; 2025 Qtr 3: 2.5938; 2025 Qtr 4: 2.625 | 29.4375 | (Itron WO017 10-12 cost study)
MCE Commercial | Small storage Gas water heater: 50 gallon, EF = 0.70, RE = 0.82, Cap = 40kBTUh, UA = 4.63 BTU/hr-F, AuxBTUh: 350 | NG-WtrHt-SmlStrg-Gas-lte75kBtuh-50G-0p70EF | 2 | COMMERCIAL | 7 = Commercial Process | TRUE | 3.3333 | Com-Default>2yrs | Each | ROB | 1135.71 | 397.4985 |  |  |  | 738.2115 | 0 | Small Commercial | kW | 0 | 146 | Commercial | Small Commercial | Annual | 10 | 520.03 | 3% | 0 | 0 | 146 | Small Boilers (<100 MMBtu/hr Heat Input):Controlled Low NOx Burner | 3.3333 | 60% | 60% |  |  |  | 90% | 90% | [6 empty] | 0% | 0% |  | 6.2083 | 6.5417 | 6.875 | 0 | 0 | 0 | 0 | 0 | 0 | 0 | 0 | 2023 Qtr 1: 1.5208; 2023 Qtr 2: 1.5417; 2023 Qtr 3: 1.5625; 2023 Qtr 4: 1.5833; 2024 Qtr 1: 1.6042; 2024 Qtr 2: 1.625; 2024 Qtr 3: 1.6458; 2024 Qtr 4: 1.6667; 2025 Qtr 1: 1.6875; 2025 Qtr 2: 1.7083; 2025 Qtr 3: 1.7292; 2025 Qtr 4: 1.75 | 19.625 | (Itron WO017 10-12 cost study)
MCE Commercial | Small storage Gas water heater: 50 gallon, EF = 0.70, RE = 0.82, Cap = 40kBTUh, UA = 4.63 BTU/hr-F, AuxBTUh: 350 | NG-WtrHt-SmlStrg-Gas-lte75kBtuh-50G-0p70EF | 3A | COMMERCIAL | 7 = Commercial Process | TRUE | 3.3333 | Com-Default>2yrs | Each | ROB | 1135.71 | 397.4985 |  |  |  | 738.2115 | 0 | Small Commercial | kW | 0 | 148 | Commercial | Small Commercial | Annual | 10 | 520.03 | 3% | 0 | 0 | 148 | Small Boilers (<100 MMBtu/hr Heat Input):Controlled Low NOx Burner | 3.3333 | 60% | 60% |  |  |  | 90% | 90% | [6 empty] | 0% | 0% |  | 6.2083 | 6.5417 | 6.875 | 0 | 0 | 0 | 0 | 0 | 0 | 0 | 0 | 2023 Qtr 1: 1.5208; 2023 Qtr 2: 1.5417; 2023 Qtr 3: 1.5625; 2023 Qtr 4: 1.5833; 2024 Qtr 1: 1.6042; 2024 Qtr 2: 1.625; 2024 Qtr 3: 1.6458; 2024 Qtr 4: 1.6667; 2025 Qtr 1: 1.6875; 2025 Qtr 2: 1.7083; 2025 Qtr 3: 1.7292; 2025 Qtr 4: 1.75 | 19.625 | (Itron WO017 10-12 cost study)
MCE Commercial | Small storage Gas water heater: 50 gallon, EF = 0.70, RE = 0.82, Cap = 40kBTUh, UA = 4.63 BTU/hr-F, AuxBTUh: 350 | NG-WtrHt-SmlStrg-Gas-lte75kBtuh-50G-0p70EF | 3B | COMMERCIAL | 7 = Commercial Process | TRUE | 3.3333 | Com-Default>2yrs | Each | ROB | 1135.71 | 397.4985 |  |  |  | 738.2115 | 0 | Small Commercial | kW | 0 | 148 | Commercial | Small Commercial | Annual | 10 | 520.03 | 3% | 0 | 0 | 148 | Small Boilers (<100 MMBtu/hr Heat Input):Controlled Low NOx Burner | 3.3333 | 60% | 60% |  |  |  | 90% | 90% | [6 empty] | 0% | 0% |  | 6.2083 | 6.5417 | 6.875 | 0 | 0 | 0 | 0 | 0 | 0 | 0 | 0 | 2023 Qtr 1: 1.5208; 2023 Qtr 2: 1.5417; 2023 Qtr 3: 1.5625; 2023 Qtr 4: 1.5833; 2024 Qtr 1: 1.6042; 2024 Qtr 2: 1.625; 2024 Qtr 3: 1.6458; 2024 Qtr 4: 1.6667; 2025 Qtr 1: 1.6875; 2025 Qtr 2: 1.7083; 2025 Qtr 3: 1.7292; 2025 Qtr 4: 1.75 | 19.625 | (Itron WO017 10-12 cost study)
MCE Commercial | Small storage Gas water heater: 50 gallon, EF = 0.70, RE = 0.82, Cap = 40kBTUh, UA = 4.63 BTU/hr-F, AuxBTUh: 350 | NG-WtrHt-SmlStrg-Gas-lte75kBtuh-50G-0p70EF | 12 | COMMERCIAL | 7 = Commercial Process | TRUE | 3.3333 | Com-Default>2yrs | Each | ROB | 1135.71 | 397.4985 |  |  |  | 738.2115 | 0 | Small Commercial | kW | 0 | 129 | Commercial | Small Commercial | Annual | 10 | 520.03 | 3% | 0 | 0 | 129 | Small Boilers (<100 MMBtu/hr Heat Input):Controlled Low NOx Burner | 3.3333 | 60% | 60% |  |  |  | 90% | 90% | [6 empty] | 0% | 0% |  | 6.2083 | 6.5417 | 6.875 | 0 | 0 | 0 | 0 | 0 | 0 | 0 | 0 | 2023 Qtr 1: 1.5208; 2023 Qtr 2: 1.5417; 2023 Qtr 3: 1.5625; 2023 Qtr 4: 1.5833; 2024 Qtr 1: 1.6042; 2024 Qtr 2: 1.625; 2024 Qtr 3: 1.6458; 2024 Qtr 4: 1.6667; 2025 Qtr 1: 1.6875; 2025 Qtr 2: 1.7083; 2025 Qtr 3: 1.7292; 2025 Qtr 4: 1.75 | 19.625 | (Itron WO017 10-12 cost study)
MCE Commercial | Small storage Gas water heater: 50 gallon, EF = 0.82, RE = 0.9, Cap = 40kBTUh, UA = 2.61 BTU/hr-F, VentW: 50, AuxBTUh: 350 | NG-WtrHt-SmlStrg-Gas-lte75kBtuh-50G-0p82EF | 2 | COMMERCIAL | 7 = Commercial Process | TRUE | 3.3333 | Com-Default>2yrs | Each | ROB | 1135.71 | 397.4985 |  |  |  | 738.2115 | -152 | Small Commercial | kW | -0.0289 | 306 | Commercial | Small Commercial | Annual | 10 | 520.03 | 3% | -152 | -0.0289 | 306 | Small Boilers (<100 MMBtu/hr Heat Input):Controlled Low NOx Burner | 3.3333 | 60% | 60% |  |  |  | 90% | 90% | [6 empty] | 0% | 0% |  | 9.3125 | 9.8125 | 10.3125 | 0 | 0 | 0 | 0 | 0 | 0 | 0 | 0 | 2023 Qtr 1: 2.2812; 2023 Qtr 2: 2.3125; 2023 Qtr 3: 2.3438; 2023 Qtr 4: 2.375; 2024 Qtr 1: 2.4062; 2024 Qtr 2: 2.4375; 2024 Qtr 3: 2.4688; 2024 Qtr 4: 2.5; 2025 Qtr 1: 2.5312; 2025 Qtr 2: 2.5625; 2025 Qtr 3: 2.5938; 2025 Qtr 4: 2.625 | 29.4375 | (Itron WO017 10-12 cost study)
MCE Commercial | Small storage Gas water heater: 50 gallon, EF = 0.82, RE = 0.9, Cap = 40kBTUh, UA = 2.61 BTU/hr-F, VentW: 50, AuxBTUh: 350 | NG-WtrHt-SmlStrg-Gas-lte75kBtuh-50G-0p82EF | 3A | COMMERCIAL | 7 = Commercial Process | TRUE | 3.3333 | Com-Default>2yrs | Each | ROB | 1135.71 | 397.4985 |  |  |  | 738.2115 | -148 | Small Commercial | kW | -0.0308 | 310 | Commercial | Small Commercial | Annual | 10 | 520.03 | 3% | -148 | -0.0308 | 310 | Small Boilers (<100 MMBtu/hr Heat Input):Controlled Low NOx Burner | 3.3333 | 60% | 60% |  |  |  | 90% | 90% | [6 empty] | 0% | 0% |  | 9.3125 | 9.8125 | 10.3125 | 0 | 0 | 0 | 0 | 0 | 0 | 0 | 0 | 2023 Qtr 1: 2.2812; 2023 Qtr 2: 2.3125; 2023 Qtr 3: 2.3438; 2023 Qtr 4: 2.375; 2024 Qtr 1: 2.4062; 2024 Qtr 2: 2.4375; 2024 Qtr 3: 2.4688; 2024 Qtr 4: 2.5; 2025 Qtr 1: 2.5312; 2025 Qtr 2: 2.5625; 2025 Qtr 3: 2.5938; 2025 Qtr 4: 2.625 | 29.4375 | (Itron WO017 10-12 cost study)
MCE Commercial | Small storage Gas water heater: 50 gallon, EF = 0.82, RE = 0.9, Cap = 40kBTUh, UA = 2.61 BTU/hr-F, VentW: 50, AuxBTUh: 350 | NG-WtrHt-SmlStrg-Gas-lte75kBtuh-50G-0p82EF | 3B | COMMERCIAL | 7 = Commercial Process | TRUE | 3.3333 | Com-Default>2yrs | Each | ROB | 1135.71 | 397.4985 |  |  |  | 738.2115 | -148 | Small Commercial | kW | -0.0308 | 310 | Commercial | Small Commercial | Annual | 10 | 520.03 | 3% | -148 | -0.0308 | 310 | Small Boilers (<100 MMBtu/hr Heat Input):Controlled Low NOx Burner | 3.3333 | 60% | 60% |  |  |  | 90% | 90% | [6 empty] | 0% | 0% |  | 9.3125 | 9.8125 | 10.3125 | 0 | 0 | 0 | 0 | 0 | 0 | 0 | 0 | 2023 Qtr 1: 2.2812; 2023 Qtr 2: 2.3125; 2023 Qtr 3: 2.3438; 2023 Qtr 4: 2.375; 2024 Qtr 1: 2.4062; 2024 Qtr 2: 2.4375; 2024 Qtr 3: 2.4688; 2024 Qtr 4: 2.5; 2025 Qtr 1: 2.5312; 2025 Qtr 2: 2.5625; 2025 Qtr 3: 2.5938; 2025 Qtr 4: 2.625 | 29.4375 | (Itron WO017 10-12 cost study)
MCE Commercial | Small storage Gas water heater: 50 gallon, EF = 0.82, RE = 0.9, Cap = 40kBTUh, UA = 2.61 BTU/hr-F, VentW: 50, AuxBTUh: 350 | NG-WtrHt-SmlStrg-Gas-lte75kBtuh-50G-0p82EF | 12 | COMMERCIAL | 7 = Commercial Process | TRUE | 3.3333 | Com-Default>2yrs | Each | ROB | 1135.71 | 397.4985 |  |  |  | 738.2115 | -141 | Small Commercial | kW | -0.0279 | 274 | Commercial | Small Commercial | Annual | 10 | 520.03 | 3% | -141 | -0.0279 | 274 | Small Boilers (<100 MMBtu/hr Heat Input):Controlled Low NOx Burner | 3.3333 | 60% | 60% |  |  |  | 90% | 90% | [6 empty] | 0% | 0% |  | 9.3125 | 9.8125 | 10.3125 | 0 | 0 | 0 | 0 | 0 | 0 | 0 | 0 | 2023 Qtr 1: 2.2812; 2023 Qtr 2: 2.3125; 2023 Qtr 3: 2.3438; 2023 Qtr 4: 2.375; 2024 Qtr 1: 2.4062; 2024 Qtr 2: 2.4375; 2024 Qtr 3: 2.4688; 2024 Qtr 4: 2.5; 2025 Qtr 1: 2.5312; 2025 Qtr 2: 2.5625; 2025 Qtr 3: 2.5938; 2025 Qtr 4: 2.625 | 29.4375 | (Itron WO017 10-12 cost study)
MCE Commercial | Small storage Gas water heater: 60 gallon, EF = 0.80, RE = 0.92, Cap = 40kBTUh, UA = 4.02 BTU/hr-F, VentW: 50, AuxBTUh: 350 | NG-WtrHt-SmlStrg-Gas-lte75kBtuh-60G-0p80EF | 2 | COMMERCIAL | 7 = Commercial Process | TRUE | 3.3333 | Com-Default>2yrs | Each | ROB | 1239.98 | 433.993 |  |  |  | 805.987 | 17.3 | Small Commercial | kW | 0.00384 | 139 | Commercial | Small Commercial | Annual | 10 | 546.85 | 3% | 17.3 | 0.00384 | 139 | Small Boilers (<100 MMBtu/hr Heat Input):Controlled Low NOx Burner | 3.3333 | 60% | 60% |  |  |  | 90% | 90% | [6 empty] | 0% | 0% |  | 6.2083 | 6.5417 | 6.875 | 0 | 0 | 0 | 0 | 0 | 0 | 0 | 0 | 2023 Qtr 1: 1.5208; 2023 Qtr 2: 1.5417; 2023 Qtr 3: 1.5625; 2023 Qtr 4: 1.5833; 2024 Qtr 1: 1.6042; 2024 Qtr 2: 1.625; 2024 Qtr 3: 1.6458; 2024 Qtr 4: 1.6667; 2025 Qtr 1: 1.6875; 2025 Qtr 2: 1.7083; 2025 Qtr 3: 1.7292; 2025 Qtr 4: 1.75 | 19.625 | (Itron WO017 10-12 cost study)
MCE Commercial | Small storage Gas water heater: 60 gallon, EF = 0.80, RE = 0.92, Cap = 40kBTUh, UA = 4.02 BTU/hr-F, VentW: 50, AuxBTUh: 350 | NG-WtrHt-SmlStrg-Gas-lte75kBtuh-60G-0p80EF | 3A | COMMERCIAL | 7 = Commercial Process | TRUE | 3.3333 | Com-Default>2yrs | Each | ROB | 1239.98 | 433.993 |  |  |  | 805.987 | 17.3 | Small Commercial | kW | 0.00439 | 138 | Commercial | Small Commercial | Annual | 10 | 546.85 | 3% | 17.3 | 0.00439 | 138 | Small Boilers (<100 MMBtu/hr Heat Input):Controlled Low NOx Burner | 3.3333 | 60% | 60% |  |  |  | 90% | 90% | [6 empty] | 0% | 0% |  | 6.2083 | 6.5417 | 6.875 | 0 | 0 | 0 | 0 | 0 | 0 | 0 | 0 | 2023 Qtr 1: 1.5208; 2023 Qtr 2: 1.5417; 2023 Qtr 3: 1.5625; 2023 Qtr 4: 1.5833; 2024 Qtr 1: 1.6042; 2024 Qtr 2: 1.625; 2024 Qtr 3: 1.6458; 2024 Qtr 4: 1.6667; 2025 Qtr 1: 1.6875; 2025 Qtr 2: 1.7083; 2025 Qtr 3: 1.7292; 2025 Qtr 4: 1.75 | 19.625 | (Itron WO017 10-12 cost study)
MCE Commercial | Small storage Gas water heater: 60 gallon, EF = 0.80, RE = 0.92, Cap = 40kBTUh, UA = 4.02 BTU/hr-F, VentW: 50, AuxBTUh: 350 | NG-WtrHt-SmlStrg-Gas-lte75kBtuh-60G-0p80EF | 3B | COMMERCIAL | 7 = Commercial Process | TRUE | 3.3333 | Com-Default>2yrs | Each | ROB | 1239.98 | 433.993 |  |  |  | 805.987 | 17.3 | Small Commercial | kW | 0.00439 | 138 | Commercial | Small Commercial | Annual | 10 | 546.85 | 3% | 17.3 | 0.00439 | 138 | Small Boilers (<100 MMBtu/hr Heat Input):Controlled Low NOx Burner | 3.3333 | 60% | 60% |  |  |  | 90% | 90% | [6 empty] | 0% | 0% |  | 6.2083 | 6.5417 | 6.875 | 0 | 0 | 0 | 0 | 0 | 0 | 0 | 0 | 2023 Qtr 1: 1.5208; 2023 Qtr 2: 1.5417; 2023 Qtr 3: 1.5625; 2023 Qtr 4: 1.5833; 2024 Qtr 1: 1.6042; 2024 Qtr 2: 1.625; 2024 Qtr 3: 1.6458; 2024 Qtr 4: 1.6667; 2025 Qtr 1: 1.6875; 2025 Qtr 2: 1.7083; 2025 Qtr 3: 1.7292; 2025 Qtr 4: 1.75 | 19.625 | (Itron WO017 10-12 cost study)
MCE Commercial | Small storage Gas water heater: 60 gallon, EF = 0.80, RE = 0.92, Cap = 40kBTUh, UA = 4.02 BTU/hr-F, VentW: 50, AuxBTUh: 350 | NG-WtrHt-SmlStrg-Gas-lte75kBtuh-60G-0p80EF | 12 | COMMERCIAL | 7 = Commercial Process | TRUE | 3.3333 | Com-Default>2yrs | Each | ROB | 1239.98 | 433.993 |  |  |  | 805.987 | 15.1 | Small Commercial | kW | 0.0024 | 121 | Commercial | Small Commercial | Annual | 10 | 546.85 | 3% | 15.1 | 0.0024 | 121 | Small Boilers (<100 MMBtu/hr Heat Input):Controlled Low NOx Burner | 3.3333 | 60% | 60% |  |  |  | 90% | 90% | [6 empty] | 0% | 0% |  | 6.2083 | 6.5417 | 6.875 | 0 | 0 | 0 | 0 | 0 | 0 | 0 | 0 | 2023 Qtr 1: 1.5208; 2023 Qtr 2: 1.5417; 2023 Qtr 3: 1.5625; 2023 Qtr 4: 1.5833; 2024 Qtr 1: 1.6042; 2024 Qtr 2: 1.625; 2024 Qtr 3: 1.6458; 2024 Qtr 4: 1.6667; 2025 Qtr 1: 1.6875; 2025 Qtr 2: 1.7083; 2025 Qtr 3: 1.7292; 2025 Qtr 4: 1.75 | 19.625 | (Itron WO017 10-12 cost study)
MCE Commercial | Small storage Gas water heater: 60 gallon, EF = 0.82, RE = 0.92, Cap = 40kBTUh, UA = 3.26 BTU/hr-F, VentW: 50, AuxBTUh: 350 | NG-WtrHt-SmlStrg-Gas-lte75kBtuh-60G-0p82EF | 2 | COMMERCIAL | 7 = Commercial Process | TRUE | 3.3333 | Com-Default>2yrs | Each | ROB | 1239.98 | 433.993 |  |  |  | 805.987 | 17.9 | Small Commercial | kW | 0.00393 | 143 | Commercial | Small Commercial | Annual | 10 | 546.85 | 3% | 17.9 | 0.00393 | 143 | Small Boilers (<100 MMBtu/hr Heat Input):Controlled Low NOx Burner | 3.3333 | 60% | 60% |  |  |  | 90% | 90% | [6 empty] | 0% | 0% |  | 6.2083 | 6.5417 | 6.875 | 0 | 0 | 0 | 0 | 0 | 0 | 0 | 0 | 2023 Qtr 1: 1.5208; 2023 Qtr 2: 1.5417; 2023 Qtr 3: 1.5625; 2023 Qtr 4: 1.5833; 2024 Qtr 1: 1.6042; 2024 Qtr 2: 1.625; 2024 Qtr 3: 1.6458; 2024 Qtr 4: 1.6667; 2025 Qtr 1: 1.6875; 2025 Qtr 2: 1.7083; 2025 Qtr 3: 1.7292; 2025 Qtr 4: 1.75 | 19.625 | (Itron WO017 10-12 cost study)
MCE Commercial | Small storage Gas water heater: 60 gallon, EF = 0.82, RE = 0.92, Cap = 40kBTUh, UA = 3.26 BTU/hr-F, VentW: 50, AuxBTUh: 350 | NG-WtrHt-SmlStrg-Gas-lte75kBtuh-60G-0p82EF | 3A | COMMERCIAL | 7 = Commercial Process | TRUE | 3.3333 | Com-Default>2yrs | Each | ROB | 1239.98 | 433.993 |  |  |  | 805.987 | 17.8 | Small Commercial | kW | 0.0045 | 143 | Commercial | Small Commercial | Annual | 10 | 546.85 | 3% | 17.8 | 0.0045 | 143 | Small Boilers (<100 MMBtu/hr Heat Input):Controlled Low NOx Burner | 3.3333 | 60% | 60% |  |  |  | 90% | 90% | [6 empty] | 0% | 0% |  | 6.2083 | 6.5417 | 6.875 | 0 | 0 | 0 | 0 | 0 | 0 | 0 | 0 | 2023 Qtr 1: 1.5208; 2023 Qtr 2: 1.5417; 2023 Qtr 3: 1.5625; 2023 Qtr 4: 1.5833; 2024 Qtr 1: 1.6042; 2024 Qtr 2: 1.625; 2024 Qtr 3: 1.6458; 2024 Qtr 4: 1.6667; 2025 Qtr 1: 1.6875; 2025 Qtr 2: 1.7083; 2025 Qtr 3: 1.7292; 2025 Qtr 4: 1.75 | 19.625 | (Itron WO017 10-12 cost study)
MCE Commercial | Small storage Gas water heater: 60 gallon, EF = 0.82, RE = 0.92, Cap = 40kBTUh, UA = 3.26 BTU/hr-F, VentW: 50, AuxBTUh: 350 | NG-WtrHt-SmlStrg-Gas-lte75kBtuh-60G-0p82EF | 3B | COMMERCIAL | 7 = Commercial Process | TRUE | 3.3333 | Com-Default>2yrs | Each | ROB | 1239.98 | 433.993 |  |  |  | 805.987 | 17.8 | Small Commercial | kW | 0.0045 | 143 | Commercial | Small Commercial | Annual | 10 | 546.85 | 3% | 17.8 | 0.0045 | 143 | Small Boilers (<100 MMBtu/hr Heat Input):Controlled Low NOx Burner | 3.3333 | 60% | 60% |  |  |  | 90% | 90% | [6 empty] | 0% | 0% |  | 6.2083 | 6.5417 | 6.875 | 0 | 0 | 0 | 0 | 0 | 0 | 0 | 0 | 2023 Qtr 1: 1.5208; 2023 Qtr 2: 1.5417; 2023 Qtr 3: 1.5625; 2023 Qtr 4: 1.5833; 2024 Qtr 1: 1.6042; 2024 Qtr 2: 1.625; 2024 Qtr 3: 1.6458; 2024 Qtr 4: 1.6667; 2025 Qtr 1: 1.6875; 2025 Qtr 2: 1.7083; 2025 Qtr 3: 1.7292; 2025 Qtr 4: 1.75 | 19.625 | (Itron WO017 10-12 cost study)
MCE Commercial | Small storage Gas water heater: 60 gallon, EF = 0.82, RE = 0.92, Cap = 40kBTUh, UA = 3.26 BTU/hr-F, VentW: 50, AuxBTUh: 350 | NG-WtrHt-SmlStrg-Gas-lte75kBtuh-60G-0p82EF | 12 | COMMERCIAL | 7 = Commercial Process | TRUE | 3.3333 | Com-Default>2yrs | Each | ROB | 1239.98 | 433.993 |  |  |  | 805.987 | 15.6 | Small Commercial | kW | 0.00246 | 125 | Commercial | Small Commercial | Annual | 10 | 546.85 | 3% | 15.6 | 0.00246 | 125 | Small Boilers (<100 MMBtu/hr Heat Input):Controlled Low NOx Burner | 3.3333 | 60% | 60% |  |  |  | 90% | 90% | [6 empty] | 0% | 0% |  | 6.2083 | 6.5417 | 6.875 | 0 | 0 | 0 | 0 | 0 | 0 | 0 | 0 | 2023 Qtr 1: 1.5208; 2023 Qtr 2: 1.5417; 2023 Qtr 3: 1.5625; 2023 Qtr 4: 1.5833; 2024 Qtr 1: 1.6042; 2024 Qtr 2: 1.625; 2024 Qtr 3: 1.6458; 2024 Qtr 4: 1.6667; 2025 Qtr 1: 1.6875; 2025 Qtr 2: 1.7083; 2025 Qtr 3: 1.7292; 2025 Qtr 4: 1.75 | 19.625 | (Itron WO017 10-12 cost study)
MCE Commercial | [6 empty] | 0 |  |  |  | 0 | 0 |  |  |  | 0 |  |  | #N/A | [5 empty] | 0 | 0 | 3% |  |  |  |  | 0 | [13 empty] | 0% | 0% |  | 0 | 0 | 0 | 0 | 0 | 0 | 0 | 0 | 0 | 0 | 0 | 2023 Qtr 1: 0; 2023 Qtr 2: 0; 2023 Qtr 3: 0; 2023 Qtr 4: 0; 2024 Qtr 1: 0; 2024 Qtr 2: 0; 2024 Qtr 3: 0; 2024 Qtr 4: 0; 2025 Qtr 1: 0; 2025 Qtr 2: 0; 2025 Qtr 3: 0; 2025 Qtr 4: 0 | 0
MCE Commercial | Instantaneous Gas water heater: EF = 0.92, RE = 0.92, Cap = 150kBTUh, VentW: 50, AuxBTUh: 350 | NG-WtrHt-SmlInst-Gas-150kBtuh-lt2G-0p92EF | 2 | COMMERCIAL | 7 = Commercial Process | TRUE | 5 | Com-Default>2yrs | Each | ROB | 400 | 140 |  |  |  | 260 | 120 | Small Commercial | kW | 0.023 | 162 | Commercial | Small Commercial | Annual | 15 | 428.61 | 3% | 120 | 0.023 | 162 | Small Boilers (<100 MMBtu/hr Heat Input):Controlled Low NOx Burner | 5 | 60% | 60% |  |  |  | 90% | 90% | [6 empty] | 0% | 0% |  | 1.1641 | 1.2266 | 1.2891 | 0 | 0 | 0 | 0 | 0 | 0 | 0 | 0 | 2023 Qtr 1: 0.28516; 2023 Qtr 2: 0.28906; 2023 Qtr 3: 0.29297; 2023 Qtr 4: 0.29688; 2024 Qtr 1: 0.30078; 2024 Qtr 2: 0.30469; 2024 Qtr 3: 0.30859; 2024 Qtr 4: 0.3125; 2025 Qtr 1: 0.31641; 2025 Qtr 2: 0.32031; 2025 Qtr 3: 0.32422; 2025 Qtr 4: 0.32812 | 3.6797 | (Itron WO017 10-12 cost study)
MCE Commercial | Instantaneous Gas water heater: EF = 0.92, RE = 0.92, Cap = 150kBTUh, VentW: 50, AuxBTUh: 350 | NG-WtrHt-SmlInst-Gas-150kBtuh-lt2G-0p92EF | 3A | COMMERCIAL | 7 = Commercial Process | TRUE | 5 | Com-Default>2yrs | Each | ROB | 400 | 140 |  |  |  | 260 | 117 | Small Commercial | kW | 0.0245 | 151 | Commercial | Small Commercial | Annual | 15 | 428.61 | 3% | 117 | 0.0245 | 151 | Small Boilers (<100 MMBtu/hr Heat Input):Controlled Low NOx Burner | 5 | 60% | 60% |  |  |  | 90% | 90% | [6 empty] | 0% | 0% |  | 1.1641 | 1.2266 | 1.2891 | 0 | 0 | 0 | 0 | 0 | 0 | 0 | 0 | 2023 Qtr 1: 0.28516; 2023 Qtr 2: 0.28906; 2023 Qtr 3: 0.29297; 2023 Qtr 4: 0.29688; 2024 Qtr 1: 0.30078; 2024 Qtr 2: 0.30469; 2024 Qtr 3: 0.30859; 2024 Qtr 4: 0.3125; 2025 Qtr 1: 0.31641; 2025 Qtr 2: 0.32031; 2025 Qtr 3: 0.32422; 2025 Qtr 4: 0.32812 | 3.6797 | (Itron WO017 10-12 cost study)
MCE Commercial | Instantaneous Gas water heater: EF = 0.92, RE = 0.92, Cap = 150kBTUh, VentW: 50, AuxBTUh: 350 | NG-WtrHt-SmlInst-Gas-150kBtuh-lt2G-0p92EF | 3B | COMMERCIAL | 7 = Commercial Process | TRUE | 5 | Com-Default>2yrs | Each | ROB | 400 | 140 |  |  |  | 260 | 117 | Small Commercial | kW | 0.0245 | 151 | Commercial | Small Commercial | Annual | 15 | 428.61 | 3% | 117 | 0.0245 | 151 | Small Boilers (<100 MMBtu/hr Heat Input):Controlled Low NOx Burner | 5 | 60% | 60% |  |  |  | 90% | 90% | [6 empty] | 0% | 0% |  | 1.1641 | 1.2266 | 1.2891 | 0 | 0 | 0 | 0 | 0 | 0 | 0 | 0 | 2023 Qtr 1: 0.28516; 2023 Qtr 2: 0.28906; 2023 Qtr 3: 0.29297; 2023 Qtr 4: 0.29688; 2024 Qtr 1: 0.30078; 2024 Qtr 2: 0.30469; 2024 Qtr 3: 0.30859; 2024 Qtr 4: 0.3125; 2025 Qtr 1: 0.31641; 2025 Qtr 2: 0.32031; 2025 Qtr 3: 0.32422; 2025 Qtr 4: 0.32812 | 3.6797 | (Itron WO017 10-12 cost study)
MCE Commercial | Instantaneous Gas water heater: EF = 0.92, RE = 0.92, Cap = 150kBTUh, VentW: 50, AuxBTUh: 350 | NG-WtrHt-SmlInst-Gas-150kBtuh-lt2G-0p92EF | 12 | COMMERCIAL | 7 = Commercial Process | TRUE | 5 | Com-Default>2yrs | Each | ROB | 400 | 140 |  |  |  | 260 | 111 | Small Commercial | kW | 0.0222 | 143 | Commercial | Small Commercial | Annual | 15 | 428.61 | 3% | 111 | 0.0222 | 143 | Small Boilers (<100 MMBtu/hr Heat Input):Controlled Low NOx Burner | 5 | 60% | 60% |  |  |  | 90% | 90% | [6 empty] | 0% | 0% |  | 1.1641 | 1.2266 | 1.2891 | 0 | 0 | 0 | 0 | 0 | 0 | 0 | 0 | 2023 Qtr 1: 0.28516; 2023 Qtr 2: 0.28906; 2023 Qtr 3: 0.29297; 2023 Qtr 4: 0.29688; 2024 Qtr 1: 0.30078; 2024 Qtr 2: 0.30469; 2024 Qtr 3: 0.30859; 2024 Qtr 4: 0.3125; 2025 Qtr 1: 0.31641; 2025 Qtr 2: 0.32031; 2025 Qtr 3: 0.32422; 2025 Qtr 4: 0.32812 | 3.6797 | (Itron WO017 10-12 cost study)
MCE Commercial | [6 empty] | 0 |  |  |  | 0 | 0 |  |  |  | 0 |  |  | #N/A | [5 empty] | 0 | 0 | 3% |  |  |  |  | 0 | [13 empty] | 0% | 0% |  | 0 | 0 | 0 | 0 | 0 | 0 | 0 | 0 | 0 | 0 | 0 | 2023 Qtr 1: 0; 2023 Qtr 2: 0; 2023 Qtr 3: 0; 2023 Qtr 4: 0; 2024 Qtr 1: 0; 2024 Qtr 2: 0; 2024 Qtr 3: 0; 2024 Qtr 4: 0; 2025 Qtr 1: 0; 2025 Qtr 2: 0; 2025 Qtr 3: 0; 2025 Qtr 4: 0 | 0 | BldgType
MCE Commercial | Air cooled package reciprocating chiller (1.008 kW/ton) | NE-HVAC-Chlr-AirPkgRecip-AllSizes-1p008kwpton | 2 | COMMERCIAL | 3 = Commercial HVAC | TRUE | 6.6667 | NonRes-sAll-mHVAC-Chiller | Cap-Tons | ROB | 805.59 | 281.9565 |  |  |  | 523.6335 | 287 | Small Commercial | kW | 0.112 |  | Commercial | Small Commercial | Summer Only | 20 | 274.01 | 3% | 252 | 0.0985 |  | Small Boilers (<100 MMBtu/hr Heat Input):Controlled Low NOx Burner | 6.6667 | 58% | NA |  |  |  | 90% | 90% | [6 empty] | 0% | 0% |  | 0.62083 | 0.65417 | 0.6875 | 0 | 0 | 0 | 0 | 0 | 0 | 0 | 0 | 2023 Qtr 1: 0.15208; 2023 Qtr 2: 0.15417; 2023 Qtr 3: 0.15625; 2023 Qtr 4: 0.15833; 2024 Qtr 1: 0.16042; 2024 Qtr 2: 0.1625; 2024 Qtr 3: 0.16458; 2024 Qtr 4: 0.16667; 2025 Qtr 1: 0.16875; 2025 Qtr 2: 0.17083; 2025 Qtr 3: 0.17292; 2025 Qtr 4: 0.175 | 1.9625 | Hsp; (borrowed screw chiller cost from Itron WO017 10-12 cost study)
MCE Commercial | Air cooled package reciprocating chiller (1.008 kW/ton) | NE-HVAC-Chlr-AirPkgRecip-AllSizes-1p008kwpton | 3A | COMMERCIAL | 3 = Commercial HVAC | TRUE | 6.6667 | NonRes-sAll-mHVAC-Chiller | Cap-Tons | ROB | 805.59 | 281.9565 |  |  |  | 523.6335 | 282 | Small Commercial | kW | 0.0893 |  | Commercial | Small Commercial | Summer Only | 20 | 274.01 | 3% | 246 | 0.078 |  | Small Boilers (<100 MMBtu/hr Heat Input):Controlled Low NOx Burner | 6.6667 | 58% | NA |  |  |  | 90% | 90% | [6 empty] | 0% | 0% |  | 0.62083 | 0.65417 | 0.6875 | 0 | 0 | 0 | 0 | 0 | 0 | 0 | 0 | 2023 Qtr 1: 0.15208; 2023 Qtr 2: 0.15417; 2023 Qtr 3: 0.15625; 2023 Qtr 4: 0.15833; 2024 Qtr 1: 0.16042; 2024 Qtr 2: 0.1625; 2024 Qtr 3: 0.16458; 2024 Qtr 4: 0.16667; 2025 Qtr 1: 0.16875; 2025 Qtr 2: 0.17083; 2025 Qtr 3: 0.17292; 2025 Qtr 4: 0.175 | 1.9625 | Hsp; (borrowed screw chiller cost from Itron WO017 10-12 cost study)
MCE Commercial | Air cooled package reciprocating chiller (1.008 kW/ton) | NE-HVAC-Chlr-AirPkgRecip-AllSizes-1p008kwpton | 3B | COMMERCIAL | 3 = Commercial HVAC | TRUE | 6.6667 | NonRes-sAll-mHVAC-Chiller | Cap-Tons | ROB | 805.59 | 281.9565 |  |  |  | 523.6335 | 282 | Small Commercial | kW | 0.0893 |  | Commercial | Small Commercial | Summer Only | 20 | 274.01 | 3% | 246 | 0.078 |  | Small Boilers (<100 MMBtu/hr Heat Input):Controlled Low NOx Burner | 6.6667 | 58% | NA |  |  |  | 90% | 90% | [6 empty] | 0% | 0% |  | 0.62083 | 0.65417 | 0.6875 | 0 | 0 | 0 | 0 | 0 | 0 | 0 | 0 | 2023 Qtr 1: 0.15208; 2023 Qtr 2: 0.15417; 2023 Qtr 3: 0.15625; 2023 Qtr 4: 0.15833; 2024 Qtr 1: 0.16042; 2024 Qtr 2: 0.1625; 2024 Qtr 3: 0.16458; 2024 Qtr 4: 0.16667; 2025 Qtr 1: 0.16875; 2025 Qtr 2: 0.17083; 2025 Qtr 3: 0.17292; 2025 Qtr 4: 0.175 | 1.9625 | Hsp; (borrowed screw chiller cost from Itron WO017 10-12 cost study)
MCE Commercial | Air cooled package reciprocating chiller (1.008 kW/ton) | NE-HVAC-Chlr-AirPkgRecip-AllSizes-1p008kwpton | 12 | COMMERCIAL | 3 = Commercial HVAC | TRUE | 6.6667 | NonRes-sAll-mHVAC-Chiller | Cap-Tons | ROB | 805.59 | 281.9565 |  |  |  | 523.6335 | 389 | Small Commercial | kW | 0.177 |  | Commercial | Small Commercial | Summer Only | 20 | 274.01 | 3% | 342 | 0.156 |  | Small Boilers (<100 MMBtu/hr Heat Input):Controlled Low NOx Burner | 6.6667 | 58% | NA |  |  |  | 90% | 90% | [6 empty] | 0% | 0% |  | 0.62083 | 0.65417 | 0.6875 | 0 | 0 | 0 | 0 | 0 | 0 | 0 | 0 | 2023 Qtr 1: 0.15208; 2023 Qtr 2: 0.15417; 2023 Qtr 3: 0.15625; 2023 Qtr 4: 0.15833; 2024 Qtr 1: 0.16042; 2024 Qtr 2: 0.1625; 2024 Qtr 3: 0.16458; 2024 Qtr 4: 0.16667; 2025 Qtr 1: 0.16875; 2025 Qtr 2: 0.17083; 2025 Qtr 3: 0.17292; 2025 Qtr 4: 0.175 | 1.9625 | Hsp; (borrowed screw chiller cost from Itron WO017 10-12 cost study)
MCE Commercial | Air cooled package reciprocating chiller (1.008 kW/ton) | NE-HVAC-Chlr-AirPkgRecip-AllSizes-1p008kwpton | 2 | COMMERCIAL | 3 = Commercial HVAC | TRUE | 6.6667 | NonRes-sAll-mHVAC-Chiller | Cap-Tons | ROB | 805.59 | 281.9565 |  |  |  | 523.6335 | 326 | Small Commercial | kW | 0.109 |  | Commercial | Small Commercial | Summer Only | 20 | 274.01 | 3% | 286 | 0.0961 |  | Small Boilers (<100 MMBtu/hr Heat Input):Controlled Low NOx Burner | 6.6667 | 58% | NA |  |  |  | 90% | 90% | [6 empty] | 0% | 0% |  | 0.62083 | 0.65417 | 0.6875 | 0 | 0 | 0 | 0 | 0 | 0 | 0 | 0 | 2023 Qtr 1: 0.15208; 2023 Qtr 2: 0.15417; 2023 Qtr 3: 0.15625; 2023 Qtr 4: 0.15833; 2024 Qtr 1: 0.16042; 2024 Qtr 2: 0.1625; 2024 Qtr 3: 0.16458; 2024 Qtr 4: 0.16667; 2025 Qtr 1: 0.16875; 2025 Qtr 2: 0.17083; 2025 Qtr 3: 0.17292; 2025 Qtr 4: 0.175 | 1.9625 | Htl; (borrowed screw chiller cost from Itron WO017 10-12 cost study)
MCE Commercial | Air cooled package reciprocating chiller (1.008 kW/ton) | NE-HVAC-Chlr-AirPkgRecip-AllSizes-1p008kwpton | 3A | COMMERCIAL | 3 = Commercial HVAC | TRUE | 6.6667 | NonRes-sAll-mHVAC-Chiller | Cap-Tons | ROB | 805.59 | 281.9565 |  |  |  | 523.6335 | 304 | Small Commercial | kW | 0.0856 |  | Commercial | Small Commercial | Summer Only | 20 | 274.01 | 3% | 266 | 0.0749 |  | Small Boilers (<100 MMBtu/hr Heat Input):Controlled Low NOx Burner | 6.6667 | 58% | NA |  |  |  | 90% | 90% | [6 empty] | 0% | 0% |  | 0.62083 | 0.65417 | 0.6875 | 0 | 0 | 0 | 0 | 0 | 0 | 0 | 0 | 2023 Qtr 1: 0.15208; 2023 Qtr 2: 0.15417; 2023 Qtr 3: 0.15625; 2023 Qtr 4: 0.15833; 2024 Qtr 1: 0.16042; 2024 Qtr 2: 0.1625; 2024 Qtr 3: 0.16458; 2024 Qtr 4: 0.16667; 2025 Qtr 1: 0.16875; 2025 Qtr 2: 0.17083; 2025 Qtr 3: 0.17292; 2025 Qtr 4: 0.175 | 1.9625 | Htl; (borrowed screw chiller cost from Itron WO017 10-12 cost study)
MCE Commercial | Air cooled package reciprocating chiller (1.008 kW/ton) | NE-HVAC-Chlr-AirPkgRecip-AllSizes-1p008kwpton | 3B | COMMERCIAL | 3 = Commercial HVAC | TRUE | 6.6667 | NonRes-sAll-mHVAC-Chiller | Cap-Tons | ROB | 805.59 | 281.9565 |  |  |  | 523.6335 | 304 | Small Commercial | kW | 0.0856 |  | Commercial | Small Commercial | Summer Only | 20 | 274.01 | 3% | 266 | 0.0749 |  | Small Boilers (<100 MMBtu/hr Heat Input):Controlled Low NOx Burner | 6.6667 | 58% | NA |  |  |  | 90% | 90% | [6 empty] | 0% | 0% |  | 0.62083 | 0.65417 | 0.6875 | 0 | 0 | 0 | 0 | 0 | 0 | 0 | 0 | 2023 Qtr 1: 0.15208; 2023 Qtr 2: 0.15417; 2023 Qtr 3: 0.15625; 2023 Qtr 4: 0.15833; 2024 Qtr 1: 0.16042; 2024 Qtr 2: 0.1625; 2024 Qtr 3: 0.16458; 2024 Qtr 4: 0.16667; 2025 Qtr 1: 0.16875; 2025 Qtr 2: 0.17083; 2025 Qtr 3: 0.17292; 2025 Qtr 4: 0.175 | 1.9625 | Htl; (borrowed screw chiller cost from Itron WO017 10-12 cost study)
MCE Commercial | Air cooled package reciprocating chiller (1.008 kW/ton) | NE-HVAC-Chlr-AirPkgRecip-AllSizes-1p008kwpton | 12 | COMMERCIAL | 3 = Commercial HVAC | TRUE | 6.6667 | NonRes-sAll-mHVAC-Chiller | Cap-Tons | ROB | 805.59 | 281.9565 |  |  |  | 523.6335 | 350 | Small Commercial | kW | 0.168 |  | Commercial | Small Commercial | Summer Only | 20 | 274.01 | 3% | 309 | 0.149 |  | Small Boilers (<100 MMBtu/hr Heat Input):Controlled Low NOx Burner | 6.6667 | 58% | NA |  |  |  | 90% | 90% | [6 empty] | 0% | 0% |  | 0.62083 | 0.65417 | 0.6875 | 0 | 0 | 0 | 0 | 0 | 0 | 0 | 0 | 2023 Qtr 1: 0.15208; 2023 Qtr 2: 0.15417; 2023 Qtr 3: 0.15625; 2023 Qtr 4: 0.15833; 2024 Qtr 1: 0.16042; 2024 Qtr 2: 0.1625; 2024 Qtr 3: 0.16458; 2024 Qtr 4: 0.16667; 2025 Qtr 1: 0.16875; 2025 Qtr 2: 0.17083; 2025 Qtr 3: 0.17292; 2025 Qtr 4: 0.175 | 1.9625 | Htl; (borrowed screw chiller cost from Itron WO017 10-12 cost study)
MCE Commercial | Air cooled package reciprocating chiller (1.008 kW/ton) | NE-HVAC-Chlr-AirPkgRecip-AllSizes-1p008kwpton | 2 | COMMERCIAL | 3 = Commercial HVAC | TRUE | 6.6667 | NonRes-sAll-mHVAC-Chiller | Cap-Tons | ROB | 805.59 | 281.9565 |  |  |  | 523.6335 | 152 | Small Commercial | kW | 0.119 |  | Commercial | Small Commercial | Summer Only | 20 | 274.01 | 3% | 133 | 0.104 |  | Small Boilers (<100 MMBtu/hr Heat Input):Controlled Low NOx Burner | 6.6667 | 58% | NA |  |  |  | 90% | 90% | [6 empty] | 0% | 0% |  | 0.62083 | 0.65417 | 0.6875 | 0 | 0 | 0 | 0 | 0 | 0 | 0 | 0 | 2023 Qtr 1: 0.15208; 2023 Qtr 2: 0.15417; 2023 Qtr 3: 0.15625; 2023 Qtr 4: 0.15833; 2024 Qtr 1: 0.16042; 2024 Qtr 2: 0.1625; 2024 Qtr 3: 0.16458; 2024 Qtr 4: 0.16667; 2025 Qtr 1: 0.16875; 2025 Qtr 2: 0.17083; 2025 Qtr 3: 0.17292; 2025 Qtr 4: 0.175 | 1.9625 | MBT; (borrowed screw chiller cost from Itron WO017 10-12 cost study)
MCE Commercial | Air cooled package reciprocating chiller (1.008 kW/ton) | NE-HVAC-Chlr-AirPkgRecip-AllSizes-1p008kwpton | 3A | COMMERCIAL | 3 = Commercial HVAC | TRUE | 6.6667 | NonRes-sAll-mHVAC-Chiller | Cap-Tons | ROB | 805.59 | 281.9565 |  |  |  | 523.6335 | 117 | Small Commercial | kW | 0.0177 |  | Commercial | Small Commercial | Summer Only | 20 | 274.01 | 3% | 102 | 0.0155 |  | Small Boilers (<100 MMBtu/hr Heat Input):Controlled Low NOx Burner | 6.6667 | 58% | NA |  |  |  | 90% | 90% | [6 empty] | 0% | 0% |  | 0.62083 | 0.65417 | 0.6875 | 0 | 0 | 0 | 0 | 0 | 0 | 0 | 0 | 2023 Qtr 1: 0.15208; 2023 Qtr 2: 0.15417; 2023 Qtr 3: 0.15625; 2023 Qtr 4: 0.15833; 2024 Qtr 1: 0.16042; 2024 Qtr 2: 0.1625; 2024 Qtr 3: 0.16458; 2024 Qtr 4: 0.16667; 2025 Qtr 1: 0.16875; 2025 Qtr 2: 0.17083; 2025 Qtr 3: 0.17292; 2025 Qtr 4: 0.175 | 1.9625 | MBT; (borrowed screw chiller cost from Itron WO017 10-12 cost study)
MCE Commercial | Air cooled package reciprocating chiller (1.008 kW/ton) | NE-HVAC-Chlr-AirPkgRecip-AllSizes-1p008kwpton | 3B | COMMERCIAL | 3 = Commercial HVAC | TRUE | 6.6667 | NonRes-sAll-mHVAC-Chiller | Cap-Tons | ROB | 805.59 | 281.9565 |  |  |  | 523.6335 | 117 | Small Commercial | kW | 0.0177 |  | Commercial | Small Commercial | Summer Only | 20 | 274.01 | 3% | 102 | 0.0155 |  | Small Boilers (<100 MMBtu/hr Heat Input):Controlled Low NOx Burner | 6.6667 | 58% | NA |  |  |  | 90% | 90% | [6 empty] | 0% | 0% |  | 0.62083 | 0.65417 | 0.6875 | 0 | 0 | 0 | 0 | 0 | 0 | 0 | 0 | 2023 Qtr 1: 0.15208; 2023 Qtr 2: 0.15417; 2023 Qtr 3: 0.15625; 2023 Qtr 4: 0.15833; 2024 Qtr 1: 0.16042; 2024 Qtr 2: 0.1625; 2024 Qtr 3: 0.16458; 2024 Qtr 4: 0.16667; 2025 Qtr 1: 0.16875; 2025 Qtr 2: 0.17083; 2025 Qtr 3: 0.17292; 2025 Qtr 4: 0.175 | 1.9625 | MBT; (borrowed screw chiller cost from Itron WO017 10-12 cost study)
MCE Commercial | Air cooled package reciprocating chiller (1.008 kW/ton) | NE-HVAC-Chlr-AirPkgRecip-AllSizes-1p008kwpton | 12 | COMMERCIAL | 3 = Commercial HVAC | TRUE | 6.6667 | NonRes-sAll-mHVAC-Chiller | Cap-Tons | ROB | 805.59 | 281.9565 |  |  |  | 523.6335 | 191 | Small Commercial | kW | 0.176 |  | Commercial | Small Commercial | Summer Only | 20 | 274.01 | 3% | 168 | 0.155 |  | Small Boilers (<100 MMBtu/hr Heat Input):Controlled Low NOx Burner | 6.6667 | 58% | NA |  |  |  | 90% | 90% | [6 empty] | 0% | 0% |  | 0.62083 | 0.65417 | 0.6875 | 0 | 0 | 0 | 0 | 0 | 0 | 0 | 0 | 2023 Qtr 1: 0.15208; 2023 Qtr 2: 0.15417; 2023 Qtr 3: 0.15625; 2023 Qtr 4: 0.15833; 2024 Qtr 1: 0.16042; 2024 Qtr 2: 0.1625; 2024 Qtr 3: 0.16458; 2024 Qtr 4: 0.16667; 2025 Qtr 1: 0.16875; 2025 Qtr 2: 0.17083; 2025 Qtr 3: 0.17292; 2025 Qtr 4: 0.175 | 1.9625 | MBT; (borrowed screw chiller cost from Itron WO017 10-12 cost study)
MCE Commercial | Air cooled package reciprocating chiller (1.008 kW/ton) | NE-HVAC-Chlr-AirPkgRecip-AllSizes-1p008kwpton | 2 | COMMERCIAL | 3 = Commercial HVAC | TRUE | 6.6667 | NonRes-sAll-mHVAC-Chiller | Cap-Tons | ROB | 805.59 | 281.9565 |  |  |  | 523.6335 | 194 | Small Commercial | kW | 0.0751 |  | Commercial | Small Commercial | Summer Only | 20 | 274.01 | 3% | 170 | 0.0659 |  | Small Boilers (<100 MMBtu/hr Heat Input):Controlled Low NOx Burner | 6.6667 | 58% | NA |  |  |  | 90% | 90% | [6 empty] | 0% | 0% |  | 0.62083 | 0.65417 | 0.6875 | 0 | 0 | 0 | 0 | 0 | 0 | 0 | 0 | 2023 Qtr 1: 0.15208; 2023 Qtr 2: 0.15417; 2023 Qtr 3: 0.15625; 2023 Qtr 4: 0.15833; 2024 Qtr 1: 0.16042; 2024 Qtr 2: 0.1625; 2024 Qtr 3: 0.16458; 2024 Qtr 4: 0.16667; 2025 Qtr 1: 0.16875; 2025 Qtr 2: 0.17083; 2025 Qtr 3: 0.17292; 2025 Qtr 4: 0.175 | 1.9625 | Nrs; (borrowed screw chiller cost from Itron WO017 10-12 cost study)
MCE Commercial | Air cooled package reciprocating chiller (1.008 kW/ton) | NE-HVAC-Chlr-AirPkgRecip-AllSizes-1p008kwpton | 3A | COMMERCIAL | 3 = Commercial HVAC | TRUE | 6.6667 | NonRes-sAll-mHVAC-Chiller | Cap-Tons | ROB | 805.59 | 281.9565 |  |  |  | 523.6335 | 181 | Small Commercial | kW | 0.0619 |  | Commercial | Small Commercial | Summer Only | 20 | 274.01 | 3% | 157 | 0.0539 |  | Small Boilers (<100 MMBtu/hr Heat Input):Controlled Low NOx Burner | 6.6667 | 58% | NA |  |  |  | 90% | 90% | [6 empty] | 0% | 0% |  | 0.62083 | 0.65417 | 0.6875 | 0 | 0 | 0 | 0 | 0 | 0 | 0 | 0 | 2023 Qtr 1: 0.15208; 2023 Qtr 2: 0.15417; 2023 Qtr 3: 0.15625; 2023 Qtr 4: 0.15833; 2024 Qtr 1: 0.16042; 2024 Qtr 2: 0.1625; 2024 Qtr 3: 0.16458; 2024 Qtr 4: 0.16667; 2025 Qtr 1: 0.16875; 2025 Qtr 2: 0.17083; 2025 Qtr 3: 0.17292; 2025 Qtr 4: 0.175 | 1.9625 | Nrs; (borrowed screw chiller cost from Itron WO017 10-12 cost study)
MCE Commercial | Air cooled package reciprocating chiller (1.008 kW/ton) | NE-HVAC-Chlr-AirPkgRecip-AllSizes-1p008kwpton | 3B | COMMERCIAL | 3 = Commercial HVAC | TRUE | 6.6667 | NonRes-sAll-mHVAC-Chiller | Cap-Tons | ROB | 805.59 | 281.9565 |  |  |  | 523.6335 | 181 | Small Commercial | kW | 0.0619 |  | Commercial | Small Commercial | Summer Only | 20 | 274.01 | 3% | 157 | 0.0539 |  | Small Boilers (<100 MMBtu/hr Heat Input):Controlled Low NOx Burner | 6.6667 | 58% | NA |  |  |  | 90% | 90% | [6 empty] | 0% | 0% |  | 0.62083 | 0.65417 | 0.6875 | 0 | 0 | 0 | 0 | 0 | 0 | 0 | 0 | 2023 Qtr 1: 0.15208; 2023 Qtr 2: 0.15417; 2023 Qtr 3: 0.15625; 2023 Qtr 4: 0.15833; 2024 Qtr 1: 0.16042; 2024 Qtr 2: 0.1625; 2024 Qtr 3: 0.16458; 2024 Qtr 4: 0.16667; 2025 Qtr 1: 0.16875; 2025 Qtr 2: 0.17083; 2025 Qtr 3: 0.17292; 2025 Qtr 4: 0.175 | 1.9625 | Nrs; (borrowed screw chiller cost from Itron WO017 10-12 cost study)
MCE Commercial | Air cooled package reciprocating chiller (1.008 kW/ton) | NE-HVAC-Chlr-AirPkgRecip-AllSizes-1p008kwpton | 12 | COMMERCIAL | 3 = Commercial HVAC | TRUE | 6.6667 | NonRes-sAll-mHVAC-Chiller | Cap-Tons | ROB | 805.59 | 281.9565 |  |  |  | 523.6335 | 239 | Small Commercial | kW | 0.146 |  | Commercial | Small Commercial | Summer Only | 20 | 274.01 | 3% | 210 | 0.129 |  | Small Boilers (<100 MMBtu/hr Heat Input):Controlled Low NOx Burner | 6.6667 | 58% | NA |  |  |  | 90% | 90% | [6 empty] | 0% | 0% |  | 0.62083 | 0.65417 | 0.6875 | 0 | 0 | 0 | 0 | 0 | 0 | 0 | 0 | 2023 Qtr 1: 0.15208; 2023 Qtr 2: 0.15417; 2023 Qtr 3: 0.15625; 2023 Qtr 4: 0.15833; 2024 Qtr 1: 0.16042; 2024 Qtr 2: 0.1625; 2024 Qtr 3: 0.16458; 2024 Qtr 4: 0.16667; 2025 Qtr 1: 0.16875; 2025 Qtr 2: 0.17083; 2025 Qtr 3: 0.17292; 2025 Qtr 4: 0.175 | 1.9625 | Nrs; (borrowed screw chiller cost from Itron WO017 10-12 cost study)
MCE Commercial | Air cooled package reciprocating chiller (1.008 kW/ton) | NE-HVAC-Chlr-AirPkgRecip-AllSizes-1p008kwpton | 2 | COMMERCIAL | 3 = Commercial HVAC | TRUE | 6.6667 | NonRes-sAll-mHVAC-Chiller | Cap-Tons | ROB | 805.59 | 281.9565 |  |  |  | 523.6335 | 173 | Small Commercial | kW | 0.109 |  | Commercial | Small Commercial | Summer Only | 20 | 274.01 | 3% | 152 | 0.0963 |  | Small Boilers (<100 MMBtu/hr Heat Input):Controlled Low NOx Burner | 6.6667 | 58% | NA |  |  |  | 90% | 90% | [6 empty] | 0% | 0% |  | 0.62083 | 0.65417 | 0.6875 | 0 | 0 | 0 | 0 | 0 | 0 | 0 | 0 | 2023 Qtr 1: 0.15208; 2023 Qtr 2: 0.15417; 2023 Qtr 3: 0.15625; 2023 Qtr 4: 0.15833; 2024 Qtr 1: 0.16042; 2024 Qtr 2: 0.1625; 2024 Qtr 3: 0.16458; 2024 Qtr 4: 0.16667; 2025 Qtr 1: 0.16875; 2025 Qtr 2: 0.17083; 2025 Qtr 3: 0.17292; 2025 Qtr 4: 0.175 | 1.9625 | OfL; (borrowed screw chiller cost from Itron WO017 10-12 cost study)
MCE Commercial | Air cooled package reciprocating chiller (1.008 kW/ton) | NE-HVAC-Chlr-AirPkgRecip-AllSizes-1p008kwpton | 3A | COMMERCIAL | 3 = Commercial HVAC | TRUE | 6.6667 | NonRes-sAll-mHVAC-Chiller | Cap-Tons | ROB | 805.59 | 281.9565 |  |  |  | 523.6335 | 135 | Small Commercial | kW | 0.0557 |  | Commercial | Small Commercial | Summer Only | 20 | 274.01 | 3% | 118 | 0.0487 |  | Small Boilers (<100 MMBtu/hr Heat Input):Controlled Low NOx Burner | 6.6667 | 58% | NA |  |  |  | 90% | 90% | [6 empty] | 0% | 0% |  | 0.62083 | 0.65417 | 0.6875 | 0 | 0 | 0 | 0 | 0 | 0 | 0 | 0 | 2023 Qtr 1: 0.15208; 2023 Qtr 2: 0.15417; 2023 Qtr 3: 0.15625; 2023 Qtr 4: 0.15833; 2024 Qtr 1: 0.16042; 2024 Qtr 2: 0.1625; 2024 Qtr 3: 0.16458; 2024 Qtr 4: 0.16667; 2025 Qtr 1: 0.16875; 2025 Qtr 2: 0.17083; 2025 Qtr 3: 0.17292; 2025 Qtr 4: 0.175 | 1.9625 | OfL; (borrowed screw chiller cost from Itron WO017 10-12 cost study)
MCE Commercial | Air cooled package reciprocating chiller (1.008 kW/ton) | NE-HVAC-Chlr-AirPkgRecip-AllSizes-1p008kwpton | 3B | COMMERCIAL | 3 = Commercial HVAC | TRUE | 6.6667 | NonRes-sAll-mHVAC-Chiller | Cap-Tons | ROB | 805.59 | 281.9565 |  |  |  | 523.6335 | 135 | Small Commercial | kW | 0.0557 |  | Commercial | Small Commercial | Summer Only | 20 | 274.01 | 3% | 118 | 0.0487 |  | Small Boilers (<100 MMBtu/hr Heat Input):Controlled Low NOx Burner | 6.6667 | 58% | NA |  |  |  | 90% | 90% | [6 empty] | 0% | 0% |  | 0.62083 | 0.65417 | 0.6875 | 0 | 0 | 0 | 0 | 0 | 0 | 0 | 0 | 2023 Qtr 1: 0.15208; 2023 Qtr 2: 0.15417; 2023 Qtr 3: 0.15625; 2023 Qtr 4: 0.15833; 2024 Qtr 1: 0.16042; 2024 Qtr 2: 0.1625; 2024 Qtr 3: 0.16458; 2024 Qtr 4: 0.16667; 2025 Qtr 1: 0.16875; 2025 Qtr 2: 0.17083; 2025 Qtr 3: 0.17292; 2025 Qtr 4: 0.175 | 1.9625 | OfL; (borrowed screw chiller cost from Itron WO017 10-12 cost study)
MCE Commercial | Air cooled package reciprocating chiller (1.008 kW/ton) | NE-HVAC-Chlr-AirPkgRecip-AllSizes-1p008kwpton | 12 | COMMERCIAL | 3 = Commercial HVAC | TRUE | 6.6667 | NonRes-sAll-mHVAC-Chiller | Cap-Tons | ROB | 805.59 | 281.9565 |  |  |  | 523.6335 | 214 | Small Commercial | kW | 0.176 |  | Commercial | Small Commercial | Summer Only | 20 | 274.01 | 3% | 190 | 0.157 |  | Small Boilers (<100 MMBtu/hr Heat Input):Controlled Low NOx Burner | 6.6667 | 58% | NA |  |  |  | 90% | 90% | [6 empty] | 0% | 0% |  | 0.62083 | 0.65417 | 0.6875 | 0 | 0 | 0 | 0 | 0 | 0 | 0 | 0 | 2023 Qtr 1: 0.15208; 2023 Qtr 2: 0.15417; 2023 Qtr 3: 0.15625; 2023 Qtr 4: 0.15833; 2024 Qtr 1: 0.16042; 2024 Qtr 2: 0.1625; 2024 Qtr 3: 0.16458; 2024 Qtr 4: 0.16667; 2025 Qtr 1: 0.16875; 2025 Qtr 2: 0.17083; 2025 Qtr 3: 0.17292; 2025 Qtr 4: 0.175 | 1.9625 | OfL; (borrowed screw chiller cost from Itron WO017 10-12 cost study)
MCE Commercial | Air cooled package reciprocating chiller (1.008 kW/ton) | NE-HVAC-Chlr-AirPkgRecip-AllSizes-1p008kwpton | 2 | COMMERCIAL | 3 = Commercial HVAC | TRUE | 6.6667 | NonRes-sAll-mHVAC-Chiller | Cap-Tons | ROB | 805.59 | 281.9565 |  |  |  | 523.6335 | 154 | Small Commercial | kW | 0.117 |  | Commercial | Small Commercial | Summer Only | 20 | 274.01 | 3% | 135 | 0.103 |  | Small Boilers (<100 MMBtu/hr Heat Input):Controlled Low NOx Burner | 6.6667 | 58% | NA |  |  |  | 90% | 90% | [6 empty] | 0% | 0% |  | 0.62083 | 0.65417 | 0.6875 | 0 | 0 | 0 | 0 | 0 | 0 | 0 | 0 | 2023 Qtr 1: 0.15208; 2023 Qtr 2: 0.15417; 2023 Qtr 3: 0.15625; 2023 Qtr 4: 0.15833; 2024 Qtr 1: 0.16042; 2024 Qtr 2: 0.1625; 2024 Qtr 3: 0.16458; 2024 Qtr 4: 0.16667; 2025 Qtr 1: 0.16875; 2025 Qtr 2: 0.17083; 2025 Qtr 3: 0.17292; 2025 Qtr 4: 0.175 | 1.9625 | OfS; (borrowed screw chiller cost from Itron WO017 10-12 cost study)
MCE Commercial | Air cooled package reciprocating chiller (1.008 kW/ton) | NE-HVAC-Chlr-AirPkgRecip-AllSizes-1p008kwpton | 3A | COMMERCIAL | 3 = Commercial HVAC | TRUE | 6.6667 | NonRes-sAll-mHVAC-Chiller | Cap-Tons | ROB | 805.59 | 281.9565 |  |  |  | 523.6335 | 115 | Small Commercial | kW | 0.0343 |  | Commercial | Small Commercial | Summer Only | 20 | 274.01 | 3% | 101 | 0.0299 |  | Small Boilers (<100 MMBtu/hr Heat Input):Controlled Low NOx Burner | 6.6667 | 58% | NA |  |  |  | 90% | 90% | [6 empty] | 0% | 0% |  | 0.62083 | 0.65417 | 0.6875 | 0 | 0 | 0 | 0 | 0 | 0 | 0 | 0 | 2023 Qtr 1: 0.15208; 2023 Qtr 2: 0.15417; 2023 Qtr 3: 0.15625; 2023 Qtr 4: 0.15833; 2024 Qtr 1: 0.16042; 2024 Qtr 2: 0.1625; 2024 Qtr 3: 0.16458; 2024 Qtr 4: 0.16667; 2025 Qtr 1: 0.16875; 2025 Qtr 2: 0.17083; 2025 Qtr 3: 0.17292; 2025 Qtr 4: 0.175 | 1.9625 | OfS; (borrowed screw chiller cost from Itron WO017 10-12 cost study)
MCE Commercial | Air cooled package reciprocating chiller (1.008 kW/ton) | NE-HVAC-Chlr-AirPkgRecip-AllSizes-1p008kwpton | 3B | COMMERCIAL | 3 = Commercial HVAC | TRUE | 6.6667 | NonRes-sAll-mHVAC-Chiller | Cap-Tons | ROB | 805.59 | 281.9565 |  |  |  | 523.6335 | 115 | Small Commercial | kW | 0.0343 |  | Commercial | Small Commercial | Summer Only | 20 | 274.01 | 3% | 101 | 0.0299 |  | Small Boilers (<100 MMBtu/hr Heat Input):Controlled Low NOx Burner | 6.6667 | 58% | NA |  |  |  | 90% | 90% | [6 empty] | 0% | 0% |  | 0.62083 | 0.65417 | 0.6875 | 0 | 0 | 0 | 0 | 0 | 0 | 0 | 0 | 2023 Qtr 1: 0.15208; 2023 Qtr 2: 0.15417; 2023 Qtr 3: 0.15625; 2023 Qtr 4: 0.15833; 2024 Qtr 1: 0.16042; 2024 Qtr 2: 0.1625; 2024 Qtr 3: 0.16458; 2024 Qtr 4: 0.16667; 2025 Qtr 1: 0.16875; 2025 Qtr 2: 0.17083; 2025 Qtr 3: 0.17292; 2025 Qtr 4: 0.175 | 1.9625 | OfS; (borrowed screw chiller cost from Itron WO017 10-12 cost study)
MCE Commercial | Air cooled package reciprocating chiller (1.008 kW/ton) | NE-HVAC-Chlr-AirPkgRecip-AllSizes-1p008kwpton | 12 | COMMERCIAL | 3 = Commercial HVAC | TRUE | 6.6667 | NonRes-sAll-mHVAC-Chiller | Cap-Tons | ROB | 805.59 | 281.9565 |  |  |  | 523.6335 | 190 | Small Commercial | kW | 0.176 |  | Commercial | Small Commercial | Summer Only | 20 | 274.01 | 3% | 167 | 0.155 |  | Small Boilers (<100 MMBtu/hr Heat Input):Controlled Low NOx Burner | 6.6667 | 58% | NA |  |  |  | 90% | 90% | [6 empty] | 0% | 0% |  | 0.62083 | 0.65417 | 0.6875 | 0 | 0 | 0 | 0 | 0 | 0 | 0 | 0 | 2023 Qtr 1: 0.15208; 2023 Qtr 2: 0.15417; 2023 Qtr 3: 0.15625; 2023 Qtr 4: 0.15833; 2024 Qtr 1: 0.16042; 2024 Qtr 2: 0.1625; 2024 Qtr 3: 0.16458; 2024 Qtr 4: 0.16667; 2025 Qtr 1: 0.16875; 2025 Qtr 2: 0.17083; 2025 Qtr 3: 0.17292; 2025 Qtr 4: 0.175 | 1.9625 | OfS; (borrowed screw chiller cost from Itron WO017 10-12 cost study)
MCE Commercial | Air cooled package reciprocating chiller (1.008 kW/ton) | NE-HVAC-Chlr-AirPkgRecip-AllSizes-1p008kwpton | 2 | COMMERCIAL | 3 = Commercial HVAC | TRUE | 6.6667 | NonRes-sAll-mHVAC-Chiller | Cap-Tons | ROB | 805.59 | 281.9565 |  |  |  | 523.6335 | 183 | Small Commercial | kW | 0.0807 |  | Commercial | Small Commercial | Summer Only | 20 | 274.01 | 3% | 160 | 0.0706 |  | Small Boilers (<100 MMBtu/hr Heat Input):Controlled Low NOx Burner | 6.6667 | 58% | NA |  |  |  | 90% | 90% | [6 empty] | 0% | 0% |  | 0.62083 | 0.65417 | 0.6875 | 0 | 0 | 0 | 0 | 0 | 0 | 0 | 0 | 2023 Qtr 1: 0.15208; 2023 Qtr 2: 0.15417; 2023 Qtr 3: 0.15625; 2023 Qtr 4: 0.15833; 2024 Qtr 1: 0.16042; 2024 Qtr 2: 0.1625; 2024 Qtr 3: 0.16458; 2024 Qtr 4: 0.16667; 2025 Qtr 1: 0.16875; 2025 Qtr 2: 0.17083; 2025 Qtr 3: 0.17292; 2025 Qtr 4: 0.175 | 1.9625 | Rt3; (borrowed screw chiller cost from Itron WO017 10-12 cost study)
MCE Commercial | Air cooled package reciprocating chiller (1.008 kW/ton) | NE-HVAC-Chlr-AirPkgRecip-AllSizes-1p008kwpton | 3A | COMMERCIAL | 3 = Commercial HVAC | TRUE | 6.6667 | NonRes-sAll-mHVAC-Chiller | Cap-Tons | ROB | 805.59 | 281.9565 |  |  |  | 523.6335 | 154 | Small Commercial | kW | 0.0702 |  | Commercial | Small Commercial | Summer Only | 20 | 274.01 | 3% | 135 | 0.0613 |  | Small Boilers (<100 MMBtu/hr Heat Input):Controlled Low NOx Burner | 6.6667 | 58% | NA |  |  |  | 90% | 90% | [6 empty] | 0% | 0% |  | 0.62083 | 0.65417 | 0.6875 | 0 | 0 | 0 | 0 | 0 | 0 | 0 | 0 | 2023 Qtr 1: 0.15208; 2023 Qtr 2: 0.15417; 2023 Qtr 3: 0.15625; 2023 Qtr 4: 0.15833; 2024 Qtr 1: 0.16042; 2024 Qtr 2: 0.1625; 2024 Qtr 3: 0.16458; 2024 Qtr 4: 0.16667; 2025 Qtr 1: 0.16875; 2025 Qtr 2: 0.17083; 2025 Qtr 3: 0.17292; 2025 Qtr 4: 0.175 | 1.9625 | Rt3; (borrowed screw chiller cost from Itron WO017 10-12 cost study)
MCE Commercial | Air cooled package reciprocating chiller (1.008 kW/ton) | NE-HVAC-Chlr-AirPkgRecip-AllSizes-1p008kwpton | 3B | COMMERCIAL | 3 = Commercial HVAC | TRUE | 6.6667 | NonRes-sAll-mHVAC-Chiller | Cap-Tons | ROB | 805.59 | 281.9565 |  |  |  | 523.6335 | 154 | Small Commercial | kW | 0.0702 |  | Commercial | Small Commercial | Summer Only | 20 | 274.01 | 3% | 135 | 0.0613 |  | Small Boilers (<100 MMBtu/hr Heat Input):Controlled Low NOx Burner | 6.6667 | 58% | NA |  |  |  | 90% | 90% | [6 empty] | 0% | 0% |  | 0.62083 | 0.65417 | 0.6875 | 0 | 0 | 0 | 0 | 0 | 0 | 0 | 0 | 2023 Qtr 1: 0.15208; 2023 Qtr 2: 0.15417; 2023 Qtr 3: 0.15625; 2023 Qtr 4: 0.15833; 2024 Qtr 1: 0.16042; 2024 Qtr 2: 0.1625; 2024 Qtr 3: 0.16458; 2024 Qtr 4: 0.16667; 2025 Qtr 1: 0.16875; 2025 Qtr 2: 0.17083; 2025 Qtr 3: 0.17292; 2025 Qtr 4: 0.175 | 1.9625 | Rt3; (borrowed screw chiller cost from Itron WO017 10-12 cost study)
MCE Commercial | Air cooled package reciprocating chiller (1.008 kW/ton) | NE-HVAC-Chlr-AirPkgRecip-AllSizes-1p008kwpton | 12 | COMMERCIAL | 3 = Commercial HVAC | TRUE | 6.6667 | NonRes-sAll-mHVAC-Chiller | Cap-Tons | ROB | 805.59 | 281.9565 |  |  |  | 523.6335 | 226 | Small Commercial | kW | 0.144 |  | Commercial | Small Commercial | Summer Only | 20 | 274.01 | 3% | 199 | 0.127 |  | Small Boilers (<100 MMBtu/hr Heat Input):Controlled Low NOx Burner | 6.6667 | 58% | NA |  |  |  | 90% | 90% | [6 empty] | 0% | 0% |  | 0.62083 | 0.65417 | 0.6875 | 0 | 0 | 0 | 0 | 0 | 0 | 0 | 0 | 2023 Qtr 1: 0.15208; 2023 Qtr 2: 0.15417; 2023 Qtr 3: 0.15625; 2023 Qtr 4: 0.15833; 2024 Qtr 1: 0.16042; 2024 Qtr 2: 0.1625; 2024 Qtr 3: 0.16458; 2024 Qtr 4: 0.16667; 2025 Qtr 1: 0.16875; 2025 Qtr 2: 0.17083; 2025 Qtr 3: 0.17292; 2025 Qtr 4: 0.175 | 1.9625 | Rt3; (borrowed screw chiller cost from Itron WO017 10-12 cost study)
MCE Commercial | Air cooled screw chiller (1.008 kW/ton) | NE-HVAC-Chlr-AirScrew-AllSizes-1p008kwpton | 2 | COMMERCIAL | 3 = Commercial HVAC | TRUE | 6.6667 | NonRes-sAll-mHVAC-Chiller | Cap-Tons | ROB | 805.59 | 281.9565 |  |  |  | 523.6335 | 319 | Small Commercial | kW | 0.121 |  | Commercial | Small Commercial | Summer Only | 20 | 274.01 | 3% | 280 | 0.107 |  | Small Boilers (<100 MMBtu/hr Heat Input):Controlled Low NOx Burner | 6.6667 | 58% | NA |  |  |  | 90% | 90% | [6 empty] | 0% | 0% |  | 0.62083 | 0.65417 | 0.6875 | 0 | 0 | 0 | 0 | 0 | 0 | 0 | 0 | 2023 Qtr 1: 0.15208; 2023 Qtr 2: 0.15417; 2023 Qtr 3: 0.15625; 2023 Qtr 4: 0.15833; 2024 Qtr 1: 0.16042; 2024 Qtr 2: 0.1625; 2024 Qtr 3: 0.16458; 2024 Qtr 4: 0.16667; 2025 Qtr 1: 0.16875; 2025 Qtr 2: 0.17083; 2025 Qtr 3: 0.17292; 2025 Qtr 4: 0.175 | 1.9625 | Hsp; (assumed 130 ton, per Itron WO017 10-12 cost study)
MCE Commercial | Air cooled screw chiller (1.008 kW/ton) | NE-HVAC-Chlr-AirScrew-AllSizes-1p008kwpton | 3A | COMMERCIAL | 3 = Commercial HVAC | TRUE | 6.6667 | NonRes-sAll-mHVAC-Chiller | Cap-Tons | ROB | 805.59 | 281.9565 |  |  |  | 523.6335 | 316 | Small Commercial | kW | 0.0952 |  | Commercial | Small Commercial | Summer Only | 20 | 274.01 | 3% | 275 | 0.0832 |  | Small Boilers (<100 MMBtu/hr Heat Input):Controlled Low NOx Burner | 6.6667 | 58% | NA |  |  |  | 90% | 90% | [6 empty] | 0% | 0% |  | 0.62083 | 0.65417 | 0.6875 | 0 | 0 | 0 | 0 | 0 | 0 | 0 | 0 | 2023 Qtr 1: 0.15208; 2023 Qtr 2: 0.15417; 2023 Qtr 3: 0.15625; 2023 Qtr 4: 0.15833; 2024 Qtr 1: 0.16042; 2024 Qtr 2: 0.1625; 2024 Qtr 3: 0.16458; 2024 Qtr 4: 0.16667; 2025 Qtr 1: 0.16875; 2025 Qtr 2: 0.17083; 2025 Qtr 3: 0.17292; 2025 Qtr 4: 0.175 | 1.9625 | Hsp; (assumed 130 ton, per Itron WO017 10-12 cost study)
MCE Commercial | Air cooled screw chiller (1.008 kW/ton) | NE-HVAC-Chlr-AirScrew-AllSizes-1p008kwpton | 3B | COMMERCIAL | 3 = Commercial HVAC | TRUE | 6.6667 | NonRes-sAll-mHVAC-Chiller | Cap-Tons | ROB | 805.59 | 281.9565 |  |  |  | 523.6335 | 316 | Small Commercial | kW | 0.0952 |  | Commercial | Small Commercial | Summer Only | 20 | 274.01 | 3% | 275 | 0.0832 |  | Small Boilers (<100 MMBtu/hr Heat Input):Controlled Low NOx Burner | 6.6667 | 58% | NA |  |  |  | 90% | 90% | [6 empty] | 0% | 0% |  | 0.62083 | 0.65417 | 0.6875 | 0 | 0 | 0 | 0 | 0 | 0 | 0 | 0 | 2023 Qtr 1: 0.15208; 2023 Qtr 2: 0.15417; 2023 Qtr 3: 0.15625; 2023 Qtr 4: 0.15833; 2024 Qtr 1: 0.16042; 2024 Qtr 2: 0.1625; 2024 Qtr 3: 0.16458; 2024 Qtr 4: 0.16667; 2025 Qtr 1: 0.16875; 2025 Qtr 2: 0.17083; 2025 Qtr 3: 0.17292; 2025 Qtr 4: 0.175 | 1.9625 | Hsp; (assumed 130 ton, per Itron WO017 10-12 cost study)
MCE Commercial | Air cooled screw chiller (1.008 kW/ton) | NE-HVAC-Chlr-AirScrew-AllSizes-1p008kwpton | 12 | COMMERCIAL | 3 = Commercial HVAC | TRUE | 6.6667 | NonRes-sAll-mHVAC-Chiller | Cap-Tons | ROB | 805.59 | 281.9565 |  |  |  | 523.6335 | 427 | Small Commercial | kW | 0.186 |  | Commercial | Small Commercial | Summer Only | 20 | 274.01 | 3% | 376 | 0.164 |  | Small Boilers (<100 MMBtu/hr Heat Input):Controlled Low NOx Burner | 6.6667 | 58% | NA |  |  |  | 90% | 90% | [6 empty] | 0% | 0% |  | 0.62083 | 0.65417 | 0.6875 | 0 | 0 | 0 | 0 | 0 | 0 | 0 | 0 | 2023 Qtr 1: 0.15208; 2023 Qtr 2: 0.15417; 2023 Qtr 3: 0.15625; 2023 Qtr 4: 0.15833; 2024 Qtr 1: 0.16042; 2024 Qtr 2: 0.1625; 2024 Qtr 3: 0.16458; 2024 Qtr 4: 0.16667; 2025 Qtr 1: 0.16875; 2025 Qtr 2: 0.17083; 2025 Qtr 3: 0.17292; 2025 Qtr 4: 0.175 | 1.9625 | Hsp; (assumed 130 ton, per Itron WO017 10-12 cost study)
MCE Commercial | Air cooled screw chiller (1.008 kW/ton) | NE-HVAC-Chlr-AirScrew-AllSizes-1p008kwpton | 2 | COMMERCIAL | 3 = Commercial HVAC | TRUE | 6.6667 | NonRes-sAll-mHVAC-Chiller | Cap-Tons | ROB | 805.59 | 281.9565 |  |  |  | 523.6335 | 371 | Small Commercial | kW | 0.116 |  | Commercial | Small Commercial | Summer Only | 20 | 274.01 | 3% | 326 | 0.102 |  | Small Boilers (<100 MMBtu/hr Heat Input):Controlled Low NOx Burner | 6.6667 | 58% | NA |  |  |  | 90% | 90% | [6 empty] | 0% | 0% |  | 0.62083 | 0.65417 | 0.6875 | 0 | 0 | 0 | 0 | 0 | 0 | 0 | 0 | 2023 Qtr 1: 0.15208; 2023 Qtr 2: 0.15417; 2023 Qtr 3: 0.15625; 2023 Qtr 4: 0.15833; 2024 Qtr 1: 0.16042; 2024 Qtr 2: 0.1625; 2024 Qtr 3: 0.16458; 2024 Qtr 4: 0.16667; 2025 Qtr 1: 0.16875; 2025 Qtr 2: 0.17083; 2025 Qtr 3: 0.17292; 2025 Qtr 4: 0.175 | 1.9625 | Htl; (assumed 130 ton, per Itron WO017 10-12 cost study)
MCE Commercial | Air cooled screw chiller (1.008 kW/ton) | NE-HVAC-Chlr-AirScrew-AllSizes-1p008kwpton | 3A | COMMERCIAL | 3 = Commercial HVAC | TRUE | 6.6667 | NonRes-sAll-mHVAC-Chiller | Cap-Tons | ROB | 805.59 | 281.9565 |  |  |  | 523.6335 | 350 | Small Commercial | kW | 0.0942 |  | Commercial | Small Commercial | Summer Only | 20 | 274.01 | 3% | 306 | 0.0824 |  | Small Boilers (<100 MMBtu/hr Heat Input):Controlled Low NOx Burner | 6.6667 | 58% | NA |  |  |  | 90% | 90% | [6 empty] | 0% | 0% |  | 0.62083 | 0.65417 | 0.6875 | 0 | 0 | 0 | 0 | 0 | 0 | 0 | 0 | 2023 Qtr 1: 0.15208; 2023 Qtr 2: 0.15417; 2023 Qtr 3: 0.15625; 2023 Qtr 4: 0.15833; 2024 Qtr 1: 0.16042; 2024 Qtr 2: 0.1625; 2024 Qtr 3: 0.16458; 2024 Qtr 4: 0.16667; 2025 Qtr 1: 0.16875; 2025 Qtr 2: 0.17083; 2025 Qtr 3: 0.17292; 2025 Qtr 4: 0.175 | 1.9625 | Htl; (assumed 130 ton, per Itron WO017 10-12 cost study)
MCE Commercial | Air cooled screw chiller (1.008 kW/ton) | NE-HVAC-Chlr-AirScrew-AllSizes-1p008kwpton | 3B | COMMERCIAL | 3 = Commercial HVAC | TRUE | 6.6667 | NonRes-sAll-mHVAC-Chiller | Cap-Tons | ROB | 805.59 | 281.9565 |  |  |  | 523.6335 | 350 | Small Commercial | kW | 0.0942 |  | Commercial | Small Commercial | Summer Only | 20 | 274.01 | 3% | 306 | 0.0824 |  | Small Boilers (<100 MMBtu/hr Heat Input):Controlled Low NOx Burner | 6.6667 | 58% | NA |  |  |  | 90% | 90% | [6 empty] | 0% | 0% |  | 0.62083 | 0.65417 | 0.6875 | 0 | 0 | 0 | 0 | 0 | 0 | 0 | 0 | 2023 Qtr 1: 0.15208; 2023 Qtr 2: 0.15417; 2023 Qtr 3: 0.15625; 2023 Qtr 4: 0.15833; 2024 Qtr 1: 0.16042; 2024 Qtr 2: 0.1625; 2024 Qtr 3: 0.16458; 2024 Qtr 4: 0.16667; 2025 Qtr 1: 0.16875; 2025 Qtr 2: 0.17083; 2025 Qtr 3: 0.17292; 2025 Qtr 4: 0.175 | 1.9625 | Htl; (assumed 130 ton, per Itron WO017 10-12 cost study)
MCE Commercial | Air cooled screw chiller (1.008 kW/ton) | NE-HVAC-Chlr-AirScrew-AllSizes-1p008kwpton | 12 | COMMERCIAL | 3 = Commercial HVAC | TRUE | 6.6667 | NonRes-sAll-mHVAC-Chiller | Cap-Tons | ROB | 805.59 | 281.9565 |  |  |  | 523.6335 | 397 | Small Commercial | kW | 0.189 |  | Commercial | Small Commercial | Summer Only | 20 | 274.01 | 3% | 351 | 0.167 |  | Small Boilers (<100 MMBtu/hr Heat Input):Controlled Low NOx Burner | 6.6667 | 58% | NA |  |  |  | 90% | 90% | [6 empty] | 0% | 0% |  | 0.62083 | 0.65417 | 0.6875 | 0 | 0 | 0 | 0 | 0 | 0 | 0 | 0 | 2023 Qtr 1: 0.15208; 2023 Qtr 2: 0.15417; 2023 Qtr 3: 0.15625; 2023 Qtr 4: 0.15833; 2024 Qtr 1: 0.16042; 2024 Qtr 2: 0.1625; 2024 Qtr 3: 0.16458; 2024 Qtr 4: 0.16667; 2025 Qtr 1: 0.16875; 2025 Qtr 2: 0.17083; 2025 Qtr 3: 0.17292; 2025 Qtr 4: 0.175 | 1.9625 | Htl; (assumed 130 ton, per Itron WO017 10-12 cost study)
MCE Commercial | Air cooled screw chiller (1.008 kW/ton) | NE-HVAC-Chlr-AirScrew-AllSizes-1p008kwpton | 2 | COMMERCIAL | 3 = Commercial HVAC | TRUE | 6.6667 | NonRes-sAll-mHVAC-Chiller | Cap-Tons | ROB | 805.59 | 281.9565 |  |  |  | 523.6335 | 169 | Small Commercial | kW | 0.128 |  | Commercial | Small Commercial | Summer Only | 20 | 274.01 | 3% | 148 | 0.112 |  | Small Boilers (<100 MMBtu/hr Heat Input):Controlled Low NOx Burner | 6.6667 | 58% | NA |  |  |  | 90% | 90% | [6 empty] | 0% | 0% |  | 0.62083 | 0.65417 | 0.6875 | 0 | 0 | 0 | 0 | 0 | 0 | 0 | 0 | 2023 Qtr 1: 0.15208; 2023 Qtr 2: 0.15417; 2023 Qtr 3: 0.15625; 2023 Qtr 4: 0.15833; 2024 Qtr 1: 0.16042; 2024 Qtr 2: 0.1625; 2024 Qtr 3: 0.16458; 2024 Qtr 4: 0.16667; 2025 Qtr 1: 0.16875; 2025 Qtr 2: 0.17083; 2025 Qtr 3: 0.17292; 2025 Qtr 4: 0.175 | 1.9625 | MBT; (assumed 130 ton, per Itron WO017 10-12 cost study)
MCE Commercial | Air cooled screw chiller (1.008 kW/ton) | NE-HVAC-Chlr-AirScrew-AllSizes-1p008kwpton | 3A | COMMERCIAL | 3 = Commercial HVAC | TRUE | 6.6667 | NonRes-sAll-mHVAC-Chiller | Cap-Tons | ROB | 805.59 | 281.9565 |  |  |  | 523.6335 | 132 | Small Commercial | kW | 0.0206 |  | Commercial | Small Commercial | Summer Only | 20 | 274.01 | 3% | 115 | 0.018 |  | Small Boilers (<100 MMBtu/hr Heat Input):Controlled Low NOx Burner | 6.6667 | 58% | NA |  |  |  | 90% | 90% | [6 empty] | 0% | 0% |  | 0.62083 | 0.65417 | 0.6875 | 0 | 0 | 0 | 0 | 0 | 0 | 0 | 0 | 2023 Qtr 1: 0.15208; 2023 Qtr 2: 0.15417; 2023 Qtr 3: 0.15625; 2023 Qtr 4: 0.15833; 2024 Qtr 1: 0.16042; 2024 Qtr 2: 0.1625; 2024 Qtr 3: 0.16458; 2024 Qtr 4: 0.16667; 2025 Qtr 1: 0.16875; 2025 Qtr 2: 0.17083; 2025 Qtr 3: 0.17292; 2025 Qtr 4: 0.175 | 1.9625 | MBT; (assumed 130 ton, per Itron WO017 10-12 cost study)
MCE Commercial | Air cooled screw chiller (1.008 kW/ton) | NE-HVAC-Chlr-AirScrew-AllSizes-1p008kwpton | 3B | COMMERCIAL | 3 = Commercial HVAC | TRUE | 6.6667 | NonRes-sAll-mHVAC-Chiller | Cap-Tons | ROB | 805.59 | 281.9565 |  |  |  | 523.6335 | 132 | Small Commercial | kW | 0.0206 |  | Commercial | Small Commercial | Summer Only | 20 | 274.01 | 3% | 115 | 0.018 |  | Small Boilers (<100 MMBtu/hr Heat Input):Controlled Low NOx Burner | 6.6667 | 58% | NA |  |  |  | 90% | 90% | [6 empty] | 0% | 0% |  | 0.62083 | 0.65417 | 0.6875 | 0 | 0 | 0 | 0 | 0 | 0 | 0 | 0 | 2023 Qtr 1: 0.15208; 2023 Qtr 2: 0.15417; 2023 Qtr 3: 0.15625; 2023 Qtr 4: 0.15833; 2024 Qtr 1: 0.16042; 2024 Qtr 2: 0.1625; 2024 Qtr 3: 0.16458; 2024 Qtr 4: 0.16667; 2025 Qtr 1: 0.16875; 2025 Qtr 2: 0.17083; 2025 Qtr 3: 0.17292; 2025 Qtr 4: 0.175 | 1.9625 | MBT; (assumed 130 ton, per Itron WO017 10-12 cost study)
MCE Commercial | Air cooled screw chiller (1.008 kW/ton) | NE-HVAC-Chlr-AirScrew-AllSizes-1p008kwpton | 12 | COMMERCIAL | 3 = Commercial HVAC | TRUE | 6.6667 | NonRes-sAll-mHVAC-Chiller | Cap-Tons | ROB | 805.59 | 281.9565 |  |  |  | 523.6335 | 211 | Small Commercial | kW | 0.197 |  | Commercial | Small Commercial | Summer Only | 20 | 274.01 | 3% | 186 | 0.173 |  | Small Boilers (<100 MMBtu/hr Heat Input):Controlled Low NOx Burner | 6.6667 | 58% | NA |  |  |  | 90% | 90% | [6 empty] | 0% | 0% |  | 0.62083 | 0.65417 | 0.6875 | 0 | 0 | 0 | 0 | 0 | 0 | 0 | 0 | 2023 Qtr 1: 0.15208; 2023 Qtr 2: 0.15417; 2023 Qtr 3: 0.15625; 2023 Qtr 4: 0.15833; 2024 Qtr 1: 0.16042; 2024 Qtr 2: 0.1625; 2024 Qtr 3: 0.16458; 2024 Qtr 4: 0.16667; 2025 Qtr 1: 0.16875; 2025 Qtr 2: 0.17083; 2025 Qtr 3: 0.17292; 2025 Qtr 4: 0.175 | 1.9625 | MBT; (assumed 130 ton, per Itron WO017 10-12 cost study)
MCE Commercial | Air cooled screw chiller (1.008 kW/ton) | NE-HVAC-Chlr-AirScrew-AllSizes-1p008kwpton | 2 | COMMERCIAL | 3 = Commercial HVAC | TRUE | 6.6667 | NonRes-sAll-mHVAC-Chiller | Cap-Tons | ROB | 805.59 | 281.9565 |  |  |  | 523.6335 | 221 | Small Commercial | kW | 0.0826 |  | Commercial | Small Commercial | Summer Only | 20 | 274.01 | 3% | 194 | 0.0725 |  | Small Boilers (<100 MMBtu/hr Heat Input):Controlled Low NOx Burner | 6.6667 | 58% | NA |  |  |  | 90% | 90% | [6 empty] | 0% | 0% |  | 0.62083 | 0.65417 | 0.6875 | 0 | 0 | 0 | 0 | 0 | 0 | 0 | 0 | 2023 Qtr 1: 0.15208; 2023 Qtr 2: 0.15417; 2023 Qtr 3: 0.15625; 2023 Qtr 4: 0.15833; 2024 Qtr 1: 0.16042; 2024 Qtr 2: 0.1625; 2024 Qtr 3: 0.16458; 2024 Qtr 4: 0.16667; 2025 Qtr 1: 0.16875; 2025 Qtr 2: 0.17083; 2025 Qtr 3: 0.17292; 2025 Qtr 4: 0.175 | 1.9625 | Nrs; (assumed 130 ton, per Itron WO017 10-12 cost study)
MCE Commercial | Air cooled screw chiller (1.008 kW/ton) | NE-HVAC-Chlr-AirScrew-AllSizes-1p008kwpton | 3A | COMMERCIAL | 3 = Commercial HVAC | TRUE | 6.6667 | NonRes-sAll-mHVAC-Chiller | Cap-Tons | ROB | 805.59 | 281.9565 |  |  |  | 523.6335 | 210 | Small Commercial | kW | 0.0689 |  | Commercial | Small Commercial | Summer Only | 20 | 274.01 | 3% | 183 | 0.0601 |  | Small Boilers (<100 MMBtu/hr Heat Input):Controlled Low NOx Burner | 6.6667 | 58% | NA |  |  |  | 90% | 90% | [6 empty] | 0% | 0% |  | 0.62083 | 0.65417 | 0.6875 | 0 | 0 | 0 | 0 | 0 | 0 | 0 | 0 | 2023 Qtr 1: 0.15208; 2023 Qtr 2: 0.15417; 2023 Qtr 3: 0.15625; 2023 Qtr 4: 0.15833; 2024 Qtr 1: 0.16042; 2024 Qtr 2: 0.1625; 2024 Qtr 3: 0.16458; 2024 Qtr 4: 0.16667; 2025 Qtr 1: 0.16875; 2025 Qtr 2: 0.17083; 2025 Qtr 3: 0.17292; 2025 Qtr 4: 0.175 | 1.9625 | Nrs; (assumed 130 ton, per Itron WO017 10-12 cost study)
MCE Commercial | Air cooled screw chiller (1.008 kW/ton) | NE-HVAC-Chlr-AirScrew-AllSizes-1p008kwpton | 3B | COMMERCIAL | 3 = Commercial HVAC | TRUE | 6.6667 | NonRes-sAll-mHVAC-Chiller | Cap-Tons | ROB | 805.59 | 281.9565 |  |  |  | 523.6335 | 210 | Small Commercial | kW | 0.0689 |  | Commercial | Small Commercial | Summer Only | 20 | 274.01 | 3% | 183 | 0.0601 |  | Small Boilers (<100 MMBtu/hr Heat Input):Controlled Low NOx Burner | 6.6667 | 58% | NA |  |  |  | 90% | 90% | [6 empty] | 0% | 0% |  | 0.62083 | 0.65417 | 0.6875 | 0 | 0 | 0 | 0 | 0 | 0 | 0 | 0 | 2023 Qtr 1: 0.15208; 2023 Qtr 2: 0.15417; 2023 Qtr 3: 0.15625; 2023 Qtr 4: 0.15833; 2024 Qtr 1: 0.16042; 2024 Qtr 2: 0.1625; 2024 Qtr 3: 0.16458; 2024 Qtr 4: 0.16667; 2025 Qtr 1: 0.16875; 2025 Qtr 2: 0.17083; 2025 Qtr 3: 0.17292; 2025 Qtr 4: 0.175 | 1.9625 | Nrs; (assumed 130 ton, per Itron WO017 10-12 cost study)
MCE Commercial | Air cooled screw chiller (1.008 kW/ton) | NE-HVAC-Chlr-AirScrew-AllSizes-1p008kwpton | 12 | COMMERCIAL | 3 = Commercial HVAC | TRUE | 6.6667 | NonRes-sAll-mHVAC-Chiller | Cap-Tons | ROB | 805.59 | 281.9565 |  |  |  | 523.6335 | 272 | Small Commercial | kW | 0.164 |  | Commercial | Small Commercial | Summer Only | 20 | 274.01 | 3% | 239 | 0.144 |  | Small Boilers (<100 MMBtu/hr Heat Input):Controlled Low NOx Burner | 6.6667 | 58% | NA |  |  |  | 90% | 90% | [6 empty] | 0% | 0% |  | 0.62083 | 0.65417 | 0.6875 | 0 | 0 | 0 | 0 | 0 | 0 | 0 | 0 | 2023 Qtr 1: 0.15208; 2023 Qtr 2: 0.15417; 2023 Qtr 3: 0.15625; 2023 Qtr 4: 0.15833; 2024 Qtr 1: 0.16042; 2024 Qtr 2: 0.1625; 2024 Qtr 3: 0.16458; 2024 Qtr 4: 0.16667; 2025 Qtr 1: 0.16875; 2025 Qtr 2: 0.17083; 2025 Qtr 3: 0.17292; 2025 Qtr 4: 0.175 | 1.9625 | Nrs; (assumed 130 ton, per Itron WO017 10-12 cost study)
MCE Commercial | Air cooled screw chiller (1.008 kW/ton) | NE-HVAC-Chlr-AirScrew-AllSizes-1p008kwpton | 2 | COMMERCIAL | 3 = Commercial HVAC | TRUE | 6.6667 | NonRes-sAll-mHVAC-Chiller | Cap-Tons | ROB | 805.59 | 281.9565 |  |  |  | 523.6335 | 193 | Small Commercial | kW | 0.116 |  | Commercial | Small Commercial | Summer Only | 20 | 274.01 | 3% | 169 | 0.102 |  | Small Boilers (<100 MMBtu/hr Heat Input):Controlled Low NOx Burner | 6.6667 | 58% | NA |  |  |  | 90% | 90% | [6 empty] | 0% | 0% |  | 0.62083 | 0.65417 | 0.6875 | 0 | 0 | 0 | 0 | 0 | 0 | 0 | 0 | 2023 Qtr 1: 0.15208; 2023 Qtr 2: 0.15417; 2023 Qtr 3: 0.15625; 2023 Qtr 4: 0.15833; 2024 Qtr 1: 0.16042; 2024 Qtr 2: 0.1625; 2024 Qtr 3: 0.16458; 2024 Qtr 4: 0.16667; 2025 Qtr 1: 0.16875; 2025 Qtr 2: 0.17083; 2025 Qtr 3: 0.17292; 2025 Qtr 4: 0.175 | 1.9625 | OfL; (assumed 130 ton, per Itron WO017 10-12 cost study)
MCE Commercial | Air cooled screw chiller (1.008 kW/ton) | NE-HVAC-Chlr-AirScrew-AllSizes-1p008kwpton | 3A | COMMERCIAL | 3 = Commercial HVAC | TRUE | 6.6667 | NonRes-sAll-mHVAC-Chiller | Cap-Tons | ROB | 805.59 | 281.9565 |  |  |  | 523.6335 | 152 | Small Commercial | kW | 0.0617 |  | Commercial | Small Commercial | Summer Only | 20 | 274.01 | 3% | 133 | 0.054 |  | Small Boilers (<100 MMBtu/hr Heat Input):Controlled Low NOx Burner | 6.6667 | 58% | NA |  |  |  | 90% | 90% | [6 empty] | 0% | 0% |  | 0.62083 | 0.65417 | 0.6875 | 0 | 0 | 0 | 0 | 0 | 0 | 0 | 0 | 2023 Qtr 1: 0.15208; 2023 Qtr 2: 0.15417; 2023 Qtr 3: 0.15625; 2023 Qtr 4: 0.15833; 2024 Qtr 1: 0.16042; 2024 Qtr 2: 0.1625; 2024 Qtr 3: 0.16458; 2024 Qtr 4: 0.16667; 2025 Qtr 1: 0.16875; 2025 Qtr 2: 0.17083; 2025 Qtr 3: 0.17292; 2025 Qtr 4: 0.175 | 1.9625 | OfL; (assumed 130 ton, per Itron WO017 10-12 cost study)
MCE Commercial | Air cooled screw chiller (1.008 kW/ton) | NE-HVAC-Chlr-AirScrew-AllSizes-1p008kwpton | 3B | COMMERCIAL | 3 = Commercial HVAC | TRUE | 6.6667 | NonRes-sAll-mHVAC-Chiller | Cap-Tons | ROB | 805.59 | 281.9565 |  |  |  | 523.6335 | 152 | Small Commercial | kW | 0.0617 |  | Commercial | Small Commercial | Summer Only | 20 | 274.01 | 3% | 133 | 0.054 |  | Small Boilers (<100 MMBtu/hr Heat Input):Controlled Low NOx Burner | 6.6667 | 58% | NA |  |  |  | 90% | 90% | [6 empty] | 0% | 0% |  | 0.62083 | 0.65417 | 0.6875 | 0 | 0 | 0 | 0 | 0 | 0 | 0 | 0 | 2023 Qtr 1: 0.15208; 2023 Qtr 2: 0.15417; 2023 Qtr 3: 0.15625; 2023 Qtr 4: 0.15833; 2024 Qtr 1: 0.16042; 2024 Qtr 2: 0.1625; 2024 Qtr 3: 0.16458; 2024 Qtr 4: 0.16667; 2025 Qtr 1: 0.16875; 2025 Qtr 2: 0.17083; 2025 Qtr 3: 0.17292; 2025 Qtr 4: 0.175 | 1.9625 | OfL; (assumed 130 ton, per Itron WO017 10-12 cost study)
MCE Commercial | Air cooled screw chiller (1.008 kW/ton) | NE-HVAC-Chlr-AirScrew-AllSizes-1p008kwpton | 12 | COMMERCIAL | 3 = Commercial HVAC | TRUE | 6.6667 | NonRes-sAll-mHVAC-Chiller | Cap-Tons | ROB | 805.59 | 281.9565 |  |  |  | 523.6335 | 238 | Small Commercial | kW | 0.197 |  | Commercial | Small Commercial | Summer Only | 20 | 274.01 | 3% | 211 | 0.175 |  | Small Boilers (<100 MMBtu/hr Heat Input):Controlled Low NOx Burner | 6.6667 | 58% | NA |  |  |  | 90% | 90% | [6 empty] | 0% | 0% |  | 0.62083 | 0.65417 | 0.6875 | 0 | 0 | 0 | 0 | 0 | 0 | 0 | 0 | 2023 Qtr 1: 0.15208; 2023 Qtr 2: 0.15417; 2023 Qtr 3: 0.15625; 2023 Qtr 4: 0.15833; 2024 Qtr 1: 0.16042; 2024 Qtr 2: 0.1625; 2024 Qtr 3: 0.16458; 2024 Qtr 4: 0.16667; 2025 Qtr 1: 0.16875; 2025 Qtr 2: 0.17083; 2025 Qtr 3: 0.17292; 2025 Qtr 4: 0.175 | 1.9625 | OfL; (assumed 130 ton, per Itron WO017 10-12 cost study)
MCE Commercial | Air cooled screw chiller (1.008 kW/ton) | NE-HVAC-Chlr-AirScrew-AllSizes-1p008kwpton | 2 | COMMERCIAL | 3 = Commercial HVAC | TRUE | 6.6667 | NonRes-sAll-mHVAC-Chiller | Cap-Tons | ROB | 805.59 | 281.9565 |  |  |  | 523.6335 | 171 | Small Commercial | kW | 0.126 |  | Commercial | Small Commercial | Summer Only | 20 | 274.01 | 3% | 150 | 0.111 |  | Small Boilers (<100 MMBtu/hr Heat Input):Controlled Low NOx Burner | 6.6667 | 58% | NA |  |  |  | 90% | 90% | [6 empty] | 0% | 0% |  | 0.62083 | 0.65417 | 0.6875 | 0 | 0 | 0 | 0 | 0 | 0 | 0 | 0 | 2023 Qtr 1: 0.15208; 2023 Qtr 2: 0.15417; 2023 Qtr 3: 0.15625; 2023 Qtr 4: 0.15833; 2024 Qtr 1: 0.16042; 2024 Qtr 2: 0.1625; 2024 Qtr 3: 0.16458; 2024 Qtr 4: 0.16667; 2025 Qtr 1: 0.16875; 2025 Qtr 2: 0.17083; 2025 Qtr 3: 0.17292; 2025 Qtr 4: 0.175 | 1.9625 | OfS; (assumed 130 ton, per Itron WO017 10-12 cost study)
MCE Commercial | Air cooled screw chiller (1.008 kW/ton) | NE-HVAC-Chlr-AirScrew-AllSizes-1p008kwpton | 3A | COMMERCIAL | 3 = Commercial HVAC | TRUE | 6.6667 | NonRes-sAll-mHVAC-Chiller | Cap-Tons | ROB | 805.59 | 281.9565 |  |  |  | 523.6335 | 129 | Small Commercial | kW | 0.0397 |  | Commercial | Small Commercial | Summer Only | 20 | 274.01 | 3% | 113 | 0.0346 |  | Small Boilers (<100 MMBtu/hr Heat Input):Controlled Low NOx Burner | 6.6667 | 58% | NA |  |  |  | 90% | 90% | [6 empty] | 0% | 0% |  | 0.62083 | 0.65417 | 0.6875 | 0 | 0 | 0 | 0 | 0 | 0 | 0 | 0 | 2023 Qtr 1: 0.15208; 2023 Qtr 2: 0.15417; 2023 Qtr 3: 0.15625; 2023 Qtr 4: 0.15833; 2024 Qtr 1: 0.16042; 2024 Qtr 2: 0.1625; 2024 Qtr 3: 0.16458; 2024 Qtr 4: 0.16667; 2025 Qtr 1: 0.16875; 2025 Qtr 2: 0.17083; 2025 Qtr 3: 0.17292; 2025 Qtr 4: 0.175 | 1.9625 | OfS; (assumed 130 ton, per Itron WO017 10-12 cost study)
MCE Commercial | Air cooled screw chiller (1.008 kW/ton) | NE-HVAC-Chlr-AirScrew-AllSizes-1p008kwpton | 3B | COMMERCIAL | 3 = Commercial HVAC | TRUE | 6.6667 | NonRes-sAll-mHVAC-Chiller | Cap-Tons | ROB | 805.59 | 281.9565 |  |  |  | 523.6335 | 129 | Small Commercial | kW | 0.0397 |  | Commercial | Small Commercial | Summer Only | 20 | 274.01 | 3% | 113 | 0.0346 |  | Small Boilers (<100 MMBtu/hr Heat Input):Controlled Low NOx Burner | 6.6667 | 58% | NA |  |  |  | 90% | 90% | [6 empty] | 0% | 0% |  | 0.62083 | 0.65417 | 0.6875 | 0 | 0 | 0 | 0 | 0 | 0 | 0 | 0 | 2023 Qtr 1: 0.15208; 2023 Qtr 2: 0.15417; 2023 Qtr 3: 0.15625; 2023 Qtr 4: 0.15833; 2024 Qtr 1: 0.16042; 2024 Qtr 2: 0.1625; 2024 Qtr 3: 0.16458; 2024 Qtr 4: 0.16667; 2025 Qtr 1: 0.16875; 2025 Qtr 2: 0.17083; 2025 Qtr 3: 0.17292; 2025 Qtr 4: 0.175 | 1.9625 | OfS; (assumed 130 ton, per Itron WO017 10-12 cost study)
MCE Commercial | Air cooled screw chiller (1.008 kW/ton) | NE-HVAC-Chlr-AirScrew-AllSizes-1p008kwpton | 12 | COMMERCIAL | 3 = Commercial HVAC | TRUE | 6.6667 | NonRes-sAll-mHVAC-Chiller | Cap-Tons | ROB | 805.59 | 281.9565 |  |  |  | 523.6335 | 211 | Small Commercial | kW | 0.196 |  | Commercial | Small Commercial | Summer Only | 20 | 274.01 | 3% | 185 | 0.173 |  | Small Boilers (<100 MMBtu/hr Heat Input):Controlled Low NOx Burner | 6.6667 | 58% | NA |  |  |  | 90% | 90% | [6 empty] | 0% | 0% |  | 0.62083 | 0.65417 | 0.6875 | 0 | 0 | 0 | 0 | 0 | 0 | 0 | 0 | 2023 Qtr 1: 0.15208; 2023 Qtr 2: 0.15417; 2023 Qtr 3: 0.15625; 2023 Qtr 4: 0.15833; 2024 Qtr 1: 0.16042; 2024 Qtr 2: 0.1625; 2024 Qtr 3: 0.16458; 2024 Qtr 4: 0.16667; 2025 Qtr 1: 0.16875; 2025 Qtr 2: 0.17083; 2025 Qtr 3: 0.17292; 2025 Qtr 4: 0.175 | 1.9625 | OfS; (assumed 130 ton, per Itron WO017 10-12 cost study)
MCE Commercial | Air cooled screw chiller (1.008 kW/ton) | NE-HVAC-Chlr-AirScrew-AllSizes-1p008kwpton | 2 | COMMERCIAL | 3 = Commercial HVAC | TRUE | 6.6667 | NonRes-sAll-mHVAC-Chiller | Cap-Tons | ROB | 805.59 | 281.9565 |  |  |  | 523.6335 | 204 | Small Commercial | kW | 0.0877 |  | Commercial | Small Commercial | Summer Only | 20 | 274.01 | 3% | 179 | 0.0768 |  | Small Boilers (<100 MMBtu/hr Heat Input):Controlled Low NOx Burner | 6.6667 | 58% | NA |  |  |  | 90% | 90% | [6 empty] | 0% | 0% |  | 0.62083 | 0.65417 | 0.6875 | 0 | 0 | 0 | 0 | 0 | 0 | 0 | 0 | 2023 Qtr 1: 0.15208; 2023 Qtr 2: 0.15417; 2023 Qtr 3: 0.15625; 2023 Qtr 4: 0.15833; 2024 Qtr 1: 0.16042; 2024 Qtr 2: 0.1625; 2024 Qtr 3: 0.16458; 2024 Qtr 4: 0.16667; 2025 Qtr 1: 0.16875; 2025 Qtr 2: 0.17083; 2025 Qtr 3: 0.17292; 2025 Qtr 4: 0.175 | 1.9625 | Rt3; (assumed 130 ton, per Itron WO017 10-12 cost study)
MCE Commercial | Air cooled screw chiller (1.008 kW/ton) | NE-HVAC-Chlr-AirScrew-AllSizes-1p008kwpton | 3A | COMMERCIAL | 3 = Commercial HVAC | TRUE | 6.6667 | NonRes-sAll-mHVAC-Chiller | Cap-Tons | ROB | 805.59 | 281.9565 |  |  |  | 523.6335 | 176 | Small Commercial | kW | 0.0787 |  | Commercial | Small Commercial | Summer Only | 20 | 274.01 | 3% | 153 | 0.0687 |  | Small Boilers (<100 MMBtu/hr Heat Input):Controlled Low NOx Burner | 6.6667 | 58% | NA |  |  |  | 90% | 90% | [6 empty] | 0% | 0% |  | 0.62083 | 0.65417 | 0.6875 | 0 | 0 | 0 | 0 | 0 | 0 | 0 | 0 | 2023 Qtr 1: 0.15208; 2023 Qtr 2: 0.15417; 2023 Qtr 3: 0.15625; 2023 Qtr 4: 0.15833; 2024 Qtr 1: 0.16042; 2024 Qtr 2: 0.1625; 2024 Qtr 3: 0.16458; 2024 Qtr 4: 0.16667; 2025 Qtr 1: 0.16875; 2025 Qtr 2: 0.17083; 2025 Qtr 3: 0.17292; 2025 Qtr 4: 0.175 | 1.9625 | Rt3; (assumed 130 ton, per Itron WO017 10-12 cost study)
MCE Commercial | Air cooled screw chiller (1.008 kW/ton) | NE-HVAC-Chlr-AirScrew-AllSizes-1p008kwpton | 3B | COMMERCIAL | 3 = Commercial HVAC | TRUE | 6.6667 | NonRes-sAll-mHVAC-Chiller | Cap-Tons | ROB | 805.59 | 281.9565 |  |  |  | 523.6335 | 176 | Small Commercial | kW | 0.0787 |  | Commercial | Small Commercial | Summer Only | 20 | 274.01 | 3% | 153 | 0.0687 |  | Small Boilers (<100 MMBtu/hr Heat Input):Controlled Low NOx Burner | 6.6667 | 58% | NA |  |  |  | 90% | 90% | [6 empty] | 0% | 0% |  | 0.62083 | 0.65417 | 0.6875 | 0 | 0 | 0 | 0 | 0 | 0 | 0 | 0 | 2023 Qtr 1: 0.15208; 2023 Qtr 2: 0.15417; 2023 Qtr 3: 0.15625; 2023 Qtr 4: 0.15833; 2024 Qtr 1: 0.16042; 2024 Qtr 2: 0.1625; 2024 Qtr 3: 0.16458; 2024 Qtr 4: 0.16667; 2025 Qtr 1: 0.16875; 2025 Qtr 2: 0.17083; 2025 Qtr 3: 0.17292; 2025 Qtr 4: 0.175 | 1.9625 | Rt3; (assumed 130 ton, per Itron WO017 10-12 cost study)
MCE Commercial | Air cooled screw chiller (1.008 kW/ton) | NE-HVAC-Chlr-AirScrew-AllSizes-1p008kwpton | 12 | COMMERCIAL | 3 = Commercial HVAC | TRUE | 6.6667 | NonRes-sAll-mHVAC-Chiller | Cap-Tons | ROB | 805.59 | 281.9565 |  |  |  | 523.6335 | 250 | Small Commercial | kW | 0.161 |  | Commercial | Small Commercial | Summer Only | 20 | 274.01 | 3% | 221 | 0.142 |  | Small Boilers (<100 MMBtu/hr Heat Input):Controlled Low NOx Burner | 6.6667 | 58% | NA |  |  |  | 90% | 90% | [6 empty] | 0% | 0% |  | 0.62083 | 0.65417 | 0.6875 | 0 | 0 | 0 | 0 | 0 | 0 | 0 | 0 | 2023 Qtr 1: 0.15208; 2023 Qtr 2: 0.15417; 2023 Qtr 3: 0.15625; 2023 Qtr 4: 0.15833; 2024 Qtr 1: 0.16042; 2024 Qtr 2: 0.1625; 2024 Qtr 3: 0.16458; 2024 Qtr 4: 0.16667; 2025 Qtr 1: 0.16875; 2025 Qtr 2: 0.17083; 2025 Qtr 3: 0.17292; 2025 Qtr 4: 0.175 | 1.9625 | Rt3; (assumed 130 ton, per Itron WO017 10-12 cost study)
MCE Commercial | [6 empty] | 0 |  |  |  |  | 0 |  |  |  | 0 |  |  | #N/A | [5 empty] | 0 | 0 | 3% |  |  |  |  | 0 | [13 empty] | 0% | 0% |  | 0 | 0 | 0 | 0 | 0 | 0 | 0 | 0 | 0 | 0 | 0 | 2023 Qtr 1: 0; 2023 Qtr 2: 0; 2023 Qtr 3: 0; 2023 Qtr 4: 0; 2024 Qtr 1: 0; 2024 Qtr 2: 0; 2024 Qtr 3: 0; 2024 Qtr 4: 0; 2025 Qtr 1: 0; 2025 Qtr 2: 0; 2025 Qtr 3: 0; 2025 Qtr 4: 0 | 0
MCE Commercial | Hsp--Efficient HVAC Motors - Supply Fans, NumUnit: 282hp | D03-086 | 2 | COMMERCIAL | 3 = Commercial HVAC | TRUE | 4.6667 | NonRes-sAll-mHVAC-RCA | Rated-HP | ROB | 55 | 19.25 |  |  |  | 35.75 | 104 | Small Commercial | kW | 0.0165 | -0.212 | Commercial | Small Commercial | Winter Only | 14 | 55 | 3% | 104 | 0.0165 | -0.212 | Small Boilers (<100 MMBtu/hr Heat Input):Controlled Low NOx Burner | 4.6667 | 73% | NA |  |  |  | 90% | 90% | [6 empty] | 0% | 0% |  | 27.3788 | 28.8487 | 30.3188 | 0 | 0 | 0 | 0 | 0 | 0 | 0 | 0 | 2023 Qtr 1: 6.7069; 2023 Qtr 2: 6.7988; 2023 Qtr 3: 6.8906; 2023 Qtr 4: 6.9825; 2024 Qtr 1: 7.0744; 2024 Qtr 2: 7.1662; 2024 Qtr 3: 7.2581; 2024 Qtr 4: 7.35; 2025 Qtr 1: 7.4419; 2025 Qtr 2: 7.5338; 2025 Qtr 3: 7.6256; 2025 Qtr 4: 7.7175 | 86.5463 | assumed price based on (Itron WO017 10-12 cost study), ranging from $55-110/hp, and HP of DEER NumUnit
MCE Commercial | Hsp--Efficient HVAC Motors - Supply Fans, NumUnit: 282hp | D03-086 | 3A | COMMERCIAL | 3 = Commercial HVAC | TRUE | 4.6667 | NonRes-sAll-mHVAC-RCA | Rated-HP | ROB | 55 | 19.25 |  |  |  | 35.75 | 106 | Small Commercial | kW | 0.0171 | -0.179 | Commercial | Small Commercial | Winter Only | 14 | 55 | 3% | 106 | 0.0171 | -0.179 | Small Boilers (<100 MMBtu/hr Heat Input):Controlled Low NOx Burner | 4.6667 | 73% | NA |  |  |  | 90% | 90% | [6 empty] | 0% | 0% |  | 27.3788 | 28.8487 | 30.3188 | 0 | 0 | 0 | 0 | 0 | 0 | 0 | 0 | 2023 Qtr 1: 6.7069; 2023 Qtr 2: 6.7988; 2023 Qtr 3: 6.8906; 2023 Qtr 4: 6.9825; 2024 Qtr 1: 7.0744; 2024 Qtr 2: 7.1662; 2024 Qtr 3: 7.2581; 2024 Qtr 4: 7.35; 2025 Qtr 1: 7.4419; 2025 Qtr 2: 7.5338; 2025 Qtr 3: 7.6256; 2025 Qtr 4: 7.7175 | 86.5463 | assumed price based on (Itron WO017 10-12 cost study), ranging from $55-110/hp, and HP of DEER NumUnit
MCE Commercial | Hsp--Efficient HVAC Motors - Supply Fans, NumUnit: 282hp | D03-086 | 3B | COMMERCIAL | 3 = Commercial HVAC | TRUE | 4.6667 | NonRes-sAll-mHVAC-RCA | Rated-HP | ROB | 55 | 19.25 |  |  |  | 35.75 | 106 | Small Commercial | kW | 0.0171 | -0.179 | Commercial | Small Commercial | Winter Only | 14 | 55 | 3% | 106 | 0.0171 | -0.179 | Small Boilers (<100 MMBtu/hr Heat Input):Controlled Low NOx Burner | 4.6667 | 73% | NA |  |  |  | 90% | 90% | [6 empty] | 0% | 0% |  | 27.3788 | 28.8487 | 30.3188 | 0 | 0 | 0 | 0 | 0 | 0 | 0 | 0 | 2023 Qtr 1: 6.7069; 2023 Qtr 2: 6.7988; 2023 Qtr 3: 6.8906; 2023 Qtr 4: 6.9825; 2024 Qtr 1: 7.0744; 2024 Qtr 2: 7.1662; 2024 Qtr 3: 7.2581; 2024 Qtr 4: 7.35; 2025 Qtr 1: 7.4419; 2025 Qtr 2: 7.5338; 2025 Qtr 3: 7.6256; 2025 Qtr 4: 7.7175 | 86.5463 | assumed price based on (Itron WO017 10-12 cost study), ranging from $55-110/hp, and HP of DEER NumUnit
MCE Commercial | Hsp--Efficient HVAC Motors - Supply Fans, NumUnit: 283hp | D03-086 | 12 | COMMERCIAL | 3 = Commercial HVAC | TRUE | 4.6667 | NonRes-sAll-mHVAC-RCA | Rated-HP | ROB | 55 | 19.25 |  |  |  | 35.75 | 102 | Small Commercial | kW | 0.0165 | -0.277 | Commercial | Small Commercial | Winter Only | 14 | 55 | 3% | 102 | 0.0165 | -0.277 | Small Boilers (<100 MMBtu/hr Heat Input):Controlled Low NOx Burner | 4.6667 | 73% | NA |  |  |  | 90% | 90% | [6 empty] | 0% | 0% |  | 27.3788 | 28.8487 | 30.3188 | 0 | 0 | 0 | 0 | 0 | 0 | 0 | 0 | 2023 Qtr 1: 6.7069; 2023 Qtr 2: 6.7988; 2023 Qtr 3: 6.8906; 2023 Qtr 4: 6.9825; 2024 Qtr 1: 7.0744; 2024 Qtr 2: 7.1662; 2024 Qtr 3: 7.2581; 2024 Qtr 4: 7.35; 2025 Qtr 1: 7.4419; 2025 Qtr 2: 7.5338; 2025 Qtr 3: 7.6256; 2025 Qtr 4: 7.7175 | 86.5463 | assumed price based on (Itron WO017 10-12 cost study), ranging from $55-110/hp, and HP of DEER NumUnit
MCE Commercial | Htl--Efficient HVAC Motors - Supply Fans, NumUnit: 27.5hp | D03-086 | 2 | COMMERCIAL | 3 = Commercial HVAC | TRUE | 4.6667 | NonRes-sAll-mHVAC-RCA | Rated-HP | ROB | 85 | 29.75 |  |  |  | 55.25 | 564 | Small Commercial | kW | 0.0736 | -2.27 | Commercial | Small Commercial | Winter Only | 14 | 85 | 3% | 564 | 0.0736 | -2.27 | Small Boilers (<100 MMBtu/hr Heat Input):Controlled Low NOx Burner | 4.6667 | 73% | NA |  |  |  | 90% | 90% | [6 empty] | 0% | 0% |  | 37.25 | 39.25 | 41.25 | 0 | 0 | 0 | 0 | 0 | 0 | 0 | 0 | 2023 Qtr 1: 9.125; 2023 Qtr 2: 9.25; 2023 Qtr 3: 9.375; 2023 Qtr 4: 9.5; 2024 Qtr 1: 9.625; 2024 Qtr 2: 9.75; 2024 Qtr 3: 9.875; 2024 Qtr 4: 10; 2025 Qtr 1: 10.125; 2025 Qtr 2: 10.25; 2025 Qtr 3: 10.375; 2025 Qtr 4: 10.5 | 117.75 | assumed price based on (Itron WO017 10-12 cost study), ranging from $55-110/hp, and HP of DEER NumUnit
MCE Commercial | Htl--Efficient HVAC Motors - Supply Fans, NumUnit: 27.2hp | D03-086 | 3A | COMMERCIAL | 3 = Commercial HVAC | TRUE | 4.6667 | NonRes-sAll-mHVAC-RCA | Rated-HP | ROB | 85 | 29.75 |  |  |  | 55.25 | 524 | Small Commercial | kW | 0.0661 | -2.6 | Commercial | Small Commercial | Winter Only | 14 | 85 | 3% | 524 | 0.0661 | -2.6 | Small Boilers (<100 MMBtu/hr Heat Input):Controlled Low NOx Burner | 4.6667 | 73% | NA |  |  |  | 90% | 90% | [6 empty] | 0% | 0% |  | 37.25 | 39.25 | 41.25 | 0 | 0 | 0 | 0 | 0 | 0 | 0 | 0 | 2023 Qtr 1: 9.125; 2023 Qtr 2: 9.25; 2023 Qtr 3: 9.375; 2023 Qtr 4: 9.5; 2024 Qtr 1: 9.625; 2024 Qtr 2: 9.75; 2024 Qtr 3: 9.875; 2024 Qtr 4: 10; 2025 Qtr 1: 10.125; 2025 Qtr 2: 10.25; 2025 Qtr 3: 10.375; 2025 Qtr 4: 10.5 | 117.75 | assumed price based on (Itron WO017 10-12 cost study), ranging from $55-110/hp, and HP of DEER NumUnit
MCE Commercial | Htl--Efficient HVAC Motors - Supply Fans, NumUnit: 27.2hp | D03-086 | 3B | COMMERCIAL | 3 = Commercial HVAC | TRUE | 4.6667 | NonRes-sAll-mHVAC-RCA | Rated-HP | ROB | 85 | 29.75 |  |  |  | 55.25 | 524 | Small Commercial | kW | 0.0661 | -2.6 | Commercial | Small Commercial | Winter Only | 14 | 85 | 3% | 524 | 0.0661 | -2.6 | Small Boilers (<100 MMBtu/hr Heat Input):Controlled Low NOx Burner | 4.6667 | 73% | NA |  |  |  | 90% | 90% | [6 empty] | 0% | 0% |  | 37.25 | 39.25 | 41.25 | 0 | 0 | 0 | 0 | 0 | 0 | 0 | 0 | 2023 Qtr 1: 9.125; 2023 Qtr 2: 9.25; 2023 Qtr 3: 9.375; 2023 Qtr 4: 9.5; 2024 Qtr 1: 9.625; 2024 Qtr 2: 9.75; 2024 Qtr 3: 9.875; 2024 Qtr 4: 10; 2025 Qtr 1: 10.125; 2025 Qtr 2: 10.25; 2025 Qtr 3: 10.375; 2025 Qtr 4: 10.5 | 117.75 | assumed price based on (Itron WO017 10-12 cost study), ranging from $55-110/hp, and HP of DEER NumUnit
MCE Commercial | Htl--Efficient HVAC Motors - Supply Fans, NumUnit: 27.8hp | D03-086 | 12 | COMMERCIAL | 3 = Commercial HVAC | TRUE | 4.6667 | NonRes-sAll-mHVAC-RCA | Rated-HP | ROB | 85 | 29.75 |  |  |  | 55.25 | 530 | Small Commercial | kW | 0.103 | -1.59 | Commercial | Small Commercial | Winter Only | 14 | 85 | 3% | 530 | 0.103 | -1.59 | Small Boilers (<100 MMBtu/hr Heat Input):Controlled Low NOx Burner | 4.6667 | 73% | NA |  |  |  | 90% | 90% | [6 empty] | 0% | 0% |  | 37.25 | 39.25 | 41.25 | 0 | 0 | 0 | 0 | 0 | 0 | 0 | 0 | 2023 Qtr 1: 9.125; 2023 Qtr 2: 9.25; 2023 Qtr 3: 9.375; 2023 Qtr 4: 9.5; 2024 Qtr 1: 9.625; 2024 Qtr 2: 9.75; 2024 Qtr 3: 9.875; 2024 Qtr 4: 10; 2025 Qtr 1: 10.125; 2025 Qtr 2: 10.25; 2025 Qtr 3: 10.375; 2025 Qtr 4: 10.5 | 117.75 | assumed price based on (Itron WO017 10-12 cost study), ranging from $55-110/hp, and HP of DEER NumUnit
MCE Commercial | Nrs--Efficient HVAC Motors - Supply Fans, NumUnit: 2.61hp | D03-086 | 2 | COMMERCIAL | 3 = Commercial HVAC | TRUE | 4.6667 | NonRes-sAll-mHVAC-RCA | Rated-HP | ROB | 110 | 38.5 |  |  |  | 71.5 | 1800 | Small Commercial | kW | 0.304 | -32.2 | Commercial | Small Commercial | Winter Only | 14 | 110 | 3% | 1800 | 0.304 | -32.2 | Small Boilers (<100 MMBtu/hr Heat Input):Controlled Low NOx Burner | 4.6667 | 73% | NA |  |  |  | 90% | 90% | [6 empty] | 0% | 0% |  | 37.25 | 39.25 | 41.25 | 0 | 0 | 0 | 0 | 0 | 0 | 0 | 0 | 2023 Qtr 1: 9.125; 2023 Qtr 2: 9.25; 2023 Qtr 3: 9.375; 2023 Qtr 4: 9.5; 2024 Qtr 1: 9.625; 2024 Qtr 2: 9.75; 2024 Qtr 3: 9.875; 2024 Qtr 4: 10; 2025 Qtr 1: 10.125; 2025 Qtr 2: 10.25; 2025 Qtr 3: 10.375; 2025 Qtr 4: 10.5 | 117.75 | assumed price based on (Itron WO017 10-12 cost study), ranging from $55-110/hp, and HP of DEER NumUnit
MCE Commercial | Nrs--Efficient HVAC Motors - Supply Fans, NumUnit: 2.61hp | D03-086 | 3A | COMMERCIAL | 3 = Commercial HVAC | TRUE | 4.6667 | NonRes-sAll-mHVAC-RCA | Rated-HP | ROB | 110 | 38.5 |  |  |  | 71.5 | 1770 | Small Commercial | kW | 0.252 | -30.6 | Commercial | Small Commercial | Winter Only | 14 | 110 | 3% | 1770 | 0.252 | -30.6 | Small Boilers (<100 MMBtu/hr Heat Input):Controlled Low NOx Burner | 4.6667 | 73% | NA |  |  |  | 90% | 90% | [6 empty] | 0% | 0% |  | 37.25 | 39.25 | 41.25 | 0 | 0 | 0 | 0 | 0 | 0 | 0 | 0 | 2023 Qtr 1: 9.125; 2023 Qtr 2: 9.25; 2023 Qtr 3: 9.375; 2023 Qtr 4: 9.5; 2024 Qtr 1: 9.625; 2024 Qtr 2: 9.75; 2024 Qtr 3: 9.875; 2024 Qtr 4: 10; 2025 Qtr 1: 10.125; 2025 Qtr 2: 10.25; 2025 Qtr 3: 10.375; 2025 Qtr 4: 10.5 | 117.75 | assumed price based on (Itron WO017 10-12 cost study), ranging from $55-110/hp, and HP of DEER NumUnit
MCE Commercial | Nrs--Efficient HVAC Motors - Supply Fans, NumUnit: 2.61hp | D03-086 | 3B | COMMERCIAL | 3 = Commercial HVAC | TRUE | 4.6667 | NonRes-sAll-mHVAC-RCA | Rated-HP | ROB | 110 | 38.5 |  |  |  | 71.5 | 1770 | Small Commercial | kW | 0.252 | -30.6 | Commercial | Small Commercial | Winter Only | 14 | 110 | 3% | 1770 | 0.252 | -30.6 | Small Boilers (<100 MMBtu/hr Heat Input):Controlled Low NOx Burner | 4.6667 | 73% | NA |  |  |  | 90% | 90% | [6 empty] | 0% | 0% |  | 37.25 | 39.25 | 41.25 | 0 | 0 | 0 | 0 | 0 | 0 | 0 | 0 | 2023 Qtr 1: 9.125; 2023 Qtr 2: 9.25; 2023 Qtr 3: 9.375; 2023 Qtr 4: 9.5; 2024 Qtr 1: 9.625; 2024 Qtr 2: 9.75; 2024 Qtr 3: 9.875; 2024 Qtr 4: 10; 2025 Qtr 1: 10.125; 2025 Qtr 2: 10.25; 2025 Qtr 3: 10.375; 2025 Qtr 4: 10.5 | 117.75 | assumed price based on (Itron WO017 10-12 cost study), ranging from $55-110/hp, and HP of DEER NumUnit
MCE Commercial | Nrs--Efficient HVAC Motors - Supply Fans, NumUnit: 2.61hp | D03-086 | 12 | COMMERCIAL | 3 = Commercial HVAC | TRUE | 4.6667 | NonRes-sAll-mHVAC-RCA | Rated-HP | ROB | 110 | 38.5 |  |  |  | 71.5 | 1800 | Small Commercial | kW | 0.268 | -35.9 | Commercial | Small Commercial | Winter Only | 14 | 110 | 3% | 1800 | 0.268 | -35.9 | Small Boilers (<100 MMBtu/hr Heat Input):Controlled Low NOx Burner | 4.6667 | 73% | NA |  |  |  | 90% | 90% | [6 empty] | 0% | 0% |  | 37.25 | 39.25 | 41.25 | 0 | 0 | 0 | 0 | 0 | 0 | 0 | 0 | 2023 Qtr 1: 9.125; 2023 Qtr 2: 9.25; 2023 Qtr 3: 9.375; 2023 Qtr 4: 9.5; 2024 Qtr 1: 9.625; 2024 Qtr 2: 9.75; 2024 Qtr 3: 9.875; 2024 Qtr 4: 10; 2025 Qtr 1: 10.125; 2025 Qtr 2: 10.25; 2025 Qtr 3: 10.375; 2025 Qtr 4: 10.5 | 117.75 | assumed price based on (Itron WO017 10-12 cost study), ranging from $55-110/hp, and HP of DEER NumUnit
MCE Commercial | [6 empty] | 0 |  |  |  | 0 | 0 |  |  |  | 0 |  |  | #N/A | [5 empty] | 0 |  | 3% |  |  |  |  | 0 | [13 empty] | 0% | 0% |  | 0 | 0 | 0 | 0 | 0 | 0 | 0 | 0 | 0 | 0 | 0 | 2023 Qtr 1: 0; 2023 Qtr 2: 0; 2023 Qtr 3: 0; 2023 Qtr 4: 0; 2024 Qtr 1: 0; 2024 Qtr 2: 0; 2024 Qtr 3: 0; 2024 Qtr 4: 0; 2025 Qtr 1: 0; 2025 Qtr 2: 0; 2025 Qtr 3: 0; 2025 Qtr 4: 0 | 0 | BldgType
MCE Commercial | Add econo with Econo-Lockout=NO, DB limit = 68, Max OSA = 100% | D03-058 | 2 | COMMERCIAL | 3 = Commercial HVAC | TRUE | 4.6667 | NonRes-sAll-mHVAC-RCA | Cap-Tons | ROB | 135.1548 | 47.3042 |  |  |  | 87.8506 | 960 | Small Commercial | kW | 0 | -0.0104 | Commercial | Small Commercial | Winter Only | 14 | 135.1548 | 3% | 960 | 0 | -0.0104 | Small Boilers (<100 MMBtu/hr Heat Input):Controlled Low NOx Burner | 4.6667 | 73% | NA |  |  |  | 90% | 90% | [6 empty] | 0% | 0% |  | 18.625 | 19.625 | 20.625 | 0 | 0 | 0 | 0 | 0 | 0 | 0 | 0 | 2023 Qtr 1: 4.5625; 2023 Qtr 2: 4.625; 2023 Qtr 3: 4.6875; 2023 Qtr 4: 4.75; 2024 Qtr 1: 4.8125; 2024 Qtr 2: 4.875; 2024 Qtr 3: 4.9375; 2024 Qtr 4: 5; 2025 Qtr 1: 5.0625; 2025 Qtr 2: 5.125; 2025 Qtr 3: 5.1875; 2025 Qtr 4: 5.25 | 58.875 | ECC; (assumed 200 ton, per Itron WO017 10-12 cost study)
MCE Commercial | Add econo with Econo-Lockout=NO, DB limit = 68, Max OSA = 100% | D03-058 | 3A | COMMERCIAL | 3 = Commercial HVAC | TRUE | 4.6667 | NonRes-sAll-mHVAC-RCA | Cap-Tons | ROB | 135.1548 | 47.3042 |  |  |  | 87.8506 | 1300 | Small Commercial | kW | 0 | -0.0302 | Commercial | Small Commercial | Winter Only | 14 | 135.1548 | 3% | 1300 | 0 | -0.0302 | Small Boilers (<100 MMBtu/hr Heat Input):Controlled Low NOx Burner | 4.6667 | 73% | NA |  |  |  | 90% | 90% | [6 empty] | 0% | 0% |  | 18.625 | 19.625 | 20.625 | 0 | 0 | 0 | 0 | 0 | 0 | 0 | 0 | 2023 Qtr 1: 4.5625; 2023 Qtr 2: 4.625; 2023 Qtr 3: 4.6875; 2023 Qtr 4: 4.75; 2024 Qtr 1: 4.8125; 2024 Qtr 2: 4.875; 2024 Qtr 3: 4.9375; 2024 Qtr 4: 5; 2025 Qtr 1: 5.0625; 2025 Qtr 2: 5.125; 2025 Qtr 3: 5.1875; 2025 Qtr 4: 5.25 | 58.875 | ECC; (assumed 200 ton, per Itron WO017 10-12 cost study)
MCE Commercial | Add econo with Econo-Lockout=NO, DB limit = 68, Max OSA = 100% | D03-058 | 3B | COMMERCIAL | 3 = Commercial HVAC | TRUE | 4.6667 | NonRes-sAll-mHVAC-RCA | Cap-Tons | ROB | 135.1548 | 47.3042 |  |  |  | 87.8506 | 1300 | Small Commercial | kW | 0 | -0.0302 | Commercial | Small Commercial | Winter Only | 14 | 135.1548 | 3% | 1300 | 0 | -0.0302 | Small Boilers (<100 MMBtu/hr Heat Input):Controlled Low NOx Burner | 4.6667 | 73% | NA |  |  |  | 90% | 90% | [6 empty] | 0% | 0% |  | 18.625 | 19.625 | 20.625 | 0 | 0 | 0 | 0 | 0 | 0 | 0 | 0 | 2023 Qtr 1: 4.5625; 2023 Qtr 2: 4.625; 2023 Qtr 3: 4.6875; 2023 Qtr 4: 4.75; 2024 Qtr 1: 4.8125; 2024 Qtr 2: 4.875; 2024 Qtr 3: 4.9375; 2024 Qtr 4: 5; 2025 Qtr 1: 5.0625; 2025 Qtr 2: 5.125; 2025 Qtr 3: 5.1875; 2025 Qtr 4: 5.25 | 58.875 | ECC; (assumed 200 ton, per Itron WO017 10-12 cost study)
MCE Commercial | Add econo with Econo-Lockout=NO, DB limit = 68, Max OSA = 100% | D03-058 | 12 | COMMERCIAL | 3 = Commercial HVAC | TRUE | 4.6667 | NonRes-sAll-mHVAC-RCA | Cap-Tons | ROB | 135.1548 | 47.3042 |  |  |  | 87.8506 | 854 | Small Commercial | kW | 0 | -0.00775 | Commercial | Small Commercial | Winter Only | 14 | 135.1548 | 3% | 854 | 0 | -0.00775 | Small Boilers (<100 MMBtu/hr Heat Input):Controlled Low NOx Burner | 4.6667 | 73% | NA |  |  |  | 90% | 90% | [6 empty] | 0% | 0% |  | 18.625 | 19.625 | 20.625 | 0 | 0 | 0 | 0 | 0 | 0 | 0 | 0 | 2023 Qtr 1: 4.5625; 2023 Qtr 2: 4.625; 2023 Qtr 3: 4.6875; 2023 Qtr 4: 4.75; 2024 Qtr 1: 4.8125; 2024 Qtr 2: 4.875; 2024 Qtr 3: 4.9375; 2024 Qtr 4: 5; 2025 Qtr 1: 5.0625; 2025 Qtr 2: 5.125; 2025 Qtr 3: 5.1875; 2025 Qtr 4: 5.25 | 58.875 | ECC; (assumed 200 ton, per Itron WO017 10-12 cost study)
MCE Commercial | Add econo with Econo-Lockout=NO, DB limit = 68, Max OSA = 100% | D03-058 | 2 | COMMERCIAL | 3 = Commercial HVAC | TRUE | 4.6667 | NonRes-sAll-mHVAC-RCA | Cap-Tons | ROB | 135.1548 | 47.3042 |  |  |  | 87.8506 | 179 | Small Commercial | kW | 0 | -0.0128 | Commercial | Small Commercial | Winter Only | 14 | 135.1548 | 3% | 179 | 0 | -0.0128 | Small Boilers (<100 MMBtu/hr Heat Input):Controlled Low NOx Burner | 4.6667 | 73% | NA |  |  |  | 90% | 90% | [6 empty] | 0% | 0% |  | 18.625 | 19.625 | 20.625 | 0 | 0 | 0 | 0 | 0 | 0 | 0 | 0 | 2023 Qtr 1: 4.5625; 2023 Qtr 2: 4.625; 2023 Qtr 3: 4.6875; 2023 Qtr 4: 4.75; 2024 Qtr 1: 4.8125; 2024 Qtr 2: 4.875; 2024 Qtr 3: 4.9375; 2024 Qtr 4: 5; 2025 Qtr 1: 5.0625; 2025 Qtr 2: 5.125; 2025 Qtr 3: 5.1875; 2025 Qtr 4: 5.25 | 58.875 | Hsp; (assumed 200 ton, per Itron WO017 10-12 cost study)
MCE Commercial | Add econo with Econo-Lockout=NO, DB limit = 68, Max OSA = 100% | D03-058 | 3A | COMMERCIAL | 3 = Commercial HVAC | TRUE | 4.6667 | NonRes-sAll-mHVAC-RCA | Cap-Tons | ROB | 135.1548 | 47.3042 |  |  |  | 87.8506 | 391 | Small Commercial | kW | 0 | 0 | Commercial | Small Commercial | Winter Only | 14 | 135.1548 | 3% | 391 | 0 | 0 | Small Boilers (<100 MMBtu/hr Heat Input):Controlled Low NOx Burner | 4.6667 | 73% | NA |  |  |  | 90% | 90% | [6 empty] | 0% | 0% |  | 18.625 | 19.625 | 20.625 | 0 | 0 | 0 | 0 | 0 | 0 | 0 | 0 | 2023 Qtr 1: 4.5625; 2023 Qtr 2: 4.625; 2023 Qtr 3: 4.6875; 2023 Qtr 4: 4.75; 2024 Qtr 1: 4.8125; 2024 Qtr 2: 4.875; 2024 Qtr 3: 4.9375; 2024 Qtr 4: 5; 2025 Qtr 1: 5.0625; 2025 Qtr 2: 5.125; 2025 Qtr 3: 5.1875; 2025 Qtr 4: 5.25 | 58.875 | Hsp; (assumed 200 ton, per Itron WO017 10-12 cost study)
MCE Commercial | Add econo with Econo-Lockout=NO, DB limit = 68, Max OSA = 100% | D03-058 | 3B | COMMERCIAL | 3 = Commercial HVAC | TRUE | 4.6667 | NonRes-sAll-mHVAC-RCA | Cap-Tons | ROB | 135.1548 | 47.3042 |  |  |  | 87.8506 | 391 | Small Commercial | kW | 0 | 0 | Commercial | Small Commercial | Winter Only | 14 | 135.1548 | 3% | 391 | 0 | 0 | Small Boilers (<100 MMBtu/hr Heat Input):Controlled Low NOx Burner | 4.6667 | 73% | NA |  |  |  | 90% | 90% | [6 empty] | 0% | 0% |  | 18.625 | 19.625 | 20.625 | 0 | 0 | 0 | 0 | 0 | 0 | 0 | 0 | 2023 Qtr 1: 4.5625; 2023 Qtr 2: 4.625; 2023 Qtr 3: 4.6875; 2023 Qtr 4: 4.75; 2024 Qtr 1: 4.8125; 2024 Qtr 2: 4.875; 2024 Qtr 3: 4.9375; 2024 Qtr 4: 5; 2025 Qtr 1: 5.0625; 2025 Qtr 2: 5.125; 2025 Qtr 3: 5.1875; 2025 Qtr 4: 5.25 | 58.875 | Hsp; (assumed 200 ton, per Itron WO017 10-12 cost study)
MCE Commercial | Add econo with Econo-Lockout=NO, DB limit = 68, Max OSA = 100% | D03-058 | 12 | COMMERCIAL | 3 = Commercial HVAC | TRUE | 4.6667 | NonRes-sAll-mHVAC-RCA | Cap-Tons | ROB | 135.1548 | 47.3042 |  |  |  | 87.8506 | 137 | Small Commercial | kW | 0 | -0.00955 | Commercial | Small Commercial | Winter Only | 14 | 135.1548 | 3% | 137 | 0 | -0.00955 | Small Boilers (<100 MMBtu/hr Heat Input):Controlled Low NOx Burner | 4.6667 | 73% | NA |  |  |  | 90% | 90% | [6 empty] | 0% | 0% |  | 18.625 | 19.625 | 20.625 | 0 | 0 | 0 | 0 | 0 | 0 | 0 | 0 | 2023 Qtr 1: 4.5625; 2023 Qtr 2: 4.625; 2023 Qtr 3: 4.6875; 2023 Qtr 4: 4.75; 2024 Qtr 1: 4.8125; 2024 Qtr 2: 4.875; 2024 Qtr 3: 4.9375; 2024 Qtr 4: 5; 2025 Qtr 1: 5.0625; 2025 Qtr 2: 5.125; 2025 Qtr 3: 5.1875; 2025 Qtr 4: 5.25 | 58.875 | Hsp; (assumed 200 ton, per Itron WO017 10-12 cost study)
MCE Commercial | Add econo with Econo-Lockout=NO, DB limit = 68, Max OSA = 100% | D03-058 | 2 | COMMERCIAL | 3 = Commercial HVAC | TRUE | 4.6667 | NonRes-sAll-mHVAC-RCA | Cap-Tons | ROB | 135.1548 | 47.3042 |  |  |  | 87.8506 | 1130 | Small Commercial | kW | 0 | -0.0203 | Commercial | Small Commercial | Winter Only | 14 | 135.1548 | 3% | 1130 | 0 | -0.0203 | Small Boilers (<100 MMBtu/hr Heat Input):Controlled Low NOx Burner | 4.6667 | 73% | NA |  |  |  | 90% | 90% | [6 empty] | 0% | 0% |  | 18.625 | 19.625 | 20.625 | 0 | 0 | 0 | 0 | 0 | 0 | 0 | 0 | 2023 Qtr 1: 4.5625; 2023 Qtr 2: 4.625; 2023 Qtr 3: 4.6875; 2023 Qtr 4: 4.75; 2024 Qtr 1: 4.8125; 2024 Qtr 2: 4.875; 2024 Qtr 3: 4.9375; 2024 Qtr 4: 5; 2025 Qtr 1: 5.0625; 2025 Qtr 2: 5.125; 2025 Qtr 3: 5.1875; 2025 Qtr 4: 5.25 | 58.875 | Htl; (assumed 200 ton, per Itron WO017 10-12 cost study)
MCE Commercial | Add econo with Econo-Lockout=NO, DB limit = 68, Max OSA = 100% | D03-058 | 3A | COMMERCIAL | 3 = Commercial HVAC | TRUE | 4.6667 | NonRes-sAll-mHVAC-RCA | Cap-Tons | ROB | 135.1548 | 47.3042 |  |  |  | 87.8506 | 1680 | Small Commercial | kW | 0 | -0.0202 | Commercial | Small Commercial | Winter Only | 14 | 135.1548 | 3% | 1680 | 0 | -0.0202 | Small Boilers (<100 MMBtu/hr Heat Input):Controlled Low NOx Burner | 4.6667 | 73% | NA |  |  |  | 90% | 90% | [6 empty] | 0% | 0% |  | 18.625 | 19.625 | 20.625 | 0 | 0 | 0 | 0 | 0 | 0 | 0 | 0 | 2023 Qtr 1: 4.5625; 2023 Qtr 2: 4.625; 2023 Qtr 3: 4.6875; 2023 Qtr 4: 4.75; 2024 Qtr 1: 4.8125; 2024 Qtr 2: 4.875; 2024 Qtr 3: 4.9375; 2024 Qtr 4: 5; 2025 Qtr 1: 5.0625; 2025 Qtr 2: 5.125; 2025 Qtr 3: 5.1875; 2025 Qtr 4: 5.25 | 58.875 | Htl; (assumed 200 ton, per Itron WO017 10-12 cost study)
MCE Commercial | Add econo with Econo-Lockout=NO, DB limit = 68, Max OSA = 100% | D03-058 | 3B | COMMERCIAL | 3 = Commercial HVAC | TRUE | 4.6667 | NonRes-sAll-mHVAC-RCA | Cap-Tons | ROB | 135.1548 | 47.3042 |  |  |  | 87.8506 | 1680 | Small Commercial | kW | 0 | -0.0202 | Commercial | Small Commercial | Winter Only | 14 | 135.1548 | 3% | 1680 | 0 | -0.0202 | Small Boilers (<100 MMBtu/hr Heat Input):Controlled Low NOx Burner | 4.6667 | 73% | NA |  |  |  | 90% | 90% | [6 empty] | 0% | 0% |  | 18.625 | 19.625 | 20.625 | 0 | 0 | 0 | 0 | 0 | 0 | 0 | 0 | 2023 Qtr 1: 4.5625; 2023 Qtr 2: 4.625; 2023 Qtr 3: 4.6875; 2023 Qtr 4: 4.75; 2024 Qtr 1: 4.8125; 2024 Qtr 2: 4.875; 2024 Qtr 3: 4.9375; 2024 Qtr 4: 5; 2025 Qtr 1: 5.0625; 2025 Qtr 2: 5.125; 2025 Qtr 3: 5.1875; 2025 Qtr 4: 5.25 | 58.875 | Htl; (assumed 200 ton, per Itron WO017 10-12 cost study)
MCE Commercial | Add econo with Econo-Lockout=NO, DB limit = 68, Max OSA = 100% | D03-058 | 12 | COMMERCIAL | 3 = Commercial HVAC | TRUE | 4.6667 | NonRes-sAll-mHVAC-RCA | Cap-Tons | ROB | 135.1548 | 47.3042 |  |  |  | 87.8506 | 889 | Small Commercial | kW | 0 | -0.0184 | Commercial | Small Commercial | Winter Only | 14 | 135.1548 | 3% | 889 | 0 | -0.0184 | Small Boilers (<100 MMBtu/hr Heat Input):Controlled Low NOx Burner | 4.6667 | 73% | NA |  |  |  | 90% | 90% | [6 empty] | 0% | 0% |  | 18.625 | 19.625 | 20.625 | 0 | 0 | 0 | 0 | 0 | 0 | 0 | 0 | 2023 Qtr 1: 4.5625; 2023 Qtr 2: 4.625; 2023 Qtr 3: 4.6875; 2023 Qtr 4: 4.75; 2024 Qtr 1: 4.8125; 2024 Qtr 2: 4.875; 2024 Qtr 3: 4.9375; 2024 Qtr 4: 5; 2025 Qtr 1: 5.0625; 2025 Qtr 2: 5.125; 2025 Qtr 3: 5.1875; 2025 Qtr 4: 5.25 | 58.875 | Htl; (assumed 200 ton, per Itron WO017 10-12 cost study)
MCE Commercial | Add econo with Econo-Lockout=NO, DB limit = 68, Max OSA = 100% | D03-058 | 2 | COMMERCIAL | 3 = Commercial HVAC | TRUE | 4.6667 | NonRes-sAll-mHVAC-RCA | Cap-Tons | ROB | 135.1548 | 47.3042 |  |  |  | 87.8506 | 756 | Small Commercial | kW | -0.000196 | -0.00287 | Commercial | Small Commercial | Winter Only | 14 | 135.1548 | 3% | 756 | -0.000196 | -0.00287 | Small Boilers (<100 MMBtu/hr Heat Input):Controlled Low NOx Burner | 4.6667 | 73% | NA |  |  |  | 90% | 90% | [6 empty] | 0% | 0% |  | 18.625 | 19.625 | 20.625 | 0 | 0 | 0 | 0 | 0 | 0 | 0 | 0 | 2023 Qtr 1: 4.5625; 2023 Qtr 2: 4.625; 2023 Qtr 3: 4.6875; 2023 Qtr 4: 4.75; 2024 Qtr 1: 4.8125; 2024 Qtr 2: 4.875; 2024 Qtr 3: 4.9375; 2024 Qtr 4: 5; 2025 Qtr 1: 5.0625; 2025 Qtr 2: 5.125; 2025 Qtr 3: 5.1875; 2025 Qtr 4: 5.25 | 58.875 | MBT; (assumed 200 ton, per Itron WO017 10-12 cost study)
MCE Commercial | Add econo with Econo-Lockout=NO, DB limit = 68, Max OSA = 100% | D03-058 | 3A | COMMERCIAL | 3 = Commercial HVAC | TRUE | 4.6667 | NonRes-sAll-mHVAC-RCA | Cap-Tons | ROB | 135.1548 | 47.3042 |  |  |  | 87.8506 | 1080 | Small Commercial | kW | 0.00108 | -0.00759 | Commercial | Small Commercial | Winter Only | 14 | 135.1548 | 3% | 1080 | 0.00108 | -0.00759 | Small Boilers (<100 MMBtu/hr Heat Input):Controlled Low NOx Burner | 4.6667 | 73% | NA |  |  |  | 90% | 90% | [6 empty] | 0% | 0% |  | 18.625 | 19.625 | 20.625 | 0 | 0 | 0 | 0 | 0 | 0 | 0 | 0 | 2023 Qtr 1: 4.5625; 2023 Qtr 2: 4.625; 2023 Qtr 3: 4.6875; 2023 Qtr 4: 4.75; 2024 Qtr 1: 4.8125; 2024 Qtr 2: 4.875; 2024 Qtr 3: 4.9375; 2024 Qtr 4: 5; 2025 Qtr 1: 5.0625; 2025 Qtr 2: 5.125; 2025 Qtr 3: 5.1875; 2025 Qtr 4: 5.25 | 58.875 | MBT; (assumed 200 ton, per Itron WO017 10-12 cost study)
MCE Commercial | Add econo with Econo-Lockout=NO, DB limit = 68, Max OSA = 100% | D03-058 | 3B | COMMERCIAL | 3 = Commercial HVAC | TRUE | 4.6667 | NonRes-sAll-mHVAC-RCA | Cap-Tons | ROB | 135.1548 | 47.3042 |  |  |  | 87.8506 | 1080 | Small Commercial | kW | 0.00108 | -0.00759 | Commercial | Small Commercial | Winter Only | 14 | 135.1548 | 3% | 1080 | 0.00108 | -0.00759 | Small Boilers (<100 MMBtu/hr Heat Input):Controlled Low NOx Burner | 4.6667 | 73% | NA |  |  |  | 90% | 90% | [6 empty] | 0% | 0% |  | 18.625 | 19.625 | 20.625 | 0 | 0 | 0 | 0 | 0 | 0 | 0 | 0 | 2023 Qtr 1: 4.5625; 2023 Qtr 2: 4.625; 2023 Qtr 3: 4.6875; 2023 Qtr 4: 4.75; 2024 Qtr 1: 4.8125; 2024 Qtr 2: 4.875; 2024 Qtr 3: 4.9375; 2024 Qtr 4: 5; 2025 Qtr 1: 5.0625; 2025 Qtr 2: 5.125; 2025 Qtr 3: 5.1875; 2025 Qtr 4: 5.25 | 58.875 | MBT; (assumed 200 ton, per Itron WO017 10-12 cost study)
MCE Commercial | Add econo with Econo-Lockout=NO, DB limit = 68, Max OSA = 100% | D03-058 | 12 | COMMERCIAL | 3 = Commercial HVAC | TRUE | 4.6667 | NonRes-sAll-mHVAC-RCA | Cap-Tons | ROB | 135.1548 | 47.3042 |  |  |  | 87.8506 | 611 | Small Commercial | kW | 0.00182 | -0.00261 | Commercial | Small Commercial | Winter Only | 14 | 135.1548 | 3% | 611 | 0.00182 | -0.00261 | Small Boilers (<100 MMBtu/hr Heat Input):Controlled Low NOx Burner | 4.6667 | 73% | NA |  |  |  | 90% | 90% | [6 empty] | 0% | 0% |  | 18.625 | 19.625 | 20.625 | 0 | 0 | 0 | 0 | 0 | 0 | 0 | 0 | 2023 Qtr 1: 4.5625; 2023 Qtr 2: 4.625; 2023 Qtr 3: 4.6875; 2023 Qtr 4: 4.75; 2024 Qtr 1: 4.8125; 2024 Qtr 2: 4.875; 2024 Qtr 3: 4.9375; 2024 Qtr 4: 5; 2025 Qtr 1: 5.0625; 2025 Qtr 2: 5.125; 2025 Qtr 3: 5.1875; 2025 Qtr 4: 5.25 | 58.875 | MBT; (assumed 200 ton, per Itron WO017 10-12 cost study)
MCE Commercial | Add econo with Econo-Lockout=NO, DB limit = 68, Max OSA = 100% | D03-058 | 2 | COMMERCIAL | 3 = Commercial HVAC | TRUE | 4.6667 | NonRes-sAll-mHVAC-RCA | Cap-Tons | ROB | 135.1548 | 47.3042 |  |  |  | 87.8506 | 358 | Small Commercial | kW | 0 | -0.00344 | Commercial | Small Commercial | Winter Only | 14 | 135.1548 | 3% | 358 | 0 | -0.00344 | Small Boilers (<100 MMBtu/hr Heat Input):Controlled Low NOx Burner | 4.6667 | 73% | NA |  |  |  | 90% | 90% | [6 empty] | 0% | 0% |  | 18.625 | 19.625 | 20.625 | 0 | 0 | 0 | 0 | 0 | 0 | 0 | 0 | 2023 Qtr 1: 4.5625; 2023 Qtr 2: 4.625; 2023 Qtr 3: 4.6875; 2023 Qtr 4: 4.75; 2024 Qtr 1: 4.8125; 2024 Qtr 2: 4.875; 2024 Qtr 3: 4.9375; 2024 Qtr 4: 5; 2025 Qtr 1: 5.0625; 2025 Qtr 2: 5.125; 2025 Qtr 3: 5.1875; 2025 Qtr 4: 5.25 | 58.875 | OfS; (assumed 200 ton, per Itron WO017 10-12 cost study)
MCE Commercial | Add econo with Econo-Lockout=NO, DB limit = 68, Max OSA = 100% | D03-058 | 3A | COMMERCIAL | 3 = Commercial HVAC | TRUE | 4.6667 | NonRes-sAll-mHVAC-RCA | Cap-Tons | ROB | 135.1548 | 47.3042 |  |  |  | 87.8506 | 592 | Small Commercial | kW | 0 | -0.00582 | Commercial | Small Commercial | Winter Only | 14 | 135.1548 | 3% | 592 | 0 | -0.00582 | Small Boilers (<100 MMBtu/hr Heat Input):Controlled Low NOx Burner | 4.6667 | 73% | NA |  |  |  | 90% | 90% | [6 empty] | 0% | 0% |  | 18.625 | 19.625 | 20.625 | 0 | 0 | 0 | 0 | 0 | 0 | 0 | 0 | 2023 Qtr 1: 4.5625; 2023 Qtr 2: 4.625; 2023 Qtr 3: 4.6875; 2023 Qtr 4: 4.75; 2024 Qtr 1: 4.8125; 2024 Qtr 2: 4.875; 2024 Qtr 3: 4.9375; 2024 Qtr 4: 5; 2025 Qtr 1: 5.0625; 2025 Qtr 2: 5.125; 2025 Qtr 3: 5.1875; 2025 Qtr 4: 5.25 | 58.875 | OfS; (assumed 200 ton, per Itron WO017 10-12 cost study)
MCE Commercial | Add econo with Econo-Lockout=NO, DB limit = 68, Max OSA = 100% | D03-058 | 3B | COMMERCIAL | 3 = Commercial HVAC | TRUE | 4.6667 | NonRes-sAll-mHVAC-RCA | Cap-Tons | ROB | 135.1548 | 47.3042 |  |  |  | 87.8506 | 592 | Small Commercial | kW | 0 | -0.00582 | Commercial | Small Commercial | Winter Only | 14 | 135.1548 | 3% | 592 | 0 | -0.00582 | Small Boilers (<100 MMBtu/hr Heat Input):Controlled Low NOx Burner | 4.6667 | 73% | NA |  |  |  | 90% | 90% | [6 empty] | 0% | 0% |  | 18.625 | 19.625 | 20.625 | 0 | 0 | 0 | 0 | 0 | 0 | 0 | 0 | 2023 Qtr 1: 4.5625; 2023 Qtr 2: 4.625; 2023 Qtr 3: 4.6875; 2023 Qtr 4: 4.75; 2024 Qtr 1: 4.8125; 2024 Qtr 2: 4.875; 2024 Qtr 3: 4.9375; 2024 Qtr 4: 5; 2025 Qtr 1: 5.0625; 2025 Qtr 2: 5.125; 2025 Qtr 3: 5.1875; 2025 Qtr 4: 5.25 | 58.875 | OfS; (assumed 200 ton, per Itron WO017 10-12 cost study)
MCE Commercial | Add econo with Econo-Lockout=NO, DB limit = 68, Max OSA = 100% | D03-058 | 12 | COMMERCIAL | 3 = Commercial HVAC | TRUE | 4.6667 | NonRes-sAll-mHVAC-RCA | Cap-Tons | ROB | 135.1548 | 47.3042 |  |  |  | 87.8506 | 294 | Small Commercial | kW | 0.00249 | -0.00163 | Commercial | Small Commercial | Winter Only | 14 | 135.1548 | 3% | 294 | 0.00249 | -0.00163 | Small Boilers (<100 MMBtu/hr Heat Input):Controlled Low NOx Burner | 4.6667 | 73% | NA |  |  |  | 90% | 90% | [6 empty] | 0% | 0% |  | 18.625 | 19.625 | 20.625 | 0 | 0 | 0 | 0 | 0 | 0 | 0 | 0 | 2023 Qtr 1: 4.5625; 2023 Qtr 2: 4.625; 2023 Qtr 3: 4.6875; 2023 Qtr 4: 4.75; 2024 Qtr 1: 4.8125; 2024 Qtr 2: 4.875; 2024 Qtr 3: 4.9375; 2024 Qtr 4: 5; 2025 Qtr 1: 5.0625; 2025 Qtr 2: 5.125; 2025 Qtr 3: 5.1875; 2025 Qtr 4: 5.25 | 58.875 | OfS; (assumed 200 ton, per Itron WO017 10-12 cost study)
MCE Commercial | Add econo with Econo-Lockout=NO, DB limit = 68, Max OSA = 100% | D03-058 | 2 | COMMERCIAL | 3 = Commercial HVAC | TRUE | 4.6667 | NonRes-sAll-mHVAC-RCA | Cap-Tons | ROB | 135.1548 | 47.3042 |  |  |  | 87.8506 | 129 | Small Commercial | kW | 0 | -0.00547 | Commercial | Small Commercial | Winter Only | 14 | 135.1548 | 3% | 129 | 0 | -0.00547 | Small Boilers (<100 MMBtu/hr Heat Input):Controlled Low NOx Burner | 4.6667 | 73% | NA |  |  |  | 90% | 90% | [6 empty] | 0% | 0% |  | 9.1263 | 9.6163 | 10.1062 | 0 | 0 | 0 | 0 | 0 | 0 | 0 | 0 | 2023 Qtr 1: 2.2356; 2023 Qtr 2: 2.2662; 2023 Qtr 3: 2.2969; 2023 Qtr 4: 2.3275; 2024 Qtr 1: 2.3581; 2024 Qtr 2: 2.3887; 2024 Qtr 3: 2.4194; 2024 Qtr 4: 2.45; 2025 Qtr 1: 2.4806; 2025 Qtr 2: 2.5112; 2025 Qtr 3: 2.5419; 2025 Qtr 4: 2.5725 | 28.8487 | RFF; (assumed 200 ton, per Itron WO017 10-12 cost study)
MCE Commercial | Add econo with Econo-Lockout=NO, DB limit = 68, Max OSA = 100% | D03-058 | 3A | COMMERCIAL | 3 = Commercial HVAC | TRUE | 4.6667 | NonRes-sAll-mHVAC-RCA | Cap-Tons | ROB | 135.1548 | 47.3042 |  |  |  | 87.8506 | 245 | Small Commercial | kW | 0 | 0.000313 | Commercial | Small Commercial | Winter Only | 14 | 135.1548 | 3% | 245 | 0 | 0.000313 | Small Boilers (<100 MMBtu/hr Heat Input):Controlled Low NOx Burner | 4.6667 | 73% | NA |  |  |  | 90% | 90% | [6 empty] | 0% | 0% |  | 9.1263 | 9.6163 | 10.1062 | 0 | 0 | 0 | 0 | 0 | 0 | 0 | 0 | 2023 Qtr 1: 2.2356; 2023 Qtr 2: 2.2662; 2023 Qtr 3: 2.2969; 2023 Qtr 4: 2.3275; 2024 Qtr 1: 2.3581; 2024 Qtr 2: 2.3887; 2024 Qtr 3: 2.4194; 2024 Qtr 4: 2.45; 2025 Qtr 1: 2.4806; 2025 Qtr 2: 2.5112; 2025 Qtr 3: 2.5419; 2025 Qtr 4: 2.5725 | 28.8487 | RFF; (assumed 200 ton, per Itron WO017 10-12 cost study)
MCE Commercial | Add econo with Econo-Lockout=NO, DB limit = 68, Max OSA = 100% | D03-058 | 3B | COMMERCIAL | 3 = Commercial HVAC | TRUE | 4.6667 | NonRes-sAll-mHVAC-RCA | Cap-Tons | ROB | 135.1548 | 47.3042 |  |  |  | 87.8506 | 245 | Small Commercial | kW | 0 | 0.000313 | Commercial | Small Commercial | Winter Only | 14 | 135.1548 | 3% | 245 | 0 | 0.000313 | Small Boilers (<100 MMBtu/hr Heat Input):Controlled Low NOx Burner | 4.6667 | 73% | NA |  |  |  | 90% | 90% | [6 empty] | 0% | 0% |  | 9.1263 | 9.6163 | 10.1062 | 0 | 0 | 0 | 0 | 0 | 0 | 0 | 0 | 2023 Qtr 1: 2.2356; 2023 Qtr 2: 2.2662; 2023 Qtr 3: 2.2969; 2023 Qtr 4: 2.3275; 2024 Qtr 1: 2.3581; 2024 Qtr 2: 2.3887; 2024 Qtr 3: 2.4194; 2024 Qtr 4: 2.45; 2025 Qtr 1: 2.4806; 2025 Qtr 2: 2.5112; 2025 Qtr 3: 2.5419; 2025 Qtr 4: 2.5725 | 28.8487 | RFF; (assumed 200 ton, per Itron WO017 10-12 cost study)
MCE Commercial | Add econo with Econo-Lockout=NO, DB limit = 68, Max OSA = 100% | D03-058 | 12 | COMMERCIAL | 3 = Commercial HVAC | TRUE | 4.6667 | NonRes-sAll-mHVAC-RCA | Cap-Tons | ROB | 135.1548 | 47.3042 |  |  |  | 87.8506 | 109 | Small Commercial | kW | 0 | -0.00318 | Commercial | Small Commercial | Winter Only | 14 | 135.1548 | 3% | 109 | 0 | -0.00318 | Small Boilers (<100 MMBtu/hr Heat Input):Controlled Low NOx Burner | 4.6667 | 73% | NA |  |  |  | 90% | 90% | [6 empty] | 0% | 0% |  | 9.1263 | 9.6163 | 10.1062 | 0 | 0 | 0 | 0 | 0 | 0 | 0 | 0 | 2023 Qtr 1: 2.2356; 2023 Qtr 2: 2.2662; 2023 Qtr 3: 2.2969; 2023 Qtr 4: 2.3275; 2024 Qtr 1: 2.3581; 2024 Qtr 2: 2.3887; 2024 Qtr 3: 2.4194; 2024 Qtr 4: 2.45; 2025 Qtr 1: 2.4806; 2025 Qtr 2: 2.5112; 2025 Qtr 3: 2.5419; 2025 Qtr 4: 2.5725 | 28.8487 | RFF; (assumed 200 ton, per Itron WO017 10-12 cost study)
MCE Commercial | Add econo with Econo-Lockout=NO, DB limit = 68, Max OSA = 100% | D03-058 | 2 | COMMERCIAL | 3 = Commercial HVAC | TRUE | 4.6667 | NonRes-sAll-mHVAC-RCA | Cap-Tons | ROB | 135.1548 | 47.3042 |  |  |  | 87.8506 | 406 | Small Commercial | kW | 0 | -0.0155 | Commercial | Small Commercial | Winter Only | 14 | 135.1548 | 3% | 406 | 0 | -0.0155 | Small Boilers (<100 MMBtu/hr Heat Input):Controlled Low NOx Burner | 4.6667 | 73% | NA |  |  |  | 90% | 90% | [6 empty] | 0% | 0% |  | 18.625 | 19.625 | 20.625 | 0 | 0 | 0 | 0 | 0 | 0 | 0 | 0 | 2023 Qtr 1: 4.5625; 2023 Qtr 2: 4.625; 2023 Qtr 3: 4.6875; 2023 Qtr 4: 4.75; 2024 Qtr 1: 4.8125; 2024 Qtr 2: 4.875; 2024 Qtr 3: 4.9375; 2024 Qtr 4: 5; 2025 Qtr 1: 5.0625; 2025 Qtr 2: 5.125; 2025 Qtr 3: 5.1875; 2025 Qtr 4: 5.25 | 58.875 | RtL; (assumed 200 ton, per Itron WO017 10-12 cost study)
MCE Commercial | Add econo with Econo-Lockout=NO, DB limit = 68, Max OSA = 100% | D03-058 | 3A | COMMERCIAL | 3 = Commercial HVAC | TRUE | 4.6667 | NonRes-sAll-mHVAC-RCA | Cap-Tons | ROB | 135.1548 | 47.3042 |  |  |  | 87.8506 | 769 | Small Commercial | kW | 0.000402 | -0.0205 | Commercial | Small Commercial | Winter Only | 14 | 135.1548 | 3% | 769 | 0.000402 | -0.0205 | Small Boilers (<100 MMBtu/hr Heat Input):Controlled Low NOx Burner | 4.6667 | 73% | NA |  |  |  | 90% | 90% | [6 empty] | 0% | 0% |  | 18.625 | 19.625 | 20.625 | 0 | 0 | 0 | 0 | 0 | 0 | 0 | 0 | 2023 Qtr 1: 4.5625; 2023 Qtr 2: 4.625; 2023 Qtr 3: 4.6875; 2023 Qtr 4: 4.75; 2024 Qtr 1: 4.8125; 2024 Qtr 2: 4.875; 2024 Qtr 3: 4.9375; 2024 Qtr 4: 5; 2025 Qtr 1: 5.0625; 2025 Qtr 2: 5.125; 2025 Qtr 3: 5.1875; 2025 Qtr 4: 5.25 | 58.875 | RtL; (assumed 200 ton, per Itron WO017 10-12 cost study)
MCE Commercial | Add econo with Econo-Lockout=NO, DB limit = 68, Max OSA = 100% | D03-058 | 3B | COMMERCIAL | 3 = Commercial HVAC | TRUE | 4.6667 | NonRes-sAll-mHVAC-RCA | Cap-Tons | ROB | 135.1548 | 47.3042 |  |  |  | 87.8506 | 769 | Small Commercial | kW | 0.000402 | -0.0205 | Commercial | Small Commercial | Winter Only | 14 | 135.1548 | 3% | 769 | 0.000402 | -0.0205 | Small Boilers (<100 MMBtu/hr Heat Input):Controlled Low NOx Burner | 4.6667 | 73% | NA |  |  |  | 90% | 90% | [6 empty] | 0% | 0% |  | 18.625 | 19.625 | 20.625 | 0 | 0 | 0 | 0 | 0 | 0 | 0 | 0 | 2023 Qtr 1: 4.5625; 2023 Qtr 2: 4.625; 2023 Qtr 3: 4.6875; 2023 Qtr 4: 4.75; 2024 Qtr 1: 4.8125; 2024 Qtr 2: 4.875; 2024 Qtr 3: 4.9375; 2024 Qtr 4: 5; 2025 Qtr 1: 5.0625; 2025 Qtr 2: 5.125; 2025 Qtr 3: 5.1875; 2025 Qtr 4: 5.25 | 58.875 | RtL; (assumed 200 ton, per Itron WO017 10-12 cost study)
MCE Commercial | Add econo with Econo-Lockout=NO, DB limit = 68, Max OSA = 100% | D03-058 | 12 | COMMERCIAL | 3 = Commercial HVAC | TRUE | 4.6667 | NonRes-sAll-mHVAC-RCA | Cap-Tons | ROB | 135.1548 | 47.3042 |  |  |  | 87.8506 | 313 | Small Commercial | kW | 0 | -0.00534 | Commercial | Small Commercial | Winter Only | 14 | 135.1548 | 3% | 313 | 0 | -0.00534 | Small Boilers (<100 MMBtu/hr Heat Input):Controlled Low NOx Burner | 4.6667 | 73% | NA |  |  |  | 90% | 90% | [6 empty] | 0% | 0% |  | 18.625 | 19.625 | 20.625 | 0 | 0 | 0 | 0 | 0 | 0 | 0 | 0 | 2023 Qtr 1: 4.5625; 2023 Qtr 2: 4.625; 2023 Qtr 3: 4.6875; 2023 Qtr 4: 4.75; 2024 Qtr 1: 4.8125; 2024 Qtr 2: 4.875; 2024 Qtr 3: 4.9375; 2024 Qtr 4: 5; 2025 Qtr 1: 5.0625; 2025 Qtr 2: 5.125; 2025 Qtr 3: 5.1875; 2025 Qtr 4: 5.25 | 58.875 | RtL; (assumed 200 ton, per Itron WO017 10-12 cost study)
MCE Commercial | Add econo with Econo-Lockout=NO, DB limit = 68, Max OSA = 100% | D03-058 | 2 | COMMERCIAL | 3 = Commercial HVAC | TRUE | 4.6667 | NonRes-sAll-mHVAC-RCA | Cap-Tons | ROB | 135.1548 | 47.3042 |  |  |  | 87.8506 | 279 | Small Commercial | kW | 0 | -0.00537 | Commercial | Small Commercial | Winter Only | 14 | 135.1548 | 3% | 279 | 0 | -0.00537 | Small Boilers (<100 MMBtu/hr Heat Input):Controlled Low NOx Burner | 4.6667 | 73% | NA |  |  |  | 90% | 90% | [6 empty] | 0% | 0% |  | 18.625 | 19.625 | 20.625 | 0 | 0 | 0 | 0 | 0 | 0 | 0 | 0 | 2023 Qtr 1: 4.5625; 2023 Qtr 2: 4.625; 2023 Qtr 3: 4.6875; 2023 Qtr 4: 4.75; 2024 Qtr 1: 4.8125; 2024 Qtr 2: 4.875; 2024 Qtr 3: 4.9375; 2024 Qtr 4: 5; 2025 Qtr 1: 5.0625; 2025 Qtr 2: 5.125; 2025 Qtr 3: 5.1875; 2025 Qtr 4: 5.25 | 58.875 | RtS; (assumed 200 ton, per Itron WO017 10-12 cost study)
MCE Commercial | Add econo with Econo-Lockout=NO, DB limit = 68, Max OSA = 100% | D03-058 | 3A | COMMERCIAL | 3 = Commercial HVAC | TRUE | 4.6667 | NonRes-sAll-mHVAC-RCA | Cap-Tons | ROB | 135.1548 | 47.3042 |  |  |  | 87.8506 | 523 | Small Commercial | kW | 0 | -0.0104 | Commercial | Small Commercial | Winter Only | 14 | 135.1548 | 3% | 523 | 0 | -0.0104 | Small Boilers (<100 MMBtu/hr Heat Input):Controlled Low NOx Burner | 4.6667 | 73% | NA |  |  |  | 90% | 90% | [6 empty] | 0% | 0% |  | 18.625 | 19.625 | 20.625 | 0 | 0 | 0 | 0 | 0 | 0 | 0 | 0 | 2023 Qtr 1: 4.5625; 2023 Qtr 2: 4.625; 2023 Qtr 3: 4.6875; 2023 Qtr 4: 4.75; 2024 Qtr 1: 4.8125; 2024 Qtr 2: 4.875; 2024 Qtr 3: 4.9375; 2024 Qtr 4: 5; 2025 Qtr 1: 5.0625; 2025 Qtr 2: 5.125; 2025 Qtr 3: 5.1875; 2025 Qtr 4: 5.25 | 58.875 | RtS; (assumed 200 ton, per Itron WO017 10-12 cost study)
MCE Commercial | Add econo with Econo-Lockout=NO, DB limit = 68, Max OSA = 100% | D03-058 | 3B | COMMERCIAL | 3 = Commercial HVAC | TRUE | 4.6667 | NonRes-sAll-mHVAC-RCA | Cap-Tons | ROB | 135.1548 | 47.3042 |  |  |  | 87.8506 | 523 | Small Commercial | kW | 0 | -0.0104 | Commercial | Small Commercial | Winter Only | 14 | 135.1548 | 3% | 523 | 0 | -0.0104 | Small Boilers (<100 MMBtu/hr Heat Input):Controlled Low NOx Burner | 4.6667 | 73% | NA |  |  |  | 90% | 90% | [6 empty] | 0% | 0% |  | 18.625 | 19.625 | 20.625 | 0 | 0 | 0 | 0 | 0 | 0 | 0 | 0 | 2023 Qtr 1: 4.5625; 2023 Qtr 2: 4.625; 2023 Qtr 3: 4.6875; 2023 Qtr 4: 4.75; 2024 Qtr 1: 4.8125; 2024 Qtr 2: 4.875; 2024 Qtr 3: 4.9375; 2024 Qtr 4: 5; 2025 Qtr 1: 5.0625; 2025 Qtr 2: 5.125; 2025 Qtr 3: 5.1875; 2025 Qtr 4: 5.25 | 58.875 | RtS; (assumed 200 ton, per Itron WO017 10-12 cost study)
MCE Commercial | Add econo with Econo-Lockout=NO, DB limit = 68, Max OSA = 100% | D03-058 | 12 | COMMERCIAL | 3 = Commercial HVAC | TRUE | 4.6667 | NonRes-sAll-mHVAC-RCA | Cap-Tons | ROB | 135.1548 | 47.3042 |  |  |  | 87.8506 | 228 | Small Commercial | kW | 0 | -0.00659 | Commercial | Small Commercial | Winter Only | 14 | 135.1548 | 3% | 228 | 0 | -0.00659 | Small Boilers (<100 MMBtu/hr Heat Input):Controlled Low NOx Burner | 4.6667 | 73% | NA |  |  |  | 90% | 90% | [6 empty] | 0% | 0% |  | 18.625 | 19.625 | 20.625 | 0 | 0 | 0 | 0 | 0 | 0 | 0 | 0 | 2023 Qtr 1: 4.5625; 2023 Qtr 2: 4.625; 2023 Qtr 3: 4.6875; 2023 Qtr 4: 4.75; 2024 Qtr 1: 4.8125; 2024 Qtr 2: 4.875; 2024 Qtr 3: 4.9375; 2024 Qtr 4: 5; 2025 Qtr 1: 5.0625; 2025 Qtr 2: 5.125; 2025 Qtr 3: 5.1875; 2025 Qtr 4: 5.25 | 58.875 | RtS; (assumed 200 ton, per Itron WO017 10-12 cost study)
MCE Commercial | Add econo with Econo-Lockout=NO, DB limit = 68, Max OSA = 100% | D03-058 | 2 | COMMERCIAL | 3 = Commercial HVAC | TRUE | 4.6667 | NonRes-sAll-mHVAC-RCA | Cap-Tons | ROB | 135.1548 | 47.3042 |  |  |  | 87.8506 | 329 | Small Commercial | kW | 0 | 0.00326 | Commercial | Small Commercial | Winter Only | 14 | 135.1548 | 3% | 329 | 0 | 0.00326 | Small Boilers (<100 MMBtu/hr Heat Input):Controlled Low NOx Burner | 4.6667 | 73% | NA |  |  |  | 90% | 90% | [6 empty] | 0% | 0% |  | 18.625 | 19.625 | 20.625 | 0 | 0 | 0 | 0 | 0 | 0 | 0 | 0 | 2023 Qtr 1: 4.5625; 2023 Qtr 2: 4.625; 2023 Qtr 3: 4.6875; 2023 Qtr 4: 4.75; 2024 Qtr 1: 4.8125; 2024 Qtr 2: 4.875; 2024 Qtr 3: 4.9375; 2024 Qtr 4: 5; 2025 Qtr 1: 5.0625; 2025 Qtr 2: 5.125; 2025 Qtr 3: 5.1875; 2025 Qtr 4: 5.25 | 58.875 | WRf; (assumed 200 ton, per Itron WO017 10-12 cost study)
MCE Commercial | Add econo with Econo-Lockout=NO, DB limit = 68, Max OSA = 100% | D03-058 | 3A | COMMERCIAL | 3 = Commercial HVAC | TRUE | 4.6667 | NonRes-sAll-mHVAC-RCA | Cap-Tons | ROB | 135.1548 | 47.3042 |  |  |  | 87.8506 | 522 | Small Commercial | kW | 0 | 0.00424 | Commercial | Small Commercial | Winter Only | 14 | 135.1548 | 3% | 522 | 0 | 0.00424 | Small Boilers (<100 MMBtu/hr Heat Input):Controlled Low NOx Burner | 4.6667 | 73% | NA |  |  |  | 90% | 90% | [6 empty] | 0% | 0% |  | 18.625 | 19.625 | 20.625 | 0 | 0 | 0 | 0 | 0 | 0 | 0 | 0 | 2023 Qtr 1: 4.5625; 2023 Qtr 2: 4.625; 2023 Qtr 3: 4.6875; 2023 Qtr 4: 4.75; 2024 Qtr 1: 4.8125; 2024 Qtr 2: 4.875; 2024 Qtr 3: 4.9375; 2024 Qtr 4: 5; 2025 Qtr 1: 5.0625; 2025 Qtr 2: 5.125; 2025 Qtr 3: 5.1875; 2025 Qtr 4: 5.25 | 58.875 | WRf; (assumed 200 ton, per Itron WO017 10-12 cost study)
MCE Commercial | Add econo with Econo-Lockout=NO, DB limit = 68, Max OSA = 100% | D03-058 | 3B | COMMERCIAL | 3 = Commercial HVAC | TRUE | 4.6667 | NonRes-sAll-mHVAC-RCA | Cap-Tons | ROB | 135.1548 | 47.3042 |  |  |  | 87.8506 | 522 | Small Commercial | kW | 0 | 0.00424 | Commercial | Small Commercial | Winter Only | 14 | 135.1548 | 3% | 522 | 0 | 0.00424 | Small Boilers (<100 MMBtu/hr Heat Input):Controlled Low NOx Burner | 4.6667 | 73% | NA |  |  |  | 90% | 90% | [6 empty] | 0% | 0% |  | 18.625 | 19.625 | 20.625 | 0 | 0 | 0 | 0 | 0 | 0 | 0 | 0 | 2023 Qtr 1: 4.5625; 2023 Qtr 2: 4.625; 2023 Qtr 3: 4.6875; 2023 Qtr 4: 4.75; 2024 Qtr 1: 4.8125; 2024 Qtr 2: 4.875; 2024 Qtr 3: 4.9375; 2024 Qtr 4: 5; 2025 Qtr 1: 5.0625; 2025 Qtr 2: 5.125; 2025 Qtr 3: 5.1875; 2025 Qtr 4: 5.25 | 58.875 | WRf; (assumed 200 ton, per Itron WO017 10-12 cost study)
MCE Commercial | Add econo with Econo-Lockout=NO, DB limit = 68, Max OSA = 100% | D03-058 | 12 | COMMERCIAL | 3 = Commercial HVAC | TRUE | 4.6667 | NonRes-sAll-mHVAC-RCA | Cap-Tons | ROB | 135.1548 | 47.3042 |  |  |  | 87.8506 | 223 | Small Commercial | kW | 0 | -0.000581 | Commercial | Small Commercial | Winter Only | 14 | 135.1548 | 3% | 223 | 0 | -0.000581 | Small Boilers (<100 MMBtu/hr Heat Input):Controlled Low NOx Burner | 4.6667 | 73% | NA |  |  |  | 90% | 90% | [6 empty] | 0% | 0% |  | 18.625 | 19.625 | 20.625 | 0 | 0 | 0 | 0 | 0 | 0 | 0 | 0 | 2023 Qtr 1: 4.5625; 2023 Qtr 2: 4.625; 2023 Qtr 3: 4.6875; 2023 Qtr 4: 4.75; 2024 Qtr 1: 4.8125; 2024 Qtr 2: 4.875; 2024 Qtr 3: 4.9375; 2024 Qtr 4: 5; 2025 Qtr 1: 5.0625; 2025 Qtr 2: 5.125; 2025 Qtr 3: 5.1875; 2025 Qtr 4: 5.25 | 58.875 | WRf; (assumed 200 ton, per Itron WO017 10-12 cost study)
MCE Commercial | Add ecomizer with Econo-Lockout=NO, DB limit = 68, Max OSA = 100% | D03-059 | 2 | COMMERCIAL | 3 = Commercial HVAC | TRUE | 4.6667 | NonRes-sAll-mHVAC-RCA | Cap-Tons | ROB | 135.1548 | 47.3042 |  |  |  | 87.8506 | 449 | Small Commercial | kW | 0.000465 | -12.4 | Commercial | Small Commercial | Winter Only | 14 | 135.1548 | 3% | 449 | 0.000465 | -12.4 | Small Boilers (<100 MMBtu/hr Heat Input):Controlled Low NOx Burner | 4.6667 | 73% | NA |  |  |  | 90% | 90% | [6 empty] | 0% | 0% |  | 18.625 | 19.625 | 20.625 | 0 | 0 | 0 | 0 | 0 | 0 | 0 | 0 | 2023 Qtr 1: 4.5625; 2023 Qtr 2: 4.625; 2023 Qtr 3: 4.6875; 2023 Qtr 4: 4.75; 2024 Qtr 1: 4.8125; 2024 Qtr 2: 4.875; 2024 Qtr 3: 4.9375; 2024 Qtr 4: 5; 2025 Qtr 1: 5.0625; 2025 Qtr 2: 5.125; 2025 Qtr 3: 5.1875; 2025 Qtr 4: 5.25 | 58.875 | (assumed 200 ton, per Itron WO017 10-12 cost study)
MCE Commercial | Add ecomizer with Econo-Lockout=NO, DB limit = 68, Max OSA = 100% | D03-059 | 3A | COMMERCIAL | 3 = Commercial HVAC | TRUE | 4.6667 | NonRes-sAll-mHVAC-RCA | Cap-Tons | ROB | 135.1548 | 47.3042 |  |  |  | 87.8506 | 458 | Small Commercial | kW | 0.00105 | -16.6 | Commercial | Small Commercial | Winter Only | 14 | 135.1548 | 3% | 458 | 0.00105 | -16.6 | Small Boilers (<100 MMBtu/hr Heat Input):Controlled Low NOx Burner | 4.6667 | 73% | NA |  |  |  | 90% | 90% | [6 empty] | 0% | 0% |  | 18.625 | 19.625 | 20.625 | 0 | 0 | 0 | 0 | 0 | 0 | 0 | 0 | 2023 Qtr 1: 4.5625; 2023 Qtr 2: 4.625; 2023 Qtr 3: 4.6875; 2023 Qtr 4: 4.75; 2024 Qtr 1: 4.8125; 2024 Qtr 2: 4.875; 2024 Qtr 3: 4.9375; 2024 Qtr 4: 5; 2025 Qtr 1: 5.0625; 2025 Qtr 2: 5.125; 2025 Qtr 3: 5.1875; 2025 Qtr 4: 5.25 | 58.875 | (assumed 200 ton, per Itron WO017 10-12 cost study)
MCE Commercial | Add ecomizer with Econo-Lockout=NO, DB limit = 68, Max OSA = 100% | D03-059 | 3B | COMMERCIAL | 3 = Commercial HVAC | TRUE | 4.6667 | NonRes-sAll-mHVAC-RCA | Cap-Tons | ROB | 135.1548 | 47.3042 |  |  |  | 87.8506 | 458 | Small Commercial | kW | 0.00105 | -16.6 | Commercial | Small Commercial | Winter Only | 14 | 135.1548 | 3% | 458 | 0.00105 | -16.6 | Small Boilers (<100 MMBtu/hr Heat Input):Controlled Low NOx Burner | 4.6667 | 73% | NA |  |  |  | 90% | 90% | [6 empty] | 0% | 0% |  | 18.625 | 19.625 | 20.625 | 0 | 0 | 0 | 0 | 0 | 0 | 0 | 0 | 2023 Qtr 1: 4.5625; 2023 Qtr 2: 4.625; 2023 Qtr 3: 4.6875; 2023 Qtr 4: 4.75; 2024 Qtr 1: 4.8125; 2024 Qtr 2: 4.875; 2024 Qtr 3: 4.9375; 2024 Qtr 4: 5; 2025 Qtr 1: 5.0625; 2025 Qtr 2: 5.125; 2025 Qtr 3: 5.1875; 2025 Qtr 4: 5.25 | 58.875 | (assumed 200 ton, per Itron WO017 10-12 cost study)
MCE Commercial | Add ecomizer with Econo-Lockout=NO, DB limit = 68, Max OSA = 100% | D03-059 | 12 | COMMERCIAL | 3 = Commercial HVAC | TRUE | 4.6667 | NonRes-sAll-mHVAC-RCA | Cap-Tons | ROB | 135.1548 | 47.3042 |  |  |  | 87.8506 | 396 | Small Commercial | kW | 0.000439 | -10.8 | Commercial | Small Commercial | Winter Only | 14 | 135.1548 | 3% | 396 | 0.000439 | -10.8 | Small Boilers (<100 MMBtu/hr Heat Input):Controlled Low NOx Burner | 4.6667 | 73% | NA |  |  |  | 90% | 90% | [6 empty] | 0% | 0% |  | 18.625 | 19.625 | 20.625 | 0 | 0 | 0 | 0 | 0 | 0 | 0 | 0 | 2023 Qtr 1: 4.5625; 2023 Qtr 2: 4.625; 2023 Qtr 3: 4.6875; 2023 Qtr 4: 4.75; 2024 Qtr 1: 4.8125; 2024 Qtr 2: 4.875; 2024 Qtr 3: 4.9375; 2024 Qtr 4: 5; 2025 Qtr 1: 5.0625; 2025 Qtr 2: 5.125; 2025 Qtr 3: 5.1875; 2025 Qtr 4: 5.25 | 58.875 | (assumed 200 ton, per Itron WO017 10-12 cost study)
MCE Commercial | Add ecomizer with Econo-Lockout=NO, DB limit = 68, Max OSA = 100% | D03-059 | 2 | COMMERCIAL | 3 = Commercial HVAC | TRUE | 4.6667 | NonRes-sAll-mHVAC-RCA | Cap-Tons | ROB | 135.1548 | 47.3042 |  |  |  | 87.8506 | 559 | Small Commercial | kW | 0.000944 | -15.9 | Commercial | Small Commercial | Winter Only | 14 | 135.1548 | 3% | 559 | 0.000944 | -15.9 | Small Boilers (<100 MMBtu/hr Heat Input):Controlled Low NOx Burner | 4.6667 | 73% | NA |  |  |  | 90% | 90% | [6 empty] | 0% | 0% |  | 18.625 | 19.625 | 20.625 | 0 | 0 | 0 | 0 | 0 | 0 | 0 | 0 | 2023 Qtr 1: 4.5625; 2023 Qtr 2: 4.625; 2023 Qtr 3: 4.6875; 2023 Qtr 4: 4.75; 2024 Qtr 1: 4.8125; 2024 Qtr 2: 4.875; 2024 Qtr 3: 4.9375; 2024 Qtr 4: 5; 2025 Qtr 1: 5.0625; 2025 Qtr 2: 5.125; 2025 Qtr 3: 5.1875; 2025 Qtr 4: 5.25 | 58.875 | (assumed 200 ton, per Itron WO017 10-12 cost study)
MCE Commercial | Add ecomizer with Econo-Lockout=NO, DB limit = 68, Max OSA = 100% | D03-059 | 3A | COMMERCIAL | 3 = Commercial HVAC | TRUE | 4.6667 | NonRes-sAll-mHVAC-RCA | Cap-Tons | ROB | 135.1548 | 47.3042 |  |  |  | 87.8506 | 578 | Small Commercial | kW | 0.00157 | -20.8 | Commercial | Small Commercial | Winter Only | 14 | 135.1548 | 3% | 578 | 0.00157 | -20.8 | Small Boilers (<100 MMBtu/hr Heat Input):Controlled Low NOx Burner | 4.6667 | 73% | NA |  |  |  | 90% | 90% | [6 empty] | 0% | 0% |  | 18.625 | 19.625 | 20.625 | 0 | 0 | 0 | 0 | 0 | 0 | 0 | 0 | 2023 Qtr 1: 4.5625; 2023 Qtr 2: 4.625; 2023 Qtr 3: 4.6875; 2023 Qtr 4: 4.75; 2024 Qtr 1: 4.8125; 2024 Qtr 2: 4.875; 2024 Qtr 3: 4.9375; 2024 Qtr 4: 5; 2025 Qtr 1: 5.0625; 2025 Qtr 2: 5.125; 2025 Qtr 3: 5.1875; 2025 Qtr 4: 5.25 | 58.875 | (assumed 200 ton, per Itron WO017 10-12 cost study)
MCE Commercial | Add ecomizer with Econo-Lockout=NO, DB limit = 68, Max OSA = 100% | D03-059 | 3B | COMMERCIAL | 3 = Commercial HVAC | TRUE | 4.6667 | NonRes-sAll-mHVAC-RCA | Cap-Tons | ROB | 135.1548 | 47.3042 |  |  |  | 87.8506 | 578 | Small Commercial | kW | 0.00157 | -20.8 | Commercial | Small Commercial | Winter Only | 14 | 135.1548 | 3% | 578 | 0.00157 | -20.8 | Small Boilers (<100 MMBtu/hr Heat Input):Controlled Low NOx Burner | 4.6667 | 73% | NA |  |  |  | 90% | 90% | [6 empty] | 0% | 0% |  | 18.625 | 19.625 | 20.625 | 0 | 0 | 0 | 0 | 0 | 0 | 0 | 0 | 2023 Qtr 1: 4.5625; 2023 Qtr 2: 4.625; 2023 Qtr 3: 4.6875; 2023 Qtr 4: 4.75; 2024 Qtr 1: 4.8125; 2024 Qtr 2: 4.875; 2024 Qtr 3: 4.9375; 2024 Qtr 4: 5; 2025 Qtr 1: 5.0625; 2025 Qtr 2: 5.125; 2025 Qtr 3: 5.1875; 2025 Qtr 4: 5.25 | 58.875 | (assumed 200 ton, per Itron WO017 10-12 cost study)
MCE Commercial | Add ecomizer with Econo-Lockout=NO, DB limit = 68, Max OSA = 100% | D03-059 | 12 | COMMERCIAL | 3 = Commercial HVAC | TRUE | 4.6667 | NonRes-sAll-mHVAC-RCA | Cap-Tons | ROB | 135.1548 | 47.3042 |  |  |  | 87.8506 | 491 | Small Commercial | kW | 0.000174 | -14 | Commercial | Small Commercial | Winter Only | 14 | 135.1548 | 3% | 491 | 0.000174 | -14 | Small Boilers (<100 MMBtu/hr Heat Input):Controlled Low NOx Burner | 4.6667 | 73% | NA |  |  |  | 90% | 90% | [6 empty] | 0% | 0% |  | 18.625 | 19.625 | 20.625 | 0 | 0 | 0 | 0 | 0 | 0 | 0 | 0 | 2023 Qtr 1: 4.5625; 2023 Qtr 2: 4.625; 2023 Qtr 3: 4.6875; 2023 Qtr 4: 4.75; 2024 Qtr 1: 4.8125; 2024 Qtr 2: 4.875; 2024 Qtr 3: 4.9375; 2024 Qtr 4: 5; 2025 Qtr 1: 5.0625; 2025 Qtr 2: 5.125; 2025 Qtr 3: 5.1875; 2025 Qtr 4: 5.25 | 58.875 | (assumed 200 ton, per Itron WO017 10-12 cost study)
MCE Commercial | Add ecomizer with Econo-Lockout=NO, DB limit = 68, Max OSA = 100% | D03-059 | 2 | COMMERCIAL | 3 = Commercial HVAC | TRUE | 4.6667 | NonRes-sAll-mHVAC-RCA | Cap-Tons | ROB | 135.1548 | 47.3042 |  |  |  | 87.8506 | 1790 | Small Commercial | kW | 0.000254 | -43.5 | Commercial | Small Commercial | Winter Only | 14 | 135.1548 | 3% | 1790 | 0.000254 | -43.5 | Small Boilers (<100 MMBtu/hr Heat Input):Controlled Low NOx Burner | 4.6667 | 73% | NA |  |  |  | 90% | 90% | [6 empty] | 0% | 0% |  | 18.625 | 19.625 | 20.625 | 0 | 0 | 0 | 0 | 0 | 0 | 0 | 0 | 2023 Qtr 1: 4.5625; 2023 Qtr 2: 4.625; 2023 Qtr 3: 4.6875; 2023 Qtr 4: 4.75; 2024 Qtr 1: 4.8125; 2024 Qtr 2: 4.875; 2024 Qtr 3: 4.9375; 2024 Qtr 4: 5; 2025 Qtr 1: 5.0625; 2025 Qtr 2: 5.125; 2025 Qtr 3: 5.1875; 2025 Qtr 4: 5.25 | 58.875 | (assumed 200 ton, per Itron WO017 10-12 cost study)
MCE Commercial | Add ecomizer with Econo-Lockout=NO, DB limit = 68, Max OSA = 100% | D03-059 | 3A | COMMERCIAL | 3 = Commercial HVAC | TRUE | 4.6667 | NonRes-sAll-mHVAC-RCA | Cap-Tons | ROB | 135.1548 | 47.3042 |  |  |  | 87.8506 | 1900 | Small Commercial | kW | 0.000905 | -47.8 | Commercial | Small Commercial | Winter Only | 14 | 135.1548 | 3% | 1900 | 0.000905 | -47.8 | Small Boilers (<100 MMBtu/hr Heat Input):Controlled Low NOx Burner | 4.6667 | 73% | NA |  |  |  | 90% | 90% | [6 empty] | 0% | 0% |  | 18.625 | 19.625 | 20.625 | 0 | 0 | 0 | 0 | 0 | 0 | 0 | 0 | 2023 Qtr 1: 4.5625; 2023 Qtr 2: 4.625; 2023 Qtr 3: 4.6875; 2023 Qtr 4: 4.75; 2024 Qtr 1: 4.8125; 2024 Qtr 2: 4.875; 2024 Qtr 3: 4.9375; 2024 Qtr 4: 5; 2025 Qtr 1: 5.0625; 2025 Qtr 2: 5.125; 2025 Qtr 3: 5.1875; 2025 Qtr 4: 5.25 | 58.875 | (assumed 200 ton, per Itron WO017 10-12 cost study)
MCE Commercial | Add ecomizer with Econo-Lockout=NO, DB limit = 68, Max OSA = 100% | D03-059 | 3B | COMMERCIAL | 3 = Commercial HVAC | TRUE | 4.6667 | NonRes-sAll-mHVAC-RCA | Cap-Tons | ROB | 135.1548 | 47.3042 |  |  |  | 87.8506 | 1900 | Small Commercial | kW | 0.000905 | -47.8 | Commercial | Small Commercial | Winter Only | 14 | 135.1548 | 3% | 1900 | 0.000905 | -47.8 | Small Boilers (<100 MMBtu/hr Heat Input):Controlled Low NOx Burner | 4.6667 | 73% | NA |  |  |  | 90% | 90% | [6 empty] | 0% | 0% |  | 18.625 | 19.625 | 20.625 | 0 | 0 | 0 | 0 | 0 | 0 | 0 | 0 | 2023 Qtr 1: 4.5625; 2023 Qtr 2: 4.625; 2023 Qtr 3: 4.6875; 2023 Qtr 4: 4.75; 2024 Qtr 1: 4.8125; 2024 Qtr 2: 4.875; 2024 Qtr 3: 4.9375; 2024 Qtr 4: 5; 2025 Qtr 1: 5.0625; 2025 Qtr 2: 5.125; 2025 Qtr 3: 5.1875; 2025 Qtr 4: 5.25 | 58.875 | (assumed 200 ton, per Itron WO017 10-12 cost study)
MCE Commercial | Add ecomizer with Econo-Lockout=NO, DB limit = 68, Max OSA = 100% | D03-059 | 12 | COMMERCIAL | 3 = Commercial HVAC | TRUE | 4.6667 | NonRes-sAll-mHVAC-RCA | Cap-Tons | ROB | 135.1548 | 47.3042 |  |  |  | 87.8506 | 1640 | Small Commercial | kW | 0.000985 | -37.9 | Commercial | Small Commercial | Winter Only | 14 | 135.1548 | 3% | 1640 | 0.000985 | -37.9 | Small Boilers (<100 MMBtu/hr Heat Input):Controlled Low NOx Burner | 4.6667 | 73% | NA |  |  |  | 90% | 90% | [6 empty] | 0% | 0% |  | 18.625 | 19.625 | 20.625 | 0 | 0 | 0 | 0 | 0 | 0 | 0 | 0 | 2023 Qtr 1: 4.5625; 2023 Qtr 2: 4.625; 2023 Qtr 3: 4.6875; 2023 Qtr 4: 4.75; 2024 Qtr 1: 4.8125; 2024 Qtr 2: 4.875; 2024 Qtr 3: 4.9375; 2024 Qtr 4: 5; 2025 Qtr 1: 5.0625; 2025 Qtr 2: 5.125; 2025 Qtr 3: 5.1875; 2025 Qtr 4: 5.25 | 58.875 | (assumed 200 ton, per Itron WO017 10-12 cost study)
MCE Commercial | Add ecomizer with Econo-Lockout=NO, DB limit = 68, Max OSA = 100% | D03-059 | 2 | COMMERCIAL | 3 = Commercial HVAC | TRUE | 4.6667 | NonRes-sAll-mHVAC-RCA | Cap-Tons | ROB | 135.1548 | 47.3042 |  |  |  | 87.8506 | 5920 | Small Commercial | kW | 0.0127 | -59.9 | Commercial | Small Commercial | Winter Only | 14 | 135.1548 | 3% | 5920 | 0.0127 | -59.9 | Small Boilers (<100 MMBtu/hr Heat Input):Controlled Low NOx Burner | 4.6667 | 73% | NA |  |  |  | 90% | 90% | [6 empty] | 0% | 0% |  | 18.625 | 19.625 | 20.625 | 0 | 0 | 0 | 0 | 0 | 0 | 0 | 0 | 2023 Qtr 1: 4.5625; 2023 Qtr 2: 4.625; 2023 Qtr 3: 4.6875; 2023 Qtr 4: 4.75; 2024 Qtr 1: 4.8125; 2024 Qtr 2: 4.875; 2024 Qtr 3: 4.9375; 2024 Qtr 4: 5; 2025 Qtr 1: 5.0625; 2025 Qtr 2: 5.125; 2025 Qtr 3: 5.1875; 2025 Qtr 4: 5.25 | 58.875 | (assumed 200 ton, per Itron WO017 10-12 cost study)
MCE Commercial | Add ecomizer with Econo-Lockout=NO, DB limit = 68, Max OSA = 100% | D03-059 | 3A | COMMERCIAL | 3 = Commercial HVAC | TRUE | 4.6667 | NonRes-sAll-mHVAC-RCA | Cap-Tons | ROB | 135.1548 | 47.3042 |  |  |  | 87.8506 | 5720 | Small Commercial | kW | 0.136 | -64.8 | Commercial | Small Commercial | Winter Only | 14 | 135.1548 | 3% | 5720 | 0.136 | -64.8 | Small Boilers (<100 MMBtu/hr Heat Input):Controlled Low NOx Burner | 4.6667 | 73% | NA |  |  |  | 90% | 90% | [6 empty] | 0% | 0% |  | 18.625 | 19.625 | 20.625 | 0 | 0 | 0 | 0 | 0 | 0 | 0 | 0 | 2023 Qtr 1: 4.5625; 2023 Qtr 2: 4.625; 2023 Qtr 3: 4.6875; 2023 Qtr 4: 4.75; 2024 Qtr 1: 4.8125; 2024 Qtr 2: 4.875; 2024 Qtr 3: 4.9375; 2024 Qtr 4: 5; 2025 Qtr 1: 5.0625; 2025 Qtr 2: 5.125; 2025 Qtr 3: 5.1875; 2025 Qtr 4: 5.25 | 58.875 | (assumed 200 ton, per Itron WO017 10-12 cost study)
MCE Commercial | Add ecomizer with Econo-Lockout=NO, DB limit = 68, Max OSA = 100% | D03-059 | 3B | COMMERCIAL | 3 = Commercial HVAC | TRUE | 4.6667 | NonRes-sAll-mHVAC-RCA | Cap-Tons | ROB | 135.1548 | 47.3042 |  |  |  | 87.8506 | 5720 | Small Commercial | kW | 0.136 | -64.8 | Commercial | Small Commercial | Winter Only | 14 | 135.1548 | 3% | 5720 | 0.136 | -64.8 | Small Boilers (<100 MMBtu/hr Heat Input):Controlled Low NOx Burner | 4.6667 | 73% | NA |  |  |  | 90% | 90% | [6 empty] | 0% | 0% |  | 18.625 | 19.625 | 20.625 | 0 | 0 | 0 | 0 | 0 | 0 | 0 | 0 | 2023 Qtr 1: 4.5625; 2023 Qtr 2: 4.625; 2023 Qtr 3: 4.6875; 2023 Qtr 4: 4.75; 2024 Qtr 1: 4.8125; 2024 Qtr 2: 4.875; 2024 Qtr 3: 4.9375; 2024 Qtr 4: 5; 2025 Qtr 1: 5.0625; 2025 Qtr 2: 5.125; 2025 Qtr 3: 5.1875; 2025 Qtr 4: 5.25 | 58.875 | (assumed 200 ton, per Itron WO017 10-12 cost study)
MCE Commercial | Add ecomizer with Econo-Lockout=NO, DB limit = 68, Max OSA = 100% | D03-059 | 12 | COMMERCIAL | 3 = Commercial HVAC | TRUE | 4.6667 | NonRes-sAll-mHVAC-RCA | Cap-Tons | ROB | 135.1548 | 47.3042 |  |  |  | 87.8506 | 5440 | Small Commercial | kW | 0.0503 | -51.3 | Commercial | Small Commercial | Winter Only | 14 | 135.1548 | 3% | 5440 | 0.0503 | -51.3 | Small Boilers (<100 MMBtu/hr Heat Input):Controlled Low NOx Burner | 4.6667 | 73% | NA |  |  |  | 90% | 90% | [6 empty] | 0% | 0% |  | 18.625 | 19.625 | 20.625 | 0 | 0 | 0 | 0 | 0 | 0 | 0 | 0 | 2023 Qtr 1: 4.5625; 2023 Qtr 2: 4.625; 2023 Qtr 3: 4.6875; 2023 Qtr 4: 4.75; 2024 Qtr 1: 4.8125; 2024 Qtr 2: 4.875; 2024 Qtr 3: 4.9375; 2024 Qtr 4: 5; 2025 Qtr 1: 5.0625; 2025 Qtr 2: 5.125; 2025 Qtr 3: 5.1875; 2025 Qtr 4: 5.25 | 58.875 | (assumed 200 ton, per Itron WO017 10-12 cost study)
MCE Commercial | Add ecomizer with Econo-Lockout=NO, DB limit = 68, Max OSA = 100% | D03-059 | 2 | COMMERCIAL | 3 = Commercial HVAC | TRUE | 4.6667 | NonRes-sAll-mHVAC-RCA | Cap-Tons | ROB | 135.1548 | 47.3042 |  |  |  | 87.8506 | 1390 | Small Commercial | kW | 0.000418 | -33.9 | Commercial | Small Commercial | Winter Only | 14 | 135.1548 | 3% | 1390 | 0.000418 | -33.9 | Small Boilers (<100 MMBtu/hr Heat Input):Controlled Low NOx Burner | 4.6667 | 73% | NA |  |  |  | 90% | 90% | [6 empty] | 0% | 0% |  | 18.625 | 19.625 | 20.625 | 0 | 0 | 0 | 0 | 0 | 0 | 0 | 0 | 2023 Qtr 1: 4.5625; 2023 Qtr 2: 4.625; 2023 Qtr 3: 4.6875; 2023 Qtr 4: 4.75; 2024 Qtr 1: 4.8125; 2024 Qtr 2: 4.875; 2024 Qtr 3: 4.9375; 2024 Qtr 4: 5; 2025 Qtr 1: 5.0625; 2025 Qtr 2: 5.125; 2025 Qtr 3: 5.1875; 2025 Qtr 4: 5.25 | 58.875 | (assumed 200 ton, per Itron WO017 10-12 cost study)
MCE Commercial | Add ecomizer with Econo-Lockout=NO, DB limit = 68, Max OSA = 100% | D03-059 | 3A | COMMERCIAL | 3 = Commercial HVAC | TRUE | 4.6667 | NonRes-sAll-mHVAC-RCA | Cap-Tons | ROB | 135.1548 | 47.3042 |  |  |  | 87.8506 | 1550 | Small Commercial | kW | 0.00043 | -43.6 | Commercial | Small Commercial | Winter Only | 14 | 135.1548 | 3% | 1550 | 0.00043 | -43.6 | Small Boilers (<100 MMBtu/hr Heat Input):Controlled Low NOx Burner | 4.6667 | 73% | NA |  |  |  | 90% | 90% | [6 empty] | 0% | 0% |  | 18.625 | 19.625 | 20.625 | 0 | 0 | 0 | 0 | 0 | 0 | 0 | 0 | 2023 Qtr 1: 4.5625; 2023 Qtr 2: 4.625; 2023 Qtr 3: 4.6875; 2023 Qtr 4: 4.75; 2024 Qtr 1: 4.8125; 2024 Qtr 2: 4.875; 2024 Qtr 3: 4.9375; 2024 Qtr 4: 5; 2025 Qtr 1: 5.0625; 2025 Qtr 2: 5.125; 2025 Qtr 3: 5.1875; 2025 Qtr 4: 5.25 | 58.875 | (assumed 200 ton, per Itron WO017 10-12 cost study)
MCE Commercial | Add ecomizer with Econo-Lockout=NO, DB limit = 68, Max OSA = 100% | D03-059 | 3B | COMMERCIAL | 3 = Commercial HVAC | TRUE | 4.6667 | NonRes-sAll-mHVAC-RCA | Cap-Tons | ROB | 135.1548 | 47.3042 |  |  |  | 87.8506 | 1550 | Small Commercial | kW | 0.00043 | -43.6 | Commercial | Small Commercial | Winter Only | 14 | 135.1548 | 3% | 1550 | 0.00043 | -43.6 | Small Boilers (<100 MMBtu/hr Heat Input):Controlled Low NOx Burner | 4.6667 | 73% | NA |  |  |  | 90% | 90% | [6 empty] | 0% | 0% |  | 18.625 | 19.625 | 20.625 | 0 | 0 | 0 | 0 | 0 | 0 | 0 | 0 | 2023 Qtr 1: 4.5625; 2023 Qtr 2: 4.625; 2023 Qtr 3: 4.6875; 2023 Qtr 4: 4.75; 2024 Qtr 1: 4.8125; 2024 Qtr 2: 4.875; 2024 Qtr 3: 4.9375; 2024 Qtr 4: 5; 2025 Qtr 1: 5.0625; 2025 Qtr 2: 5.125; 2025 Qtr 3: 5.1875; 2025 Qtr 4: 5.25 | 58.875 | (assumed 200 ton, per Itron WO017 10-12 cost study)
MCE Commercial | Add ecomizer with Econo-Lockout=NO, DB limit = 68, Max OSA = 100% | D03-059 | 12 | COMMERCIAL | 3 = Commercial HVAC | TRUE | 4.6667 | NonRes-sAll-mHVAC-RCA | Cap-Tons | ROB | 135.1548 | 47.3042 |  |  |  | 87.8506 | 1260 | Small Commercial | kW | 0.000402 | -31.3 | Commercial | Small Commercial | Winter Only | 14 | 135.1548 | 3% | 1260 | 0.000402 | -31.3 | Small Boilers (<100 MMBtu/hr Heat Input):Controlled Low NOx Burner | 4.6667 | 73% | NA |  |  |  | 90% | 90% | [6 empty] | 0% | 0% |  | 18.625 | 19.625 | 20.625 | 0 | 0 | 0 | 0 | 0 | 0 | 0 | 0 | 2023 Qtr 1: 4.5625; 2023 Qtr 2: 4.625; 2023 Qtr 3: 4.6875; 2023 Qtr 4: 4.75; 2024 Qtr 1: 4.8125; 2024 Qtr 2: 4.875; 2024 Qtr 3: 4.9375; 2024 Qtr 4: 5; 2025 Qtr 1: 5.0625; 2025 Qtr 2: 5.125; 2025 Qtr 3: 5.1875; 2025 Qtr 4: 5.25 | 58.875 | (assumed 200 ton, per Itron WO017 10-12 cost study)
MCE Commercial | Add ecomizer with Econo-Lockout=NO, DB limit = 68, Max OSA = 100% | D03-059 | 2 | COMMERCIAL | 3 = Commercial HVAC | TRUE | 4.6667 | NonRes-sAll-mHVAC-RCA | Cap-Tons | ROB | 135.1548 | 47.3042 |  |  |  | 87.8506 | 722 | Small Commercial | kW | 0 | -21.7 | Commercial | Small Commercial | Winter Only | 14 | 135.1548 | 3% | 722 | 0 | -21.7 | Small Boilers (<100 MMBtu/hr Heat Input):Controlled Low NOx Burner | 4.6667 | 73% | NA |  |  |  | 90% | 90% | [6 empty] | 0% | 0% |  | 13.0375 | 13.7375 | 14.4375 | 0 | 0 | 0 | 0 | 0 | 0 | 0 | 0 | 2023 Qtr 1: 3.1938; 2023 Qtr 2: 3.2375; 2023 Qtr 3: 3.2812; 2023 Qtr 4: 3.325; 2024 Qtr 1: 3.3687; 2024 Qtr 2: 3.4125; 2024 Qtr 3: 3.4562; 2024 Qtr 4: 3.5; 2025 Qtr 1: 3.5438; 2025 Qtr 2: 3.5875; 2025 Qtr 3: 3.6313; 2025 Qtr 4: 3.675 | 41.2125 | (assumed 200 ton, per Itron WO017 10-12 cost study)
MCE Commercial | Add ecomizer with Econo-Lockout=NO, DB limit = 68, Max OSA = 100% | D03-059 | 3A | COMMERCIAL | 3 = Commercial HVAC | TRUE | 4.6667 | NonRes-sAll-mHVAC-RCA | Cap-Tons | ROB | 135.1548 | 47.3042 |  |  |  | 87.8506 | 803 | Small Commercial | kW | 0.00118 | -26.4 | Commercial | Small Commercial | Winter Only | 14 | 135.1548 | 3% | 803 | 0.00118 | -26.4 | Small Boilers (<100 MMBtu/hr Heat Input):Controlled Low NOx Burner | 4.6667 | 73% | NA |  |  |  | 90% | 90% | [6 empty] | 0% | 0% |  | 13.0375 | 13.7375 | 14.4375 | 0 | 0 | 0 | 0 | 0 | 0 | 0 | 0 | 2023 Qtr 1: 3.1938; 2023 Qtr 2: 3.2375; 2023 Qtr 3: 3.2812; 2023 Qtr 4: 3.325; 2024 Qtr 1: 3.3687; 2024 Qtr 2: 3.4125; 2024 Qtr 3: 3.4562; 2024 Qtr 4: 3.5; 2025 Qtr 1: 3.5438; 2025 Qtr 2: 3.5875; 2025 Qtr 3: 3.6313; 2025 Qtr 4: 3.675 | 41.2125 | (assumed 200 ton, per Itron WO017 10-12 cost study)
MCE Commercial | Add ecomizer with Econo-Lockout=NO, DB limit = 68, Max OSA = 100% | D03-059 | 3B | COMMERCIAL | 3 = Commercial HVAC | TRUE | 4.6667 | NonRes-sAll-mHVAC-RCA | Cap-Tons | ROB | 135.1548 | 47.3042 |  |  |  | 87.8506 | 803 | Small Commercial | kW | 0.00118 | -26.4 | Commercial | Small Commercial | Winter Only | 14 | 135.1548 | 3% | 803 | 0.00118 | -26.4 | Small Boilers (<100 MMBtu/hr Heat Input):Controlled Low NOx Burner | 4.6667 | 73% | NA |  |  |  | 90% | 90% | [6 empty] | 0% | 0% |  | 13.0375 | 13.7375 | 14.4375 | 0 | 0 | 0 | 0 | 0 | 0 | 0 | 0 | 2023 Qtr 1: 3.1938; 2023 Qtr 2: 3.2375; 2023 Qtr 3: 3.2812; 2023 Qtr 4: 3.325; 2024 Qtr 1: 3.3687; 2024 Qtr 2: 3.4125; 2024 Qtr 3: 3.4562; 2024 Qtr 4: 3.5; 2025 Qtr 1: 3.5438; 2025 Qtr 2: 3.5875; 2025 Qtr 3: 3.6313; 2025 Qtr 4: 3.675 | 41.2125 | (assumed 200 ton, per Itron WO017 10-12 cost study)
MCE Commercial | Add ecomizer with Econo-Lockout=NO, DB limit = 68, Max OSA = 100% | D03-059 | 12 | COMMERCIAL | 3 = Commercial HVAC | TRUE | 4.6667 | NonRes-sAll-mHVAC-RCA | Cap-Tons | ROB | 135.1548 | 47.3042 |  |  |  | 87.8506 | 655 | Small Commercial | kW | -0.000109 | -19.7 | Commercial | Small Commercial | Winter Only | 14 | 135.1548 | 3% | 655 | -0.000109 | -19.7 | Small Boilers (<100 MMBtu/hr Heat Input):Controlled Low NOx Burner | 4.6667 | 73% | NA |  |  |  | 90% | 90% | [6 empty] | 0% | 0% |  | 13.0375 | 13.7375 | 14.4375 | 0 | 0 | 0 | 0 | 0 | 0 | 0 | 0 | 2023 Qtr 1: 3.1938; 2023 Qtr 2: 3.2375; 2023 Qtr 3: 3.2812; 2023 Qtr 4: 3.325; 2024 Qtr 1: 3.3687; 2024 Qtr 2: 3.4125; 2024 Qtr 3: 3.4562; 2024 Qtr 4: 3.5; 2025 Qtr 1: 3.5438; 2025 Qtr 2: 3.5875; 2025 Qtr 3: 3.6313; 2025 Qtr 4: 3.675 | 41.2125 | (assumed 200 ton, per Itron WO017 10-12 cost study)
MCE Commercial | Add ecomizer with Econo-Lockout=NO, DB limit = 68, Max OSA = 100% | D03-059 | 2 | COMMERCIAL | 3 = Commercial HVAC | TRUE | 4.6667 | NonRes-sAll-mHVAC-RCA | Cap-Tons | ROB | 135.1548 | 47.3042 |  |  |  | 87.8506 | 651 | Small Commercial | kW | 0 | -18.9 | Commercial | Small Commercial | Winter Only | 14 | 135.1548 | 3% | 651 | 0 | -18.9 | Small Boilers (<100 MMBtu/hr Heat Input):Controlled Low NOx Burner | 4.6667 | 73% | NA |  |  |  | 90% | 90% | [6 empty] | 0% | 0% |  | 13.0375 | 13.7375 | 14.4375 | 0 | 0 | 0 | 0 | 0 | 0 | 0 | 0 | 2023 Qtr 1: 3.1938; 2023 Qtr 2: 3.2375; 2023 Qtr 3: 3.2812; 2023 Qtr 4: 3.325; 2024 Qtr 1: 3.3687; 2024 Qtr 2: 3.4125; 2024 Qtr 3: 3.4562; 2024 Qtr 4: 3.5; 2025 Qtr 1: 3.5438; 2025 Qtr 2: 3.5875; 2025 Qtr 3: 3.6313; 2025 Qtr 4: 3.675 | 41.2125 | (assumed 200 ton, per Itron WO017 10-12 cost study)
MCE Commercial | Add ecomizer with Econo-Lockout=NO, DB limit = 68, Max OSA = 100% | D03-059 | 3A | COMMERCIAL | 3 = Commercial HVAC | TRUE | 4.6667 | NonRes-sAll-mHVAC-RCA | Cap-Tons | ROB | 135.1548 | 47.3042 |  |  |  | 87.8506 | 697 | Small Commercial | kW | 0.00092 | -23.2 | Commercial | Small Commercial | Winter Only | 14 | 135.1548 | 3% | 697 | 0.00092 | -23.2 | Small Boilers (<100 MMBtu/hr Heat Input):Controlled Low NOx Burner | 4.6667 | 73% | NA |  |  |  | 90% | 90% | [6 empty] | 0% | 0% |  | 13.0375 | 13.7375 | 14.4375 | 0 | 0 | 0 | 0 | 0 | 0 | 0 | 0 | 2023 Qtr 1: 3.1938; 2023 Qtr 2: 3.2375; 2023 Qtr 3: 3.2812; 2023 Qtr 4: 3.325; 2024 Qtr 1: 3.3687; 2024 Qtr 2: 3.4125; 2024 Qtr 3: 3.4562; 2024 Qtr 4: 3.5; 2025 Qtr 1: 3.5438; 2025 Qtr 2: 3.5875; 2025 Qtr 3: 3.6313; 2025 Qtr 4: 3.675 | 41.2125 | (assumed 200 ton, per Itron WO017 10-12 cost study)
MCE Commercial | Add ecomizer with Econo-Lockout=NO, DB limit = 68, Max OSA = 100% | D03-059 | 3B | COMMERCIAL | 3 = Commercial HVAC | TRUE | 4.6667 | NonRes-sAll-mHVAC-RCA | Cap-Tons | ROB | 135.1548 | 47.3042 |  |  |  | 87.8506 | 697 | Small Commercial | kW | 0.00092 | -23.2 | Commercial | Small Commercial | Winter Only | 14 | 135.1548 | 3% | 697 | 0.00092 | -23.2 | Small Boilers (<100 MMBtu/hr Heat Input):Controlled Low NOx Burner | 4.6667 | 73% | NA |  |  |  | 90% | 90% | [6 empty] | 0% | 0% |  | 13.0375 | 13.7375 | 14.4375 | 0 | 0 | 0 | 0 | 0 | 0 | 0 | 0 | 2023 Qtr 1: 3.1938; 2023 Qtr 2: 3.2375; 2023 Qtr 3: 3.2812; 2023 Qtr 4: 3.325; 2024 Qtr 1: 3.3687; 2024 Qtr 2: 3.4125; 2024 Qtr 3: 3.4562; 2024 Qtr 4: 3.5; 2025 Qtr 1: 3.5438; 2025 Qtr 2: 3.5875; 2025 Qtr 3: 3.6313; 2025 Qtr 4: 3.675 | 41.2125 | (assumed 200 ton, per Itron WO017 10-12 cost study)
MCE Commercial | Add ecomizer with Econo-Lockout=NO, DB limit = 68, Max OSA = 100% | D03-059 | 12 | COMMERCIAL | 3 = Commercial HVAC | TRUE | 4.6667 | NonRes-sAll-mHVAC-RCA | Cap-Tons | ROB | 135.1548 | 47.3042 |  |  |  | 87.8506 | 604 | Small Commercial | kW | -0.000567 | -16.7 | Commercial | Small Commercial | Winter Only | 14 | 135.1548 | 3% | 604 | -0.000567 | -16.7 | Small Boilers (<100 MMBtu/hr Heat Input):Controlled Low NOx Burner | 4.6667 | 73% | NA |  |  |  | 90% | 90% | [6 empty] | 0% | 0% |  | 13.0375 | 13.7375 | 14.4375 | 0 | 0 | 0 | 0 | 0 | 0 | 0 | 0 | 2023 Qtr 1: 3.1938; 2023 Qtr 2: 3.2375; 2023 Qtr 3: 3.2812; 2023 Qtr 4: 3.325; 2024 Qtr 1: 3.3687; 2024 Qtr 2: 3.4125; 2024 Qtr 3: 3.4562; 2024 Qtr 4: 3.5; 2025 Qtr 1: 3.5438; 2025 Qtr 2: 3.5875; 2025 Qtr 3: 3.6313; 2025 Qtr 4: 3.675 | 41.2125 | (assumed 200 ton, per Itron WO017 10-12 cost study)
MCE Commercial | ecomizer with Econo-Lockout=NO, DB limit = 68, Max OSA = 100% | D03-060 | 2 | COMMERCIAL | 3 = Commercial HVAC | TRUE | 4.6667 | NonRes-sAll-mHVAC-RCA | Cap-Tons | ROB | 135.1548 | 47.3042 |  |  |  | 87.8506 | 310 | Small Commercial | kW | 0.000917 | -6.54 | Commercial | Small Commercial | Winter Only | 14 | 135.1548 | 3% | 310 | 0.000917 | -6.54 | Small Boilers (<100 MMBtu/hr Heat Input):Controlled Low NOx Burner | 4.6667 | 73% | NA |  |  |  | 90% | 90% | [6 empty] | 0% | 0% |  | 9.1263 | 9.6163 | 10.1062 | 0 | 0 | 0 | 0 | 0 | 0 | 0 | 0 | 2023 Qtr 1: 2.2356; 2023 Qtr 2: 2.2662; 2023 Qtr 3: 2.2969; 2023 Qtr 4: 2.3275; 2024 Qtr 1: 2.3581; 2024 Qtr 2: 2.3887; 2024 Qtr 3: 2.4194; 2024 Qtr 4: 2.45; 2025 Qtr 1: 2.4806; 2025 Qtr 2: 2.5112; 2025 Qtr 3: 2.5419; 2025 Qtr 4: 2.5725 | 28.8487 | (assumed 200 ton, per Itron WO017 10-12 cost study)
MCE Commercial | ecomizer with Econo-Lockout=NO, DB limit = 68, Max OSA = 100% | D03-060 | 3A | COMMERCIAL | 3 = Commercial HVAC | TRUE | 4.6667 | NonRes-sAll-mHVAC-RCA | Cap-Tons | ROB | 135.1548 | 47.3042 |  |  |  | 87.8506 | 422 | Small Commercial | kW | 0.0011 | -12 | Commercial | Small Commercial | Winter Only | 14 | 135.1548 | 3% | 422 | 0.0011 | -12 | Small Boilers (<100 MMBtu/hr Heat Input):Controlled Low NOx Burner | 4.6667 | 73% | NA |  |  |  | 90% | 90% | [6 empty] | 0% | 0% |  | 9.1263 | 9.6163 | 10.1062 | 0 | 0 | 0 | 0 | 0 | 0 | 0 | 0 | 2023 Qtr 1: 2.2356; 2023 Qtr 2: 2.2662; 2023 Qtr 3: 2.2969; 2023 Qtr 4: 2.3275; 2024 Qtr 1: 2.3581; 2024 Qtr 2: 2.3887; 2024 Qtr 3: 2.4194; 2024 Qtr 4: 2.45; 2025 Qtr 1: 2.4806; 2025 Qtr 2: 2.5112; 2025 Qtr 3: 2.5419; 2025 Qtr 4: 2.5725 | 28.8487 | (assumed 200 ton, per Itron WO017 10-12 cost study)
MCE Commercial | ecomizer with Econo-Lockout=NO, DB limit = 68, Max OSA = 100% | D03-060 | 3B | COMMERCIAL | 3 = Commercial HVAC | TRUE | 4.6667 | NonRes-sAll-mHVAC-RCA | Cap-Tons | ROB | 135.1548 | 47.3042 |  |  |  | 87.8506 | 422 | Small Commercial | kW | 0.0011 | -12 | Commercial | Small Commercial | Winter Only | 14 | 135.1548 | 3% | 422 | 0.0011 | -12 | Small Boilers (<100 MMBtu/hr Heat Input):Controlled Low NOx Burner | 4.6667 | 73% | NA |  |  |  | 90% | 90% | [6 empty] | 0% | 0% |  | 9.1263 | 9.6163 | 10.1062 | 0 | 0 | 0 | 0 | 0 | 0 | 0 | 0 | 2023 Qtr 1: 2.2356; 2023 Qtr 2: 2.2662; 2023 Qtr 3: 2.2969; 2023 Qtr 4: 2.3275; 2024 Qtr 1: 2.3581; 2024 Qtr 2: 2.3887; 2024 Qtr 3: 2.4194; 2024 Qtr 4: 2.45; 2025 Qtr 1: 2.4806; 2025 Qtr 2: 2.5112; 2025 Qtr 3: 2.5419; 2025 Qtr 4: 2.5725 | 28.8487 | (assumed 200 ton, per Itron WO017 10-12 cost study)
MCE Commercial | ecomizer with Econo-Lockout=NO, DB limit = 68, Max OSA = 100% | D03-060 | 12 | COMMERCIAL | 3 = Commercial HVAC | TRUE | 4.6667 | NonRes-sAll-mHVAC-RCA | Cap-Tons | ROB | 135.1548 | 47.3042 |  |  |  | 87.8506 | 277 | Small Commercial | kW | 0.00016 | -5.76 | Commercial | Small Commercial | Winter Only | 14 | 135.1548 | 3% | 277 | 0.00016 | -5.76 | Small Boilers (<100 MMBtu/hr Heat Input):Controlled Low NOx Burner | 4.6667 | 73% | NA |  |  |  | 90% | 90% | [6 empty] | 0% | 0% |  | 9.1263 | 9.6163 | 10.1062 | 0 | 0 | 0 | 0 | 0 | 0 | 0 | 0 | 2023 Qtr 1: 2.2356; 2023 Qtr 2: 2.2662; 2023 Qtr 3: 2.2969; 2023 Qtr 4: 2.3275; 2024 Qtr 1: 2.3581; 2024 Qtr 2: 2.3887; 2024 Qtr 3: 2.4194; 2024 Qtr 4: 2.45; 2025 Qtr 1: 2.4806; 2025 Qtr 2: 2.5112; 2025 Qtr 3: 2.5419; 2025 Qtr 4: 2.5725 | 28.8487 | (assumed 200 ton, per Itron WO017 10-12 cost study)
MCE Commercial | ecomizer with Econo-Lockout=NO, DB limit = 68, Max OSA = 100% | D03-060 | 2 | COMMERCIAL | 3 = Commercial HVAC | TRUE | 4.6667 | NonRes-sAll-mHVAC-RCA | Cap-Tons | ROB | 135.1548 | 47.3042 |  |  |  | 87.8506 | 971 | Small Commercial | kW | -1.24e-05 | -15.3 | Commercial | Small Commercial | Winter Only | 14 | 135.1548 | 3% | 971 | -1.24e-05 | -15.3 | Small Boilers (<100 MMBtu/hr Heat Input):Controlled Low NOx Burner | 4.6667 | 73% | NA |  |  |  | 90% | 90% | [6 empty] | 0% | 0% |  | 18.625 | 19.625 | 20.625 | 0 | 0 | 0 | 0 | 0 | 0 | 0 | 0 | 2023 Qtr 1: 4.5625; 2023 Qtr 2: 4.625; 2023 Qtr 3: 4.6875; 2023 Qtr 4: 4.75; 2024 Qtr 1: 4.8125; 2024 Qtr 2: 4.875; 2024 Qtr 3: 4.9375; 2024 Qtr 4: 5; 2025 Qtr 1: 5.0625; 2025 Qtr 2: 5.125; 2025 Qtr 3: 5.1875; 2025 Qtr 4: 5.25 | 58.875 | (assumed 200 ton, per Itron WO017 10-12 cost study)
MCE Commercial | ecomizer with Econo-Lockout=NO, DB limit = 68, Max OSA = 100% | D03-060 | 3A | COMMERCIAL | 3 = Commercial HVAC | TRUE | 4.6667 | NonRes-sAll-mHVAC-RCA | Cap-Tons | ROB | 135.1548 | 47.3042 |  |  |  | 87.8506 | 1350 | Small Commercial | kW | 0.00247 | -27.9 | Commercial | Small Commercial | Winter Only | 14 | 135.1548 | 3% | 1350 | 0.00247 | -27.9 | Small Boilers (<100 MMBtu/hr Heat Input):Controlled Low NOx Burner | 4.6667 | 73% | NA |  |  |  | 90% | 90% | [6 empty] | 0% | 0% |  | 18.625 | 19.625 | 20.625 | 0 | 0 | 0 | 0 | 0 | 0 | 0 | 0 | 2023 Qtr 1: 4.5625; 2023 Qtr 2: 4.625; 2023 Qtr 3: 4.6875; 2023 Qtr 4: 4.75; 2024 Qtr 1: 4.8125; 2024 Qtr 2: 4.875; 2024 Qtr 3: 4.9375; 2024 Qtr 4: 5; 2025 Qtr 1: 5.0625; 2025 Qtr 2: 5.125; 2025 Qtr 3: 5.1875; 2025 Qtr 4: 5.25 | 58.875 | (assumed 200 ton, per Itron WO017 10-12 cost study)
MCE Commercial | ecomizer with Econo-Lockout=NO, DB limit = 68, Max OSA = 100% | D03-060 | 3B | COMMERCIAL | 3 = Commercial HVAC | TRUE | 4.6667 | NonRes-sAll-mHVAC-RCA | Cap-Tons | ROB | 135.1548 | 47.3042 |  |  |  | 87.8506 | 1350 | Small Commercial | kW | 0.00247 | -27.9 | Commercial | Small Commercial | Winter Only | 14 | 135.1548 | 3% | 1350 | 0.00247 | -27.9 | Small Boilers (<100 MMBtu/hr Heat Input):Controlled Low NOx Burner | 4.6667 | 73% | NA |  |  |  | 90% | 90% | [6 empty] | 0% | 0% |  | 18.625 | 19.625 | 20.625 | 0 | 0 | 0 | 0 | 0 | 0 | 0 | 0 | 2023 Qtr 1: 4.5625; 2023 Qtr 2: 4.625; 2023 Qtr 3: 4.6875; 2023 Qtr 4: 4.75; 2024 Qtr 1: 4.8125; 2024 Qtr 2: 4.875; 2024 Qtr 3: 4.9375; 2024 Qtr 4: 5; 2025 Qtr 1: 5.0625; 2025 Qtr 2: 5.125; 2025 Qtr 3: 5.1875; 2025 Qtr 4: 5.25 | 58.875 | (assumed 200 ton, per Itron WO017 10-12 cost study)
MCE Commercial | ecomizer with Econo-Lockout=NO, DB limit = 68, Max OSA = 100% | D03-060 | 12 | COMMERCIAL | 3 = Commercial HVAC | TRUE | 4.6667 | NonRes-sAll-mHVAC-RCA | Cap-Tons | ROB | 135.1548 | 47.3042 |  |  |  | 87.8506 | 858 | Small Commercial | kW | 0.000519 | -15.7 | Commercial | Small Commercial | Winter Only | 14 | 135.1548 | 3% | 858 | 0.000519 | -15.7 | Small Boilers (<100 MMBtu/hr Heat Input):Controlled Low NOx Burner | 4.6667 | 73% | NA |  |  |  | 90% | 90% | [6 empty] | 0% | 0% |  | 18.625 | 19.625 | 20.625 | 0 | 0 | 0 | 0 | 0 | 0 | 0 | 0 | 2023 Qtr 1: 4.5625; 2023 Qtr 2: 4.625; 2023 Qtr 3: 4.6875; 2023 Qtr 4: 4.75; 2024 Qtr 1: 4.8125; 2024 Qtr 2: 4.875; 2024 Qtr 3: 4.9375; 2024 Qtr 4: 5; 2025 Qtr 1: 5.0625; 2025 Qtr 2: 5.125; 2025 Qtr 3: 5.1875; 2025 Qtr 4: 5.25 | 58.875 | (assumed 200 ton, per Itron WO017 10-12 cost study)
MCE Commercial | ecomizer with Econo-Lockout=NO, DB limit = 68, Max OSA = 100% | D03-060 | 2 | COMMERCIAL | 3 = Commercial HVAC | TRUE | 4.6667 | NonRes-sAll-mHVAC-RCA | Cap-Tons | ROB | 135.1548 | 47.3042 |  |  |  | 87.8506 | 2370 | Small Commercial | kW | 0.0223 | -40.5 | Commercial | Small Commercial | Winter Only | 14 | 135.1548 | 3% | 2370 | 0.0223 | -40.5 | Small Boilers (<100 MMBtu/hr Heat Input):Controlled Low NOx Burner | 4.6667 | 73% | NA |  |  |  | 90% | 90% | [6 empty] | 0% | 0% |  | 18.625 | 19.625 | 20.625 | 0 | 0 | 0 | 0 | 0 | 0 | 0 | 0 | 2023 Qtr 1: 4.5625; 2023 Qtr 2: 4.625; 2023 Qtr 3: 4.6875; 2023 Qtr 4: 4.75; 2024 Qtr 1: 4.8125; 2024 Qtr 2: 4.875; 2024 Qtr 3: 4.9375; 2024 Qtr 4: 5; 2025 Qtr 1: 5.0625; 2025 Qtr 2: 5.125; 2025 Qtr 3: 5.1875; 2025 Qtr 4: 5.25 | 58.875 | (assumed 200 ton, per Itron WO017 10-12 cost study)
MCE Commercial | ecomizer with Econo-Lockout=NO, DB limit = 68, Max OSA = 100% | D03-060 | 3A | COMMERCIAL | 3 = Commercial HVAC | TRUE | 4.6667 | NonRes-sAll-mHVAC-RCA | Cap-Tons | ROB | 135.1548 | 47.3042 |  |  |  | 87.8506 | 3340 | Small Commercial | kW | 0.18 | -54.5 | Commercial | Small Commercial | Winter Only | 14 | 135.1548 | 3% | 3340 | 0.18 | -54.5 | Small Boilers (<100 MMBtu/hr Heat Input):Controlled Low NOx Burner | 4.6667 | 73% | NA |  |  |  | 90% | 90% | [6 empty] | 0% | 0% |  | 18.625 | 19.625 | 20.625 | 0 | 0 | 0 | 0 | 0 | 0 | 0 | 0 | 2023 Qtr 1: 4.5625; 2023 Qtr 2: 4.625; 2023 Qtr 3: 4.6875; 2023 Qtr 4: 4.75; 2024 Qtr 1: 4.8125; 2024 Qtr 2: 4.875; 2024 Qtr 3: 4.9375; 2024 Qtr 4: 5; 2025 Qtr 1: 5.0625; 2025 Qtr 2: 5.125; 2025 Qtr 3: 5.1875; 2025 Qtr 4: 5.25 | 58.875 | (assumed 200 ton, per Itron WO017 10-12 cost study)
MCE Commercial | ecomizer with Econo-Lockout=NO, DB limit = 68, Max OSA = 100% | D03-060 | 3B | COMMERCIAL | 3 = Commercial HVAC | TRUE | 4.6667 | NonRes-sAll-mHVAC-RCA | Cap-Tons | ROB | 135.1548 | 47.3042 |  |  |  | 87.8506 | 3340 | Small Commercial | kW | 0.18 | -54.5 | Commercial | Small Commercial | Winter Only | 14 | 135.1548 | 3% | 3340 | 0.18 | -54.5 | Small Boilers (<100 MMBtu/hr Heat Input):Controlled Low NOx Burner | 4.6667 | 73% | NA |  |  |  | 90% | 90% | [6 empty] | 0% | 0% |  | 18.625 | 19.625 | 20.625 | 0 | 0 | 0 | 0 | 0 | 0 | 0 | 0 | 2023 Qtr 1: 4.5625; 2023 Qtr 2: 4.625; 2023 Qtr 3: 4.6875; 2023 Qtr 4: 4.75; 2024 Qtr 1: 4.8125; 2024 Qtr 2: 4.875; 2024 Qtr 3: 4.9375; 2024 Qtr 4: 5; 2025 Qtr 1: 5.0625; 2025 Qtr 2: 5.125; 2025 Qtr 3: 5.1875; 2025 Qtr 4: 5.25 | 58.875 | (assumed 200 ton, per Itron WO017 10-12 cost study)
MCE Commercial | ecomizer with Econo-Lockout=NO, DB limit = 68, Max OSA = 100% | D03-060 | 12 | COMMERCIAL | 3 = Commercial HVAC | TRUE | 4.6667 | NonRes-sAll-mHVAC-RCA | Cap-Tons | ROB | 135.1548 | 47.3042 |  |  |  | 87.8506 | 2190 | Small Commercial | kW | 0.0635 | -31.9 | Commercial | Small Commercial | Winter Only | 14 | 135.1548 | 3% | 2190 | 0.0635 | -31.9 | Small Boilers (<100 MMBtu/hr Heat Input):Controlled Low NOx Burner | 4.6667 | 73% | NA |  |  |  | 90% | 90% | [6 empty] | 0% | 0% |  | 18.625 | 19.625 | 20.625 | 0 | 0 | 0 | 0 | 0 | 0 | 0 | 0 | 2023 Qtr 1: 4.5625; 2023 Qtr 2: 4.625; 2023 Qtr 3: 4.6875; 2023 Qtr 4: 4.75; 2024 Qtr 1: 4.8125; 2024 Qtr 2: 4.875; 2024 Qtr 3: 4.9375; 2024 Qtr 4: 5; 2025 Qtr 1: 5.0625; 2025 Qtr 2: 5.125; 2025 Qtr 3: 5.1875; 2025 Qtr 4: 5.25 | 58.875 | (assumed 200 ton, per Itron WO017 10-12 cost study)
MCE Commercial | ecomizer with Econo-Lockout=NO, DB limit = 68, Max OSA = 100% | D03-060 | 2 | COMMERCIAL | 3 = Commercial HVAC | TRUE | 4.6667 | NonRes-sAll-mHVAC-RCA | Cap-Tons | ROB | 135.1548 | 47.3042 |  |  |  | 87.8506 | 395 | Small Commercial | kW | 0.000394 | -7.6 | Commercial | Small Commercial | Winter Only | 14 | 135.1548 | 3% | 395 | 0.000394 | -7.6 | Small Boilers (<100 MMBtu/hr Heat Input):Controlled Low NOx Burner | 4.6667 | 73% | NA |  |  |  | 90% | 90% | [6 empty] | 0% | 0% |  | 18.625 | 19.625 | 20.625 | 0 | 0 | 0 | 0 | 0 | 0 | 0 | 0 | 2023 Qtr 1: 4.5625; 2023 Qtr 2: 4.625; 2023 Qtr 3: 4.6875; 2023 Qtr 4: 4.75; 2024 Qtr 1: 4.8125; 2024 Qtr 2: 4.875; 2024 Qtr 3: 4.9375; 2024 Qtr 4: 5; 2025 Qtr 1: 5.0625; 2025 Qtr 2: 5.125; 2025 Qtr 3: 5.1875; 2025 Qtr 4: 5.25 | 58.875 | (assumed 200 ton, per Itron WO017 10-12 cost study)
MCE Commercial | ecomizer with Econo-Lockout=NO, DB limit = 68, Max OSA = 100% | D03-060 | 3A | COMMERCIAL | 3 = Commercial HVAC | TRUE | 4.6667 | NonRes-sAll-mHVAC-RCA | Cap-Tons | ROB | 135.1548 | 47.3042 |  |  |  | 87.8506 | 650 | Small Commercial | kW | 0.000392 | -15.2 | Commercial | Small Commercial | Winter Only | 14 | 135.1548 | 3% | 650 | 0.000392 | -15.2 | Small Boilers (<100 MMBtu/hr Heat Input):Controlled Low NOx Burner | 4.6667 | 73% | NA |  |  |  | 90% | 90% | [6 empty] | 0% | 0% |  | 18.625 | 19.625 | 20.625 | 0 | 0 | 0 | 0 | 0 | 0 | 0 | 0 | 2023 Qtr 1: 4.5625; 2023 Qtr 2: 4.625; 2023 Qtr 3: 4.6875; 2023 Qtr 4: 4.75; 2024 Qtr 1: 4.8125; 2024 Qtr 2: 4.875; 2024 Qtr 3: 4.9375; 2024 Qtr 4: 5; 2025 Qtr 1: 5.0625; 2025 Qtr 2: 5.125; 2025 Qtr 3: 5.1875; 2025 Qtr 4: 5.25 | 58.875 | (assumed 200 ton, per Itron WO017 10-12 cost study)
MCE Commercial | ecomizer with Econo-Lockout=NO, DB limit = 68, Max OSA = 100% | D03-060 | 3B | COMMERCIAL | 3 = Commercial HVAC | TRUE | 4.6667 | NonRes-sAll-mHVAC-RCA | Cap-Tons | ROB | 135.1548 | 47.3042 |  |  |  | 87.8506 | 650 | Small Commercial | kW | 0.000392 | -15.2 | Commercial | Small Commercial | Winter Only | 14 | 135.1548 | 3% | 650 | 0.000392 | -15.2 | Small Boilers (<100 MMBtu/hr Heat Input):Controlled Low NOx Burner | 4.6667 | 73% | NA |  |  |  | 90% | 90% | [6 empty] | 0% | 0% |  | 18.625 | 19.625 | 20.625 | 0 | 0 | 0 | 0 | 0 | 0 | 0 | 0 | 2023 Qtr 1: 4.5625; 2023 Qtr 2: 4.625; 2023 Qtr 3: 4.6875; 2023 Qtr 4: 4.75; 2024 Qtr 1: 4.8125; 2024 Qtr 2: 4.875; 2024 Qtr 3: 4.9375; 2024 Qtr 4: 5; 2025 Qtr 1: 5.0625; 2025 Qtr 2: 5.125; 2025 Qtr 3: 5.1875; 2025 Qtr 4: 5.25 | 58.875 | (assumed 200 ton, per Itron WO017 10-12 cost study)
MCE Commercial | ecomizer with Econo-Lockout=NO, DB limit = 68, Max OSA = 100% | D03-060 | 12 | COMMERCIAL | 3 = Commercial HVAC | TRUE | 4.6667 | NonRes-sAll-mHVAC-RCA | Cap-Tons | ROB | 135.1548 | 47.3042 |  |  |  | 87.8506 | 334 | Small Commercial | kW | 0.000286 | -6.5 | Commercial | Small Commercial | Winter Only | 14 | 135.1548 | 3% | 334 | 0.000286 | -6.5 | Small Boilers (<100 MMBtu/hr Heat Input):Controlled Low NOx Burner | 4.6667 | 73% | NA |  |  |  | 90% | 90% | [6 empty] | 0% | 0% |  | 18.625 | 19.625 | 20.625 | 0 | 0 | 0 | 0 | 0 | 0 | 0 | 0 | 2023 Qtr 1: 4.5625; 2023 Qtr 2: 4.625; 2023 Qtr 3: 4.6875; 2023 Qtr 4: 4.75; 2024 Qtr 1: 4.8125; 2024 Qtr 2: 4.875; 2024 Qtr 3: 4.9375; 2024 Qtr 4: 5; 2025 Qtr 1: 5.0625; 2025 Qtr 2: 5.125; 2025 Qtr 3: 5.1875; 2025 Qtr 4: 5.25 | 58.875 | (assumed 200 ton, per Itron WO017 10-12 cost study)
MCE Commercial | ecomizer with Econo-Lockout=NO, DB limit = 68, Max OSA = 100% | D03-060 | 2 | COMMERCIAL | 3 = Commercial HVAC | TRUE | 4.6667 | NonRes-sAll-mHVAC-RCA | Cap-Tons | ROB | 135.1548 | 47.3042 |  |  |  | 87.8506 | 279 | Small Commercial | kW | 0.000236 | -5 | Commercial | Small Commercial | Winter Only | 14 | 135.1548 | 3% | 279 | 0.000236 | -5 | Small Boilers (<100 MMBtu/hr Heat Input):Controlled Low NOx Burner | 4.6667 | 73% | NA |  |  |  | 90% | 90% | [6 empty] | 0% | 0% |  | 18.625 | 19.625 | 20.625 | 0 | 0 | 0 | 0 | 0 | 0 | 0 | 0 | 2023 Qtr 1: 4.5625; 2023 Qtr 2: 4.625; 2023 Qtr 3: 4.6875; 2023 Qtr 4: 4.75; 2024 Qtr 1: 4.8125; 2024 Qtr 2: 4.875; 2024 Qtr 3: 4.9375; 2024 Qtr 4: 5; 2025 Qtr 1: 5.0625; 2025 Qtr 2: 5.125; 2025 Qtr 3: 5.1875; 2025 Qtr 4: 5.25 | 58.875 | (assumed 200 ton, per Itron WO017 10-12 cost study)
MCE Commercial | ecomizer with Econo-Lockout=NO, DB limit = 68, Max OSA = 100% | D03-060 | 3A | COMMERCIAL | 3 = Commercial HVAC | TRUE | 4.6667 | NonRes-sAll-mHVAC-RCA | Cap-Tons | ROB | 135.1548 | 47.3042 |  |  |  | 87.8506 | 423 | Small Commercial | kW | 0.00104 | -8.82 | Commercial | Small Commercial | Winter Only | 14 | 135.1548 | 3% | 423 | 0.00104 | -8.82 | Small Boilers (<100 MMBtu/hr Heat Input):Controlled Low NOx Burner | 4.6667 | 73% | NA |  |  |  | 90% | 90% | [6 empty] | 0% | 0% |  | 18.625 | 19.625 | 20.625 | 0 | 0 | 0 | 0 | 0 | 0 | 0 | 0 | 2023 Qtr 1: 4.5625; 2023 Qtr 2: 4.625; 2023 Qtr 3: 4.6875; 2023 Qtr 4: 4.75; 2024 Qtr 1: 4.8125; 2024 Qtr 2: 4.875; 2024 Qtr 3: 4.9375; 2024 Qtr 4: 5; 2025 Qtr 1: 5.0625; 2025 Qtr 2: 5.125; 2025 Qtr 3: 5.1875; 2025 Qtr 4: 5.25 | 58.875 | (assumed 200 ton, per Itron WO017 10-12 cost study)
MCE Commercial | ecomizer with Econo-Lockout=NO, DB limit = 68, Max OSA = 100% | D03-060 | 3B | COMMERCIAL | 3 = Commercial HVAC | TRUE | 4.6667 | NonRes-sAll-mHVAC-RCA | Cap-Tons | ROB | 135.1548 | 47.3042 |  |  |  | 87.8506 | 423 | Small Commercial | kW | 0.00104 | -8.82 | Commercial | Small Commercial | Winter Only | 14 | 135.1548 | 3% | 423 | 0.00104 | -8.82 | Small Boilers (<100 MMBtu/hr Heat Input):Controlled Low NOx Burner | 4.6667 | 73% | NA |  |  |  | 90% | 90% | [6 empty] | 0% | 0% |  | 18.625 | 19.625 | 20.625 | 0 | 0 | 0 | 0 | 0 | 0 | 0 | 0 | 2023 Qtr 1: 4.5625; 2023 Qtr 2: 4.625; 2023 Qtr 3: 4.6875; 2023 Qtr 4: 4.75; 2024 Qtr 1: 4.8125; 2024 Qtr 2: 4.875; 2024 Qtr 3: 4.9375; 2024 Qtr 4: 5; 2025 Qtr 1: 5.0625; 2025 Qtr 2: 5.125; 2025 Qtr 3: 5.1875; 2025 Qtr 4: 5.25 | 58.875 | (assumed 200 ton, per Itron WO017 10-12 cost study)
MCE Commercial | ecomizer with Econo-Lockout=NO, DB limit = 68, Max OSA = 100% | D03-060 | 12 | COMMERCIAL | 3 = Commercial HVAC | TRUE | 4.6667 | NonRes-sAll-mHVAC-RCA | Cap-Tons | ROB | 135.1548 | 47.3042 |  |  |  | 87.8506 | 232 | Small Commercial | kW | 0.000232 | -4.02 | Commercial | Small Commercial | Winter Only | 14 | 135.1548 | 3% | 232 | 0.000232 | -4.02 | Small Boilers (<100 MMBtu/hr Heat Input):Controlled Low NOx Burner | 4.6667 | 73% | NA |  |  |  | 90% | 90% | [6 empty] | 0% | 0% |  | 18.625 | 19.625 | 20.625 | 0 | 0 | 0 | 0 | 0 | 0 | 0 | 0 | 2023 Qtr 1: 4.5625; 2023 Qtr 2: 4.625; 2023 Qtr 3: 4.6875; 2023 Qtr 4: 4.75; 2024 Qtr 1: 4.8125; 2024 Qtr 2: 4.875; 2024 Qtr 3: 4.9375; 2024 Qtr 4: 5; 2025 Qtr 1: 5.0625; 2025 Qtr 2: 5.125; 2025 Qtr 3: 5.1875; 2025 Qtr 4: 5.25 | 58.875 | (assumed 200 ton, per Itron WO017 10-12 cost study)
MCE Commercial | ecomizer with Econo-Lockout=NO, DB limit = 68, Max OSA = 100% | D03-060 | 2 | COMMERCIAL | 3 = Commercial HVAC | TRUE | 4.6667 | NonRes-sAll-mHVAC-RCA | Cap-Tons | ROB | 135.1548 | 47.3042 |  |  |  | 87.8506 | 314 | Small Commercial | kW | 9.06e-05 | -5.97 | Commercial | Small Commercial | Winter Only | 14 | 135.1548 | 3% | 314 | 9.06e-05 | -5.97 | Small Boilers (<100 MMBtu/hr Heat Input):Controlled Low NOx Burner | 4.6667 | 73% | NA |  |  |  | 90% | 90% | [6 empty] | 0% | 0% |  | 18.625 | 19.625 | 20.625 | 0 | 0 | 0 | 0 | 0 | 0 | 0 | 0 | 2023 Qtr 1: 4.5625; 2023 Qtr 2: 4.625; 2023 Qtr 3: 4.6875; 2023 Qtr 4: 4.75; 2024 Qtr 1: 4.8125; 2024 Qtr 2: 4.875; 2024 Qtr 3: 4.9375; 2024 Qtr 4: 5; 2025 Qtr 1: 5.0625; 2025 Qtr 2: 5.125; 2025 Qtr 3: 5.1875; 2025 Qtr 4: 5.25 | 58.875 | (assumed 200 ton, per Itron WO017 10-12 cost study)
MCE Commercial | ecomizer with Econo-Lockout=NO, DB limit = 68, Max OSA = 100% | D03-060 | 3A | COMMERCIAL | 3 = Commercial HVAC | TRUE | 4.6667 | NonRes-sAll-mHVAC-RCA | Cap-Tons | ROB | 135.1548 | 47.3042 |  |  |  | 87.8506 | 455 | Small Commercial | kW | 0.00175 | -10.5 | Commercial | Small Commercial | Winter Only | 14 | 135.1548 | 3% | 455 | 0.00175 | -10.5 | Small Boilers (<100 MMBtu/hr Heat Input):Controlled Low NOx Burner | 4.6667 | 73% | NA |  |  |  | 90% | 90% | [6 empty] | 0% | 0% |  | 18.625 | 19.625 | 20.625 | 0 | 0 | 0 | 0 | 0 | 0 | 0 | 0 | 2023 Qtr 1: 4.5625; 2023 Qtr 2: 4.625; 2023 Qtr 3: 4.6875; 2023 Qtr 4: 4.75; 2024 Qtr 1: 4.8125; 2024 Qtr 2: 4.875; 2024 Qtr 3: 4.9375; 2024 Qtr 4: 5; 2025 Qtr 1: 5.0625; 2025 Qtr 2: 5.125; 2025 Qtr 3: 5.1875; 2025 Qtr 4: 5.25 | 58.875 | (assumed 200 ton, per Itron WO017 10-12 cost study)
MCE Commercial | ecomizer with Econo-Lockout=NO, DB limit = 68, Max OSA = 100% | D03-060 | 3B | COMMERCIAL | 3 = Commercial HVAC | TRUE | 4.6667 | NonRes-sAll-mHVAC-RCA | Cap-Tons | ROB | 135.1548 | 47.3042 |  |  |  | 87.8506 | 455 | Small Commercial | kW | 0.00175 | -10.5 | Commercial | Small Commercial | Winter Only | 14 | 135.1548 | 3% | 455 | 0.00175 | -10.5 | Small Boilers (<100 MMBtu/hr Heat Input):Controlled Low NOx Burner | 4.6667 | 73% | NA |  |  |  | 90% | 90% | [6 empty] | 0% | 0% |  | 18.625 | 19.625 | 20.625 | 0 | 0 | 0 | 0 | 0 | 0 | 0 | 0 | 2023 Qtr 1: 4.5625; 2023 Qtr 2: 4.625; 2023 Qtr 3: 4.6875; 2023 Qtr 4: 4.75; 2024 Qtr 1: 4.8125; 2024 Qtr 2: 4.875; 2024 Qtr 3: 4.9375; 2024 Qtr 4: 5; 2025 Qtr 1: 5.0625; 2025 Qtr 2: 5.125; 2025 Qtr 3: 5.1875; 2025 Qtr 4: 5.25 | 58.875 | (assumed 200 ton, per Itron WO017 10-12 cost study)
MCE Commercial | ecomizer with Econo-Lockout=NO, DB limit = 68, Max OSA = 100% | D03-060 | 12 | COMMERCIAL | 3 = Commercial HVAC | TRUE | 4.6667 | NonRes-sAll-mHVAC-RCA | Cap-Tons | ROB | 135.1548 | 47.3042 |  |  |  | 87.8506 | 250 | Small Commercial | kW | 0.000247 | -4.19 | Commercial | Small Commercial | Winter Only | 14 | 135.1548 | 3% | 250 | 0.000247 | -4.19 | Small Boilers (<100 MMBtu/hr Heat Input):Controlled Low NOx Burner | 4.6667 | 73% | NA |  |  |  | 90% | 90% | [6 empty] | 0% | 0% |  | 18.625 | 19.625 | 20.625 | 0 | 0 | 0 | 0 | 0 | 0 | 0 | 0 | 2023 Qtr 1: 4.5625; 2023 Qtr 2: 4.625; 2023 Qtr 3: 4.6875; 2023 Qtr 4: 4.75; 2024 Qtr 1: 4.8125; 2024 Qtr 2: 4.875; 2024 Qtr 3: 4.9375; 2024 Qtr 4: 5; 2025 Qtr 1: 5.0625; 2025 Qtr 2: 5.125; 2025 Qtr 3: 5.1875; 2025 Qtr 4: 5.25 | 58.875 | (assumed 200 ton, per Itron WO017 10-12 cost study)
MCE Commercial | [6 empty] | 0 |  |  |  |  | 0 |  |  |  | 0 |  |  | #N/A | [5 empty] | 0 |  | 3% |  |  |  |  | 0 | [13 empty] | 0% | 0% |  | 0 | 0 | 0 | 0 | 0 | 0 | 0 | 0 | 0 | 0 | 0 | 2023 Qtr 1: 0; 2023 Qtr 2: 0; 2023 Qtr 3: 0; 2023 Qtr 4: 0; 2024 Qtr 1: 0; 2024 Qtr 2: 0; 2024 Qtr 3: 0; 2024 Qtr 4: 0; 2025 Qtr 1: 0; 2025 Qtr 2: 0; 2025 Qtr 3: 0; 2025 Qtr 4: 0 | 0
MCE Commercial | MCE Commercial Custom measure Program |  | System | COMMERCIAL | 3 = Commercial HVAC | TRUE | 5 | NonRes-sAll-mCust | Each | ROB | 35000 | 12250 |  |  |  | 22750 | 80000 | Small Commercial | kW | 1 | 2000 | Commercial | Small Commercial | Summer Only | 15 | 17500 | 3% | 60000 | 1 | 3750 | Small Boilers (<100 MMBtu/hr Heat Input):Controlled Low NOx Burner | 5 | 60% | 50% |  |  |  | 90% | 90% | [6 empty] | 0% | 0% |  | 18.625 | 19.625 | 20.625 | 0 | 0 | 0 | 0 | 0 | 0 | 0 | 0 | 2023 Qtr 1: 4.5625; 2023 Qtr 2: 4.625; 2023 Qtr 3: 4.6875; 2023 Qtr 4: 4.75; 2024 Qtr 1: 4.8125; 2024 Qtr 2: 4.875; 2024 Qtr 3: 4.9375; 2024 Qtr 4: 5; 2025 Qtr 1: 5.0625; 2025 Qtr 2: 5.125; 2025 Qtr 3: 5.1875; 2025 Qtr 4: 5.25 | 58.875
MCE Commercial | [11 empty] | 0 |  |  |  | 0 |  |  | #N/A | [12 empty] | 0 | [13 empty] | 0% | 0% |  | 0 | 0 | 0 | 0 | 0 | 0 | 0 | 0 | 0 | 0 | 0 | 2023 Qtr 1: 0; 2023 Qtr 2: 0; 2023 Qtr 3: 0; 2023 Qtr 4: 0; 2024 Qtr 1: 0; 2024 Qtr 2: 0; 2024 Qtr 3: 0; 2024 Qtr 4: 0; 2025 Qtr 1: 0; 2025 Qtr 2: 0; 2025 Qtr 3: 0; 2025 Qtr 4: 0 | 0
MCE Commercial | Water Heating Boiler/ Water Heating Storage Water Heater: PGECODHW103 - Large Gas Storage Water Heater>75 kBtuh, _90% TE, Rev # 5 | PGECODHW103 | System | COMMERCIAL | 4 = Commercial Refrigeration | TRUE | 15 | Com-Default>2yrs | kBtu/hr | ROB | 0.69 | 0.2415 |  |  |  | 0.4485 | 0 | Small Commercial | kW | 0 | 2.14 | [9 empty] | Small Boilers (<100 MMBtu/hr Heat Input):Controlled Low NOx Burner | 15 | 60% | 60% |  |  |  | 90% | 90% | [6 empty] | 0% | 0% |  | 9.3125 | 9.8125 | 10.3125 | 0 | 0 | 0 | 0 | 0 | 0 | 0 | 0 | 2023 Qtr 1: 2.2812; 2023 Qtr 2: 2.3125; 2023 Qtr 3: 2.3438; 2023 Qtr 4: 2.375; 2024 Qtr 1: 2.4062; 2024 Qtr 2: 2.4375; 2024 Qtr 3: 2.4688; 2024 Qtr 4: 2.5; 2025 Qtr 1: 2.5312; 2025 Qtr 2: 2.5625; 2025 Qtr 3: 2.5938; 2025 Qtr 4: 2.625 | 29.4375 | cost and savings from workpaper PGECODHW103
MCE Commercial | Water Heating Boiler: High Efficiency DHW Boiler (>75 MBTU/h) PGECODHW124 | PGECODHW124 | System | COMMERCIAL | 4 = Commercial Refrigeration | TRUE | 15 | Com-Default>2yrs | Mbtu/hr | ROB | 2.02 | 0.707 |  |  |  | 1.313 |  | Small Commercial | kW | [11 empty] | Small Boilers (<100 MMBtu/hr Heat Input):Controlled Low NOx Burner | 15 | 60% | 60% |  |  |  | 90% | 90% | [6 empty] | 0% | 0% |  | 9.3125 | 9.8125 | 10.3125 | 0 | 0 | 0 | 0 | 0 | 0 | 0 | 0 | 2023 Qtr 1: 2.2812; 2023 Qtr 2: 2.3125; 2023 Qtr 3: 2.3438; 2023 Qtr 4: 2.375; 2024 Qtr 1: 2.4062; 2024 Qtr 2: 2.4375; 2024 Qtr 3: 2.4688; 2024 Qtr 4: 2.5; 2025 Qtr 1: 2.5312; 2025 Qtr 2: 2.5625; 2025 Qtr 3: 2.5938; 2025 Qtr 4: 2.625 | 29.4375 | cost and savings from workpaper PGECODHW124
MCE Commercial | Agricultural/ Industrial - Refrigeration Ice machine: PGECOFST108 - Commercial Ice Machines, Rev # 4 - F200 - Commercial Ice Machines 101-300lbs/day | PGECOFST108 | System | COMMERCIAL | 5 = Commercial Food Service | TRUE | 10 | Com-Default>2yrs | EACH | ROB | 306 | 107.1 |  |  |  | 198.9 | 805 | Small Commercial | kW | 0.092 | 0 | [9 empty] | Small Boilers (<100 MMBtu/hr Heat Input):Controlled Low NOx Burner | 10 | 60% | 60% |  |  |  | 90% | 90% | [6 empty] | 0% | 0% |  | 9.3125 | 9.8125 | 10.3125 | 0 | 0 | 0 | 0 | 0 | 0 | 0 | 0 | 2023 Qtr 1: 2.2812; 2023 Qtr 2: 2.3125; 2023 Qtr 3: 2.3438; 2023 Qtr 4: 2.375; 2024 Qtr 1: 2.4062; 2024 Qtr 2: 2.4375; 2024 Qtr 3: 2.4688; 2024 Qtr 4: 2.5; 2025 Qtr 1: 2.5312; 2025 Qtr 2: 2.5625; 2025 Qtr 3: 2.5938; 2025 Qtr 4: 2.625 | 29.4375 | cost and savings from workpaper PGECOFST108
MCE Commercial | Agricultural/ Industrial - Refrigeration Ice machine: PGECOFST108 - Commercial Ice Machines, Rev # 4 - F201 - Commercial Ice Machines 301-500lbs/day | PGECOFST108 | System | COMMERCIAL | 5 = Commercial Food Service | TRUE | 10 | Com-Default>2yrs | EACH | ROB | 266 | 93.1 |  |  |  | 172.9 | 1117 | Small Commercial | kW | 0.128 | 0 | [9 empty] | Small Boilers (<100 MMBtu/hr Heat Input):Controlled Low NOx Burner | 10 | 60% | 60% |  |  |  | 90% | 90% | [6 empty] | 0% | 0% |  | 9.3125 | 9.8125 | 10.3125 | 0 | 0 | 0 | 0 | 0 | 0 | 0 | 0 | 2023 Qtr 1: 2.2812; 2023 Qtr 2: 2.3125; 2023 Qtr 3: 2.3438; 2023 Qtr 4: 2.375; 2024 Qtr 1: 2.4062; 2024 Qtr 2: 2.4375; 2024 Qtr 3: 2.4688; 2024 Qtr 4: 2.5; 2025 Qtr 1: 2.5312; 2025 Qtr 2: 2.5625; 2025 Qtr 3: 2.5938; 2025 Qtr 4: 2.625 | 29.4375 | cost and savings from workpaper PGECOFST108
MCE Commercial | Agricultural/ Industrial - Refrigeration Ice machine: PGECOFST108 - Commercial Ice Machines, Rev # 4 - F202 - Commercial Ice Machines 501-1000lbs/day | PGECOFST108 | System | COMMERCIAL | 5 = Commercial Food Service | TRUE | 10 | Com-Default>2yrs | EACH | ROB | 249 | 87.15 |  |  |  | 161.85 | 1807 | Small Commercial | kW | 0.206 | 0 | [9 empty] | Small Boilers (<100 MMBtu/hr Heat Input):Controlled Low NOx Burner | 10 | 60% | 60% |  |  |  | 90% | 90% | [6 empty] | 0% | 0% |  | 9.3125 | 9.8125 | 10.3125 | 0 | 0 | 0 | 0 | 0 | 0 | 0 | 0 | 2023 Qtr 1: 2.2812; 2023 Qtr 2: 2.3125; 2023 Qtr 3: 2.3438; 2023 Qtr 4: 2.375; 2024 Qtr 1: 2.4062; 2024 Qtr 2: 2.4375; 2024 Qtr 3: 2.4688; 2024 Qtr 4: 2.5; 2025 Qtr 1: 2.5312; 2025 Qtr 2: 2.5625; 2025 Qtr 3: 2.5938; 2025 Qtr 4: 2.625 | 29.4375 | cost and savings from workpaper PGECOFST108
MCE Commercial | Agricultural/ Industrial - Refrigeration Ice machine: PGECOFST108 - Commercial Ice Machines, Rev # 4 - F203 - Commercial Ice Machines 1001-1500lbs/day | PGECOFST108 | System | COMMERCIAL | 5 = Commercial Food Service | TRUE | 10 | Com-Default>2yrs | EACH | ROB | 589 | 206.15 |  |  |  | 382.85 | 2601 | Small Commercial | kW | 0.297 | 0 | [9 empty] | Small Boilers (<100 MMBtu/hr Heat Input):Controlled Low NOx Burner | 10 | 60% | 60% |  |  |  | 90% | 90% | [6 empty] | 0% | 0% |  | 9.3125 | 9.8125 | 10.3125 | 0 | 0 | 0 | 0 | 0 | 0 | 0 | 0 | 2023 Qtr 1: 2.2812; 2023 Qtr 2: 2.3125; 2023 Qtr 3: 2.3438; 2023 Qtr 4: 2.375; 2024 Qtr 1: 2.4062; 2024 Qtr 2: 2.4375; 2024 Qtr 3: 2.4688; 2024 Qtr 4: 2.5; 2025 Qtr 1: 2.5312; 2025 Qtr 2: 2.5625; 2025 Qtr 3: 2.5938; 2025 Qtr 4: 2.625 | 29.4375 | cost and savings from workpaper PGECOFST108
MCE Commercial | Agricultural/ Industrial - Refrigeration Ice machine: PGECOFST108 - Commercial Ice Machines, Rev # 4 - F204 - Commercial Ice Machines >1500lbs/day | PGECOFST108 | System | COMMERCIAL | 5 = Commercial Food Service | TRUE | 10 | Com-Default>2yrs | EACH | ROB | 939 | 328.65 |  |  |  | 610.35 | 3641 | Small Commercial | kW | 0.416 | 0 | [9 empty] | Small Boilers (<100 MMBtu/hr Heat Input):Controlled Low NOx Burner | 10 | 60% | 60% |  |  |  | 90% | 90% | [6 empty] | 0% | 0% |  | 9.3125 | 9.8125 | 10.3125 | 0 | 0 | 0 | 0 | 0 | 0 | 0 | 0 | 2023 Qtr 1: 2.2812; 2023 Qtr 2: 2.3125; 2023 Qtr 3: 2.3438; 2023 Qtr 4: 2.375; 2024 Qtr 1: 2.4062; 2024 Qtr 2: 2.4375; 2024 Qtr 3: 2.4688; 2024 Qtr 4: 2.5; 2025 Qtr 1: 2.5312; 2025 Qtr 2: 2.5625; 2025 Qtr 3: 2.5938; 2025 Qtr 4: 2.625 | 29.4375 | cost and savings from workpaper PGECOFST108
MCE Commercial | Appliance Refrigerator: commercial reach-in refrigerators and freezers PGECOFST123, Rev # 1 - F171 - <15 cubic feet Glass-Door Reach-In Refrigerator | PGECOFST123 | System | COMMERCIAL | 4 = Commercial Refrigeration | TRUE | 12 | Com-Default>2yrs | EACH | ROB | 103.6 | 36.26 |  |  |  | 67.34 | 723 | Small Commercial | kW | 0.074 | 0 | [9 empty] | Small Boilers (<100 MMBtu/hr Heat Input):Controlled Low NOx Burner | 12 | 60% | 60% |  |  |  | 90% | 90% | [6 empty] | 0% | 0% |  | 9.3125 | 9.8125 | 10.3125 | 0 | 0 | 0 | 0 | 0 | 0 | 0 | 0 | 2023 Qtr 1: 2.2812; 2023 Qtr 2: 2.3125; 2023 Qtr 3: 2.3438; 2023 Qtr 4: 2.375; 2024 Qtr 1: 2.4062; 2024 Qtr 2: 2.4375; 2024 Qtr 3: 2.4688; 2024 Qtr 4: 2.5; 2025 Qtr 1: 2.5312; 2025 Qtr 2: 2.5625; 2025 Qtr 3: 2.5938; 2025 Qtr 4: 2.625 | 29.4375 | cost and savings from workpaper PGECOFST123
MCE Commercial | Appliance Refrigerator: commercial reach-in refrigerators and freezers PGECOFST123, Rev # 1 - F172 - 15-29 cubic feet Glass-Door Reach-In Refrigerator | PGECOFST123 | System | COMMERCIAL | 4 = Commercial Refrigeration | TRUE | 12 | Com-Default>2yrs | EACH | ROB | 863.8 | 302.33 |  |  |  | 561.47 | 661 | Small Commercial | kW | 0.068 | 0 | [9 empty] | Small Boilers (<100 MMBtu/hr Heat Input):Controlled Low NOx Burner | 12 | 60% | 60% |  |  |  | 90% | 90% | [6 empty] | 0% | 0% |  | 6.2083 | 6.5417 | 6.875 | 0 | 0 | 0 | 0 | 0 | 0 | 0 | 0 | 2023 Qtr 1: 1.5208; 2023 Qtr 2: 1.5417; 2023 Qtr 3: 1.5625; 2023 Qtr 4: 1.5833; 2024 Qtr 1: 1.6042; 2024 Qtr 2: 1.625; 2024 Qtr 3: 1.6458; 2024 Qtr 4: 1.6667; 2025 Qtr 1: 1.6875; 2025 Qtr 2: 1.7083; 2025 Qtr 3: 1.7292; 2025 Qtr 4: 1.75 | 19.625 | cost and savings from workpaper PGECOFST123
MCE Commercial | Appliance Refrigerator: commercial reach-in refrigerators and freezers PGECOFST123, Rev # 1 - F173 - 30-49 cubic feet Glass-Door Reach-In Refrigerator | PGECOFST123 | System | COMMERCIAL | 4 = Commercial Refrigeration | TRUE | 12 | Com-Default>2yrs | EACH | ROB | 1076.11 | 376.6385 |  |  |  | 699.4715 | 775 | Small Commercial | kW | 0.079 | 0 | [9 empty] | Small Boilers (<100 MMBtu/hr Heat Input):Controlled Low NOx Burner | 12 | 60% | 60% |  |  |  | 90% | 90% | [6 empty] | 0% | 0% |  | 6.2083 | 6.5417 | 6.875 | 0 | 0 | 0 | 0 | 0 | 0 | 0 | 0 | 2023 Qtr 1: 1.5208; 2023 Qtr 2: 1.5417; 2023 Qtr 3: 1.5625; 2023 Qtr 4: 1.5833; 2024 Qtr 1: 1.6042; 2024 Qtr 2: 1.625; 2024 Qtr 3: 1.6458; 2024 Qtr 4: 1.6667; 2025 Qtr 1: 1.6875; 2025 Qtr 2: 1.7083; 2025 Qtr 3: 1.7292; 2025 Qtr 4: 1.75 | 19.625 | cost and savings from workpaper PGECOFST123
MCE Commercial | Appliance Refrigerator: commercial reach-in refrigerators and freezers PGECOFST123, Rev # 1 - F174 - _ 50 cubic feet Glass-Door Reach-In Refrigerator | PGECOFST123 | System | COMMERCIAL | 4 = Commercial Refrigeration | TRUE | 12 | Com-Default>2yrs | EACH | ROB | 1548.96 | 542.136 |  |  |  | 1006.824 | 934 | Small Commercial | kW | 0.096 | 0 | [9 empty] | Small Boilers (<100 MMBtu/hr Heat Input):Controlled Low NOx Burner | 12 | 60% | 60% |  |  |  | 90% | 90% | [6 empty] | 0% | 0% |  | 6.2083 | 6.5417 | 6.875 | 0 | 0 | 0 | 0 | 0 | 0 | 0 | 0 | 2023 Qtr 1: 1.5208; 2023 Qtr 2: 1.5417; 2023 Qtr 3: 1.5625; 2023 Qtr 4: 1.5833; 2024 Qtr 1: 1.6042; 2024 Qtr 2: 1.625; 2024 Qtr 3: 1.6458; 2024 Qtr 4: 1.6667; 2025 Qtr 1: 1.6875; 2025 Qtr 2: 1.7083; 2025 Qtr 3: 1.7292; 2025 Qtr 4: 1.75 | 19.625 | cost and savings from workpaper PGECOFST123
MCE Commercial | Appliance Refrigerator: commercial reach-in refrigerators and freezers PGECOFST123, Rev # 1 - F175 - <15 cubic feet Glass-Door Reach-In Freezer | PGECOFST123 | System | COMMERCIAL | 4 = Commercial Refrigeration | TRUE | 12 | Com-Default>2yrs | EACH | ROB | 25.48 | 8.918 |  |  |  | 16.562 | 1693 | Small Commercial | kW | 0.174 | 0 | [9 empty] | Small Boilers (<100 MMBtu/hr Heat Input):Controlled Low NOx Burner | 12 | 60% | 60% |  |  |  | 90% | 90% | [6 empty] | 0% | 0% |  | 6.2083 | 6.5417 | 6.875 | 0 | 0 | 0 | 0 | 0 | 0 | 0 | 0 | 2023 Qtr 1: 1.5208; 2023 Qtr 2: 1.5417; 2023 Qtr 3: 1.5625; 2023 Qtr 4: 1.5833; 2024 Qtr 1: 1.6042; 2024 Qtr 2: 1.625; 2024 Qtr 3: 1.6458; 2024 Qtr 4: 1.6667; 2025 Qtr 1: 1.6875; 2025 Qtr 2: 1.7083; 2025 Qtr 3: 1.7292; 2025 Qtr 4: 1.75 | 19.625 | cost and savings from workpaper PGECOFST123
MCE Commercial | Appliance Refrigerator: commercial reach-in refrigerators and freezers PGECOFST123, Rev # 1 - F176 - 15-29 cubic feet Glass-Door Reach-In Freezer | PGECOFST123 | System | COMMERCIAL | 4 = Commercial Refrigeration | TRUE | 12 | Com-Default>2yrs | EACH | ROB | 124.04 | 43.414 |  |  |  | 80.626 | 2010 | Small Commercial | kW | 0.207 | 0 | [9 empty] | Small Boilers (<100 MMBtu/hr Heat Input):Controlled Low NOx Burner | 12 | 60% | 60% |  |  |  | 90% | 90% | [6 empty] | 0% | 0% |  | 9.3125 | 9.8125 | 10.3125 | 0 | 0 | 0 | 0 | 0 | 0 | 0 | 0 | 2023 Qtr 1: 2.2812; 2023 Qtr 2: 2.3125; 2023 Qtr 3: 2.3438; 2023 Qtr 4: 2.375; 2024 Qtr 1: 2.4062; 2024 Qtr 2: 2.4375; 2024 Qtr 3: 2.4688; 2024 Qtr 4: 2.5; 2025 Qtr 1: 2.5312; 2025 Qtr 2: 2.5625; 2025 Qtr 3: 2.5938; 2025 Qtr 4: 2.625 | 29.4375 | cost and savings from workpaper PGECOFST123
MCE Commercial | Appliance Refrigerator: commercial reach-in refrigerators and freezers PGECOFST123, Rev # 1 - F177 - 30-49 cubic feet Glass-Door Reach-In Freezer | PGECOFST123 | System | COMMERCIAL | 4 = Commercial Refrigeration | TRUE | 12 | Com-Default>2yrs | EACH | ROB | 214.2 | 74.97 |  |  |  | 139.23 | 4599 | Small Commercial | kW | 0.473 | 0 | [9 empty] | Small Boilers (<100 MMBtu/hr Heat Input):Controlled Low NOx Burner | 12 | 60% | 60% |  |  |  | 90% | 90% | [6 empty] | 0% | 0% |  | 9.3125 | 9.8125 | 10.3125 | 0 | 0 | 0 | 0 | 0 | 0 | 0 | 0 | 2023 Qtr 1: 2.2812; 2023 Qtr 2: 2.3125; 2023 Qtr 3: 2.3438; 2023 Qtr 4: 2.375; 2024 Qtr 1: 2.4062; 2024 Qtr 2: 2.4375; 2024 Qtr 3: 2.4688; 2024 Qtr 4: 2.5; 2025 Qtr 1: 2.5312; 2025 Qtr 2: 2.5625; 2025 Qtr 3: 2.5938; 2025 Qtr 4: 2.625 | 29.4375 | cost and savings from workpaper PGECOFST123
MCE Commercial | Appliance Refrigerator: commercial reach-in refrigerators and freezers PGECOFST123, Rev # 1 - F178 - _ 50 cubic feet Glass-Door Reach-In Freezer | PGECOFST123 | System | COMMERCIAL | 4 = Commercial Refrigeration | TRUE | 12 | Com-Default>2yrs | EACH | ROB | 899.3 | 314.755 |  |  |  | 584.545 | 8103 | Small Commercial | kW | 0.833 | 0 | [9 empty] | Small Boilers (<100 MMBtu/hr Heat Input):Controlled Low NOx Burner | 12 | 60% | 60% |  |  |  | 90% | 90% | [6 empty] | 0% | 0% |  | 9.3125 | 9.8125 | 10.3125 | 0 | 0 | 0 | 0 | 0 | 0 | 0 | 0 | 2023 Qtr 1: 2.2812; 2023 Qtr 2: 2.3125; 2023 Qtr 3: 2.3438; 2023 Qtr 4: 2.375; 2024 Qtr 1: 2.4062; 2024 Qtr 2: 2.4375; 2024 Qtr 3: 2.4688; 2024 Qtr 4: 2.5; 2025 Qtr 1: 2.5312; 2025 Qtr 2: 2.5625; 2025 Qtr 3: 2.5938; 2025 Qtr 4: 2.625 | 29.4375 | cost and savings from workpaper PGECOFST123
MCE Commercial | Appliance Refrigerator: commercial reach-in refrigerators and freezers PGECOFST123, Rev # 1 - F179 - <15 cubic feet Solid-Door Reach-In Freezer | PGECOFST123 | System | COMMERCIAL | 4 = Commercial Refrigeration | TRUE | 12 | Com-Default>2yrs | EACH | ROB | 257.6 | 90.16 |  |  |  | 167.44 | 595 | Small Commercial | kW | 0.061 | 0 | [9 empty] | Small Boilers (<100 MMBtu/hr Heat Input):Controlled Low NOx Burner | 12 | 60% | 60% |  |  |  | 90% | 90% | [6 empty] | 0% | 0% |  | 9.3125 | 9.8125 | 10.3125 | 0 | 0 | 0 | 0 | 0 | 0 | 0 | 0 | 2023 Qtr 1: 2.2812; 2023 Qtr 2: 2.3125; 2023 Qtr 3: 2.3438; 2023 Qtr 4: 2.375; 2024 Qtr 1: 2.4062; 2024 Qtr 2: 2.4375; 2024 Qtr 3: 2.4688; 2024 Qtr 4: 2.5; 2025 Qtr 1: 2.5312; 2025 Qtr 2: 2.5625; 2025 Qtr 3: 2.5938; 2025 Qtr 4: 2.625 | 29.4375 | cost and savings from workpaper PGECOFST123
MCE Commercial | Appliance Refrigerator: commercial reach-in refrigerators and freezers PGECOFST123, Rev # 1 - F180 - 15-29 cubic feet Solid-Door Reach-In Freezer | PGECOFST123 | System | COMMERCIAL | 4 = Commercial Refrigeration | TRUE | 12 | Com-Default>2yrs | EACH | ROB | 1363.18 | 477.113 |  |  |  | 886.067 | 869 | Small Commercial | kW | 0.089 | 0 | [9 empty] | Small Boilers (<100 MMBtu/hr Heat Input):Controlled Low NOx Burner | 12 | 60% | 60% |  |  |  | 90% | 90% | [6 empty] | 0% | 0% |  | 6.2083 | 6.5417 | 6.875 | 0 | 0 | 0 | 0 | 0 | 0 | 0 | 0 | 2023 Qtr 1: 1.5208; 2023 Qtr 2: 1.5417; 2023 Qtr 3: 1.5625; 2023 Qtr 4: 1.5833; 2024 Qtr 1: 1.6042; 2024 Qtr 2: 1.625; 2024 Qtr 3: 1.6458; 2024 Qtr 4: 1.6667; 2025 Qtr 1: 1.6875; 2025 Qtr 2: 1.7083; 2025 Qtr 3: 1.7292; 2025 Qtr 4: 1.75 | 19.625 | cost and savings from workpaper PGECOFST123
MCE Commercial | Appliance Refrigerator: commercial reach-in refrigerators and freezers PGECOFST123, Rev # 1 - F181 - 30-49 cubic feet Solid-Door Reach-In Freezer | PGECOFST123 | System | COMMERCIAL | 4 = Commercial Refrigeration | TRUE | 12 | Com-Default>2yrs | EACH | ROB | 1556.71 | 544.8485 |  |  |  | 1011.8615 | 2074 | Small Commercial | kW | 0.213 | 0 | [9 empty] | Small Boilers (<100 MMBtu/hr Heat Input):Controlled Low NOx Burner | 12 | 60% | 60% |  |  |  | 90% | 90% | [6 empty] | 0% | 0% |  | 6.2083 | 6.5417 | 6.875 | 0 | 0 | 0 | 0 | 0 | 0 | 0 | 0 | 2023 Qtr 1: 1.5208; 2023 Qtr 2: 1.5417; 2023 Qtr 3: 1.5625; 2023 Qtr 4: 1.5833; 2024 Qtr 1: 1.6042; 2024 Qtr 2: 1.625; 2024 Qtr 3: 1.6458; 2024 Qtr 4: 1.6667; 2025 Qtr 1: 1.6875; 2025 Qtr 2: 1.7083; 2025 Qtr 3: 1.7292; 2025 Qtr 4: 1.75 | 19.625 | cost and savings from workpaper PGECOFST123
MCE Commercial | Appliance Refrigerator: commercial reach-in refrigerators and freezers PGECOFST123, Rev # 1 - F182 - _ 50 cubic feet Solid-Door Reach-In Freezer | PGECOFST123 | System | COMMERCIAL | 4 = Commercial Refrigeration | TRUE | 12 | Com-Default>2yrs | EACH | ROB | 1968.03 | 688.8105 |  |  |  | 1279.2195 | 4552 | Small Commercial | kW | 0.468 | 0 | [9 empty] | Small Boilers (<100 MMBtu/hr Heat Input):Controlled Low NOx Burner | 12 | 60% | 60% |  |  |  | 90% | 90% | [6 empty] | 0% | 0% |  | 9.3125 | 9.8125 | 10.3125 | 0 | 0 | 0 | 0 | 0 | 0 | 0 | 0 | 2023 Qtr 1: 2.2812; 2023 Qtr 2: 2.3125; 2023 Qtr 3: 2.3438; 2023 Qtr 4: 2.375; 2024 Qtr 1: 2.4062; 2024 Qtr 2: 2.4375; 2024 Qtr 3: 2.4688; 2024 Qtr 4: 2.5; 2025 Qtr 1: 2.5312; 2025 Qtr 2: 2.5625; 2025 Qtr 3: 2.5938; 2025 Qtr 4: 2.625 | 29.4375 | cost and savings from workpaper PGECOFST123
MCE Commercial | Appliance Refrigerator: commercial reach-in refrigerators and freezers PGECOFST123, Rev # 1 - F183 - <15 cubic feet Solid-Door Reach-In Refrigerator | PGECOFST123 | System | COMMERCIAL | 4 = Commercial Refrigeration | TRUE | 12 | Com-Default>2yrs | EACH | ROB | 1092 | 382.2 |  |  |  | 709.8 | 270 | Small Commercial | kW | 0.028 | 0 | [9 empty] | Small Boilers (<100 MMBtu/hr Heat Input):Controlled Low NOx Burner | 12 | 60% | 60% |  |  |  | 90% | 90% | [6 empty] | 0% | 0% |  | 6.2083 | 6.5417 | 6.875 | 0 | 0 | 0 | 0 | 0 | 0 | 0 | 0 | 2023 Qtr 1: 1.5208; 2023 Qtr 2: 1.5417; 2023 Qtr 3: 1.5625; 2023 Qtr 4: 1.5833; 2024 Qtr 1: 1.6042; 2024 Qtr 2: 1.625; 2024 Qtr 3: 1.6458; 2024 Qtr 4: 1.6667; 2025 Qtr 1: 1.6875; 2025 Qtr 2: 1.7083; 2025 Qtr 3: 1.7292; 2025 Qtr 4: 1.75 | 19.625 | cost and savings from workpaper PGECOFST123
MCE Commercial | Appliance Refrigerator: commercial reach-in refrigerators and freezers PGECOFST123, Rev # 1 - F184 - 15-29 cubic feet Solid-Door Reach-In Refrigerator | PGECOFST123 | System | COMMERCIAL | 4 = Commercial Refrigeration | TRUE | 12 | Com-Default>2yrs | EACH | ROB | 1410.73 | 493.7555 |  |  |  | 916.9745 | 493 | Small Commercial | kW | 0.051 | 0 | [9 empty] | Small Boilers (<100 MMBtu/hr Heat Input):Controlled Low NOx Burner | 12 | 60% | 60% |  |  |  | 90% | 90% | [6 empty] | 0% | 0% |  | 6.2083 | 6.5417 | 6.875 | 0 | 0 | 0 | 0 | 0 | 0 | 0 | 0 | 2023 Qtr 1: 1.5208; 2023 Qtr 2: 1.5417; 2023 Qtr 3: 1.5625; 2023 Qtr 4: 1.5833; 2024 Qtr 1: 1.6042; 2024 Qtr 2: 1.625; 2024 Qtr 3: 1.6458; 2024 Qtr 4: 1.6667; 2025 Qtr 1: 1.6875; 2025 Qtr 2: 1.7083; 2025 Qtr 3: 1.7292; 2025 Qtr 4: 1.75 | 19.625 | cost and savings from workpaper PGECOFST123
MCE Commercial | Appliance Refrigerator: commercial reach-in refrigerators and freezers PGECOFST123, Rev # 1 - F185 - 30-49 cubic feet Solid-Door Reach-In Refrigerator | PGECOFST123 | System | COMMERCIAL | 4 = Commercial Refrigeration | TRUE | 12 | Com-Default>2yrs | EACH | ROB | 1968.7 | 689.045 |  |  |  | 1279.655 | 854 | Small Commercial | kW | 0.088 | 0 | [9 empty] | Small Boilers (<100 MMBtu/hr Heat Input):Controlled Low NOx Burner | 12 | 60% | 60% |  |  |  | 90% | 90% | [6 empty] | 0% | 0% |  | 6.2083 | 6.5417 | 6.875 | 0 | 0 | 0 | 0 | 0 | 0 | 0 | 0 | 2023 Qtr 1: 1.5208; 2023 Qtr 2: 1.5417; 2023 Qtr 3: 1.5625; 2023 Qtr 4: 1.5833; 2024 Qtr 1: 1.6042; 2024 Qtr 2: 1.625; 2024 Qtr 3: 1.6458; 2024 Qtr 4: 1.6667; 2025 Qtr 1: 1.6875; 2025 Qtr 2: 1.7083; 2025 Qtr 3: 1.7292; 2025 Qtr 4: 1.75 | 19.625 | cost and savings from workpaper PGECOFST123
MCE Commercial | Appliance Refrigerator: commercial reach-in refrigerators and freezers PGECOFST123, Rev # 1 - F186 - _ 50 cubic feet Solid-Door Reach-In Refrigerator | PGECOFST123 | System | COMMERCIAL | 4 = Commercial Refrigeration | TRUE | 12 | Com-Default>2yrs | EACH | ROB | 2723.28 | 953.148 |  |  |  | 1770.132 | 1279 | Small Commercial | kW | 0.131 | 0 | [9 empty] | Small Boilers (<100 MMBtu/hr Heat Input):Controlled Low NOx Burner | 12 | 60% | 60% |  |  |  | 90% | 90% | [6 empty] | 0% | 0% |  | 6.2083 | 6.5417 | 6.875 | 0 | 0 | 0 | 0 | 0 | 0 | 0 | 0 | 2023 Qtr 1: 1.5208; 2023 Qtr 2: 1.5417; 2023 Qtr 3: 1.5625; 2023 Qtr 4: 1.5833; 2024 Qtr 1: 1.6042; 2024 Qtr 2: 1.625; 2024 Qtr 3: 1.6458; 2024 Qtr 4: 1.6667; 2025 Qtr 1: 1.6875; 2025 Qtr 2: 1.7083; 2025 Qtr 3: 1.7292; 2025 Qtr 4: 1.75 | 19.625 | cost and savings from workpaper PGECOFST123
MCE Commercial | Commercial/ Industrial - Refrigeration Door Closer: PGECOREF110 - Refrigerated Storage Auto Closer, Rev # 4 - R79/ R80 - Main Cooler Auto Closer/ Main Freezer Auto Closer | PGECOREF110 | System | COMMERCIAL | 4 = Commercial Refrigeration | TRUE | 8 | Com-Default>2yrs | EACH | NEW | 156.82 | 54.887 |  |  |  | 101.933 |  | Small Commercial | kW | [11 empty] | Small Boilers (<100 MMBtu/hr Heat Input):Controlled Low NOx Burner | 8 | 60% | 60% |  |  |  | 90% | 90% | [6 empty] | 0% | 0% |  | 9.3125 | 9.8125 | 10.3125 | 0 | 0 | 0 | 0 | 0 | 0 | 0 | 0 | 2023 Qtr 1: 2.2812; 2023 Qtr 2: 2.3125; 2023 Qtr 3: 2.3438; 2023 Qtr 4: 2.375; 2024 Qtr 1: 2.4062; 2024 Qtr 2: 2.4375; 2024 Qtr 3: 2.4688; 2024 Qtr 4: 2.5; 2025 Qtr 1: 2.5312; 2025 Qtr 2: 2.5625; 2025 Qtr 3: 2.5938; 2025 Qtr 4: 2.625 | 29.4375 | cost and savings from workpaper PGECOREF110
MCE Commercial | Commercial/ Industrial - Refrigeration Door Closer: PGECOREF110 - Refrigerated Storage Auto Closer, Rev # 4 - R79/ R80 - Main Cooler Auto Closer/ Main Freezer Auto Closer | PGECOREF110 | System | COMMERCIAL | 4 = Commercial Refrigeration | TRUE | 8 | Com-Default-HTG-di | EACH | NEW | 156.82 | 54.887 |  |  |  | 101.933 |  | Small Commercial | kW | [11 empty] | Small Boilers (<100 MMBtu/hr Heat Input):Controlled Low NOx Burner | 8 | 85% | 85% |  |  |  | 90% | 90% | [6 empty] | 0% | 0% |  | 9.3125 | 9.8125 | 10.3125 | 0 | 0 | 0 | 0 | 0 | 0 | 0 | 0 | 2023 Qtr 1: 2.2812; 2023 Qtr 2: 2.3125; 2023 Qtr 3: 2.3438; 2023 Qtr 4: 2.375; 2024 Qtr 1: 2.4062; 2024 Qtr 2: 2.4375; 2024 Qtr 3: 2.4688; 2024 Qtr 4: 2.5; 2025 Qtr 1: 2.5312; 2025 Qtr 2: 2.5625; 2025 Qtr 3: 2.5938; 2025 Qtr 4: 2.625 | 29.4375 | cost and savings from workpaper PGECOREF110
MCE Commercial | [10 empty] | 0 | 0 |  |  |  | 0 |  |  | #N/A | [12 empty] | 0 | [13 empty] | 0% | 0% |  | 0 | 0 | 0 | 0 | 0 | 0 | 0 | 0 | 0 | 0 | 0 | [44 empty] | 0
MCE Commercial | [10 empty] | 0 | 0 |  |  |  | 0 |  |  | #N/A | [12 empty] | 0 | [13 empty] | 0% | 0% |  | 0 | 0 | 0 | 0 | 0 | 0 | 0 | 0 | 0 | 0 | 0 | [44 empty] | 0
MCE Commercial | [10 empty] | 0 | 0 |  |  |  | 0 |  |  | #N/A | [12 empty] | 0 | [13 empty] | 0% | 0% |  | 0 | 0 | 0 | 0 | 0 | 0 | 0 | 0 | 0 | 0 | 0 | [44 empty] | 0
MCE Commercial | [10 empty] | 0 | 0 |  |  |  | 0 |  |  | #N/A | [12 empty] | 0 | [13 empty] | 0% | 0% |  | 0 | 0 | 0 | 0 | 0 | 0 | 0 | 0 | 0 | 0 | 0 | [44 empty] | 0
MCE Commercial | [10 empty] | 0 | 0 |  |  |  | 0 |  |  | #N/A | [12 empty] | 0 | [13 empty] | 0% | 0% |  | 0 | 0 | 0 | 0 | 0 | 0 | 0 | 0 | 0 | 0 | 0 | [44 empty] | 0
MCE Commercial | [10 empty] | 0 | 0 |  |  |  | 0 |  |  | #N/A | [12 empty] | 0 | [13 empty] | 0% | 0% |  | 0 | 0 | 0 | 0 | 0 | 0 | 0 | 0 | 0 | 0 | 0 | [44 empty] | 0
MCE Commercial | [10 empty] | 0 | 0 |  |  |  | 0 |  |  | #N/A | [12 empty] | 0 | [13 empty] | 0% | 0% |  | 0 | 0 | 0 | 0 | 0 | 0 | 0 | 0 | 0 | 0 | 0 | [44 empty] | 0
MCE Commercial | [10 empty] | 0 | 0 |  |  |  | 0 |  |  | #N/A | [12 empty] | 0 | [13 empty] | 0% | 0% |  | 0 | 0 | 0 | 0 | 0 | 0 | 0 | 0 | 0 | 0 | 0 | [44 empty] | 0
MCE Commercial | [10 empty] | 0 | 0 |  |  |  | 0 |  |  | #N/A | [12 empty] | 0 | [13 empty] | 0% | 0% |  | 0 | 0 | 0 | 0 | 0 | 0 | 0 | 0 | 0 | 0 | 0 | [44 empty] | 0
MCE Commercial | [10 empty] | 0 | 0 |  |  |  | 0 |  |  | #N/A | [12 empty] | 0 | [13 empty] | 0% | 0% |  | 0 | 0 | 0 | 0 | 0 | 0 | 0 | 0 | 0 | 0 | 0 | [44 empty] | 0
MCE Commercial | [10 empty] | 0 | 0 |  |  |  | 0 |  |  | #N/A | [12 empty] | 0 | [13 empty] | 0% | 0% |  | 0 | 0 | 0 | 0 | 0 | 0 | 0 | 0 | 0 | 0 | 0 | [44 empty] | 0
MCE Commercial | [10 empty] | 0 | 0 |  |  |  | 0 |  |  | #N/A | [12 empty] | 0 | [13 empty] | 0% | 0% |  | 0 | 0 | 0 | 0 | 0 | 0 | 0 | 0 | 0 | 0 | 0 | [44 empty] | 0
MCE Commercial | [10 empty] | 0 | 0 |  |  |  | 0 |  |  | #N/A | [12 empty] | 0 | [13 empty] | 0% | 0% |  | 0 | 0 | 0 | 0 | 0 | 0 | 0 | 0 | 0 | 0 | 0 | [44 empty] | 0
MCE Commercial | [10 empty] | 0 | 0 |  |  |  | 0 |  |  | #N/A | [12 empty] | 0 | [13 empty] | 0% | 0% |  | 0 | 0 | 0 | 0 | 0 | 0 | 0 | 0 | 0 | 0 | 0 | [44 empty] | 0
MCE Commercial | [10 empty] | 0 | 0 |  |  |  | 0 |  |  | #N/A | [12 empty] | 0 | [13 empty] | 0% | 0% |  | 0 | 0 | 0 | 0 | 0 | 0 | 0 | 0 | 0 | 0 | 0 | [44 empty] | 0
MCE Commercial | [10 empty] | 0 | 0 |  |  |  | 0 |  |  | #N/A | [12 empty] | 0 | [13 empty] | 0% | 0% |  | 0 | 0 | 0 | 0 | 0 | 0 | 0 | 0 | 0 | 0 | 0 | [44 empty] | 0
MCE Commercial | [10 empty] | 0 | 0 |  |  |  | 0 |  |  | #N/A | [12 empty] | 0 | [13 empty] | 0% | 0% |  | 0 | 0 | 0 | 0 | 0 | 0 | 0 | 0 | 0 | 0 | 0 | [44 empty] | 0
MCE Commercial | [10 empty] | 0 | 0 |  |  |  | 0 |  |  | #N/A | [12 empty] | 0 | [13 empty] | 0% | 0% |  | 0 | 0 | 0 | 0 | 0 | 0 | 0 | 0 | 0 | 0 | 0 | [44 empty] | 0
MCE Commercial | [10 empty] | 0 | 0 |  |  |  | 0 |  |  | #N/A | [12 empty] | 0 | [13 empty] | 0% | 0% |  | 0 | 0 | 0 | 0 | 0 | 0 | 0 | 0 | 0 | 0 | 0 | [44 empty] | 0
MCE Commercial | [10 empty] | 0 | 0 |  |  |  | 0 |  |  | #N/A | [12 empty] | 0 | [13 empty] | 0% | 0% |  | 0 | 0 | 0 | 0 | 0 | 0 | 0 | 0 | 0 | 0 | 0 | [44 empty] | 0
MCE Commercial | [10 empty] | 0 | 0 |  |  |  | 0 |  |  | #N/A | [12 empty] | 0 | [13 empty] | 0% | 0% |  | 0 | 0 | 0 | 0 | 0 | 0 | 0 | 0 | 0 | 0 | 0 | [44 empty] | 0
MCE Commercial | [10 empty] | 0 | 0 |  |  |  | 0 |  |  | #N/A | [12 empty] | 0 | [13 empty] | 0% | 0% |  | 0 | 0 | 0 | 0 | 0 | 0 | 0 | 0 | 0 | 0 | 0 | [44 empty] | 0
MCE Commercial | [10 empty] | 0 | 0 |  |  |  | 0 |  |  | #N/A | [12 empty] | 0 | [13 empty] | 0% | 0% |  | 0 | 0 | 0 | 0 | 0 | 0 | 0 | 0 | 0 | 0 | 0 | [44 empty] | 0
MCE Commercial | [10 empty] | 0 | 0 |  |  |  | 0 |  |  | #N/A | [12 empty] | 0 | [13 empty] | 0% | 0% |  | 0 | 0 | 0 | 0 | 0 | 0 | 0 | 0 | 0 | 0 | 0 | [44 empty] | 0
MCE Commercial | [10 empty] | 0 | 0 |  |  |  | 0 |  |  | #N/A | [12 empty] | 0 | [13 empty] | 0% | 0% |  | 0 | 0 | 0 | 0 | 0 | 0 | 0 | 0 | 0 | 0 | 0 | [44 empty] | 0
MCE Commercial | [10 empty] | 0 | 0 |  |  |  | 0 |  |  | #N/A | [12 empty] | 0 | [13 empty] | 0% | 0% |  | 0 | 0 | 0 | 0 | 0 | 0 | 0 | 0 | 0 | 0 | 0 | [44 empty] | 0
MCE Commercial | [10 empty] | 0 | 0 |  |  |  | 0 |  |  | #N/A | [12 empty] | 0 | [13 empty] | 0% | 0% |  | 0 | 0 | 0 | 0 | 0 | 0 | 0 | 0 | 0 | 0 | 0 | [44 empty] | 0
MCE Commercial | [10 empty] | 0 | 0 |  |  |  | 0 |  |  | #N/A | [12 empty] | 0 | [13 empty] | 0% | 0% |  | 0 | 0 | 0 | 0 | 0 | 0 | 0 | 0 | 0 | 0 | 0 | [44 empty] | 0
MCE Commercial | [10 empty] | 0 | 0 |  |  |  | 0 |  |  | #N/A | [12 empty] | 0 | [13 empty] | 0% | 0% |  | 0 | 0 | 0 | 0 | 0 | 0 | 0 | 0 | 0 | 0 | 0 | [44 empty] | 0
MCE Commercial | [10 empty] | 0 | 0 |  |  |  | 0 |  |  | #N/A | [12 empty] | 0 | [13 empty] | 0% | 0% |  | 0 | 0 | 0 | 0 | 0 | 0 | 0 | 0 | 0 | 0 | 0 | [44 empty] | 0
MCE Commercial | [10 empty] | 0 | 0 |  |  |  | 0 |  |  | #N/A | [12 empty] | 0 | [13 empty] | 0% | 0% |  | 0 | 0 | 0 | 0 | 0 | 0 | 0 | 0 | 0 | 0 | 0 | [44 empty] | 0
MCE Commercial | [10 empty] | 0 | 0 |  |  |  | 0 |  |  | #N/A | [12 empty] | 0 | [13 empty] | 0% | 0% |  | 0 | 0 | 0 | 0 | 0 | 0 | 0 | 0 | 0 | 0 | 0 | [44 empty] | 0
MCE Commercial | [10 empty] | 0 | 0 |  |  |  | 0 |  |  | #N/A | [12 empty] | 0 | [13 empty] | 0% | 0% |  | 0 | 0 | 0 | 0 | 0 | 0 | 0 | 0 | 0 | 0 | 0 | [44 empty] | 0
MCE Commercial | [10 empty] | 0 | 0 |  |  |  | 0 |  |  | #N/A | [12 empty] | 0 | [13 empty] | 0% | 0% |  | 0 | 0 | 0 | 0 | 0 | 0 | 0 | 0 | 0 | 0 | 0 | [44 empty] | 0
MCE Commercial | [10 empty] | 0 | 0 |  |  |  | 0 |  |  | #N/A | [12 empty] | 0 | [13 empty] | 0% | 0% |  | 0 | 0 | 0 | 0 | 0 | 0 | 0 | 0 | 0 | 0 | 0 | [44 empty] | 0
MCE Commercial | [10 empty] | 0 | 0 |  |  |  | 0 |  |  | #N/A | [12 empty] | 0 | [13 empty] | 0% | 0% |  | 0 | 0 | 0 | 0 | 0 | 0 | 0 | 0 | 0 | 0 | 0 | [44 empty] | 0
MCE Commercial | [10 empty] | 0 | 0 |  |  |  | 0 |  |  | #N/A | [12 empty] | 0 | [13 empty] | 0% | 0% |  | 0 | 0 | 0 | 0 | 0 | 0 | 0 | 0 | 0 | 0 | 0 | [44 empty] | 0
MCE Commercial | [10 empty] | 0 | 0 |  |  |  | 0 |  |  | #N/A | [12 empty] | 0 | [13 empty] | 0% | 0% |  | 0 | 0 | 0 | 0 | 0 | 0 | 0 | 0 | 0 | 0 | 0 | [44 empty] | 0
MCE Commercial | [10 empty] | 0 | 0 |  |  |  | 0 |  |  | #N/A | [12 empty] | 0 | [13 empty] | 0% | 0% |  | 0 | 0 | 0 | 0 | 0 | 0 | 0 | 0 | 0 | 0 | 0 | [44 empty] | 0
MCE Commercial | [10 empty] | 0 | 0 |  |  |  | 0 |  |  | #N/A | [12 empty] | 0 | [13 empty] | 0% | 0% |  | 0 | 0 | 0 | 0 | 0 | 0 | 0 | 0 | 0 | 0 | 0 | [44 empty] | 0
MCE Commercial | [10 empty] | 0 | 0 |  |  |  | 0 |  |  | #N/A | [12 empty] | 0 | [13 empty] | 0% | 0% |  | 0 | 0 | 0 | 0 | 0 | 0 | 0 | 0 | 0 | 0 | 0 | [44 empty] | 0
MCE Commercial | [10 empty] | 0 | 0 |  |  |  | 0 |  |  | #N/A | [12 empty] | 0 | [13 empty] | 0% | 0% |  | 0 | 0 | 0 | 0 | 0 | 0 | 0 | 0 | 0 | 0 | 0 | [44 empty] | 0
MCE Commercial | [10 empty] | 0 | 0 |  |  |  | 0 |  |  | #N/A | [12 empty] | 0 | [13 empty] | 0% | 0% |  | 0 | 0 | 0 | 0 | 0 | 0 | 0 | 0 | 0 | 0 | 0 | [44 empty] | 0
MCE Commercial | [10 empty] | 0 | 0 |  |  |  | 0 |  |  | #N/A | [12 empty] | 0 | [13 empty] | 0% | 0% |  | 0 | 0 | 0 | 0 | 0 | 0 | 0 | 0 | 0 | 0 | 0 | [44 empty] | 0
MCE Commercial | [10 empty] | 0 | 0 |  |  |  | 0 |  |  | #N/A | [12 empty] | 0 | [13 empty] | 0% | 0% |  | 0 | 0 | 0 | 0 | 0 | 0 | 0 | 0 | 0 | 0 | 0 | [44 empty] | 0
MCE Commercial | [10 empty] | 0 | 0 |  |  |  | 0 |  |  | #N/A | [12 empty] | 0 | [13 empty] | 0% | 0% |  | 0 | 0 | 0 | 0 | 0 | 0 | 0 | 0 | 0 | 0 | 0 | [44 empty] | 0
MCE Commercial | [10 empty] | 0 | 0 |  |  |  | 0 |  |  | #N/A | [12 empty] | 0 | [13 empty] | 0% | 0% |  | 0 | 0 | 0 | 0 | 0 | 0 | 0 | 0 | 0 | 0 | 0 | [44 empty] | 0
MCE Commercial | [10 empty] | 0 | 0 |  |  |  | 0 |  |  | #N/A | [12 empty] | 0 | [13 empty] | 0% | 0% |  | 0 | 0 | 0 | 0 | 0 | 0 | 0 | 0 | 0 | 0 | 0 | [44 empty] | 0
MCE Commercial | [10 empty] | 0 | 0 |  |  |  | 0 |  |  | #N/A | [12 empty] | 0 | [13 empty] | 0% | 0% |  | 0 | 0 | 0 | 0 | 0 | 0 | 0 | 0 | 0 | 0 | 0 | [44 empty] | 0
MCE Commercial | [10 empty] | 0 | 0 |  |  |  | 0 |  |  | #N/A | [12 empty] | 0 | [13 empty] | 0% | 0% |  | 0 | 0 | 0 | 0 | 0 | 0 | 0 | 0 | 0 | 0 | 0 | [44 empty] | 0
MCE Commercial | [10 empty] | 0 | 0 |  |  |  | 0 |  |  | #N/A | [12 empty] | 0 | [13 empty] | 0% | 0% |  | 0 | 0 | 0 | 0 | 0 | 0 | 0 | 0 | 0 | 0 | 0 | [44 empty] | 0
MCE Commercial | [10 empty] | 0 | 0 |  |  |  | 0 |  |  | #N/A | [12 empty] | 0 | [13 empty] | 0% | 0% |  | 0 | 0 | 0 | 0 | 0 | 0 | 0 | 0 | 0 | 0 | 0 | [44 empty] | 0
MCE Commercial | [10 empty] | 0 | 0 |  |  |  | 0 |  |  | #N/A | [12 empty] | 0 | [13 empty] | 0% | 0% |  | 0 | 0 | 0 | 0 | 0 | 0 | 0 | 0 | 0 | 0 | 0 | [44 empty] | 0
MCE Commercial | [10 empty] | 0 | 0 |  |  |  | 0 |  |  | #N/A | [12 empty] | 0 | [13 empty] | 0% | 0% |  | 0 | 0 | 0 | 0 | 0 | 0 | 0 | 0 | 0 | 0 | 0 | [44 empty] | 0
MCE Commercial | [10 empty] | 0 | 0 |  |  |  | 0 |  |  | #N/A | [12 empty] | 0 | [13 empty] | 0% | 0% |  | 0 | 0 | 0 | 0 | 0 | 0 | 0 | 0 | 0 | 0 | 0 | [44 empty] | 0
MCE Commercial | [10 empty] | 0 | 0 |  |  |  | 0 |  |  | #N/A | [12 empty] | 0 | [13 empty] | 0% | 0% |  | 0 | 0 | 0 | 0 | 0 | 0 | 0 | 0 | 0 | 0 | 0 | [44 empty] | 0
MCE Commercial | [10 empty] | 0 | 0 |  |  |  | 0 |  |  | #N/A | [12 empty] | 0 | [13 empty] | 0% | 0% |  | 0 | 0 | 0 | 0 | 0 | 0 | 0 | 0 | 0 | 0 | 0 | [44 empty] | 0
MCE Commercial | [10 empty] | 0 | 0 |  |  |  | 0 |  |  | #N/A | [12 empty] | 0 | [13 empty] | 0% | 0% |  | 0 | 0 | 0 | 0 | 0 | 0 | 0 | 0 | 0 | 0 | 0 | [44 empty] | 0
MCE Commercial | [10 empty] | 0 | 0 |  |  |  | 0 |  |  | #N/A | [12 empty] | 0 | [13 empty] | 0% | 0% |  | 0 | 0 | 0 | 0 | 0 | 0 | 0 | 0 | 0 | 0 | 0 | [44 empty] | 0
MCE Commercial | [10 empty] | 0 | 0 |  |  |  | 0 |  |  | #N/A | [12 empty] | 0 | [13 empty] | 0% | 0% |  | 0 | 0 | 0 | 0 | 0 | 0 | 0 | 0 | 0 | 0 | 0 | [44 empty] | 0
MCE Commercial | [10 empty] | 0 | 0 |  |  |  | 0 |  |  | #N/A | [12 empty] | 0 | [13 empty] | 0% | 0% |  | 0 | 0 | 0 | 0 | 0 | 0 | 0 | 0 | 0 | 0 | 0 | [44 empty] | 0
MCE Commercial | [10 empty] | 0 | 0 |  |  |  | 0 |  |  | #N/A | [12 empty] | 0 | [13 empty] | 0% | 0% |  | 0 | 0 | 0 | 0 | 0 | 0 | 0 | 0 | 0 | 0 | 0 | [44 empty] | 0
MCE Commercial | [10 empty] | 0 | 0 |  |  |  | 0 |  |  | #N/A | [12 empty] | 0 | [13 empty] | 0% | 0% |  | 0 | 0 | 0 | 0 | 0 | 0 | 0 | 0 | 0 | 0 | 0 | [44 empty] | 0
MCE Commercial | [10 empty] | 0 | 0 |  |  |  | 0 |  |  | #N/A | [12 empty] | 0 | [13 empty] | 0% | 0% |  | 0 | 0 | 0 | 0 | 0 | 0 | 0 | 0 | 0 | 0 | 0 | [44 empty] | 0
MCE Commercial | [10 empty] | 0 | 0 |  |  |  | 0 |  |  | #N/A | [12 empty] | 0 | [13 empty] | 0% | 0% |  | 0 | 0 | 0 | 0 | 0 | 0 | 0 | 0 | 0 | 0 | 0 | [44 empty] | 0
MCE Commercial | [10 empty] | 0 | 0 |  |  |  | 0 |  |  | #N/A | [12 empty] | 0 | [13 empty] | 0% | 0% |  | 0 | 0 | 0 | 0 | 0 | 0 | 0 | 0 | 0 | 0 | 0 | [44 empty] | 0
MCE Commercial | [10 empty] | 0 | 0 |  |  |  | 0 |  |  | #N/A | [12 empty] | 0 | [13 empty] | 0% | 0% |  | 0 | 0 | 0 | 0 | 0 | 0 | 0 | 0 | 0 | 0 | 0 | [44 empty] | 0
MCE Commercial | [10 empty] | 0 | 0 |  |  |  | 0 |  |  | #N/A | [12 empty] | 0 | [13 empty] | 0% | 0% |  | 0 | 0 | 0 | 0 | 0 | 0 | 0 | 0 | 0 | 0 | 0 | [44 empty] | 0
MCE Commercial | [10 empty] | 0 | 0 |  |  |  | 0 |  |  | #N/A | [12 empty] | 0 | [13 empty] | 0% | 0% |  | 0 | 0 | 0 | 0 | 0 | 0 | 0 | 0 | 0 | 0 | 0 | [44 empty] | 0
MCE Commercial | [10 empty] | 0 | 0 |  |  |  | 0 |  |  | #N/A | [12 empty] | 0 | [13 empty] | 0% | 0% |  | 0 | 0 | 0 | 0 | 0 | 0 | 0 | 0 | 0 | 0 | 0 | [44 empty] | 0
MCE Commercial | [10 empty] | 0 | 0 |  |  |  | 0 |  |  | #N/A | [12 empty] | 0 | [13 empty] | 0% | 0% |  | 0 | 0 | 0 | 0 | 0 | 0 | 0 | 0 | 0 | 0 | 0 | [44 empty] | 0
MCE Commercial | [10 empty] | 0 | 0 |  |  |  | 0 |  |  | #N/A | [12 empty] | 0 | [13 empty] | 0% | 0% |  | 0 | 0 | 0 | 0 | 0 | 0 | 0 | 0 | 0 | 0 | 0 | [44 empty] | 0
MCE Commercial | [10 empty] | 0 | 0 |  |  |  | 0 |  |  | #N/A | [12 empty] | 0 | [13 empty] | 0% | 0% |  | 0 | 0 | 0 | 0 | 0 | 0 | 0 | 0 | 0 | 0 | 0 | [44 empty] | 0
MCE Commercial | [10 empty] | 0 | 0 |  |  |  | 0 |  |  | #N/A | [12 empty] | 0 | [13 empty] | 0% | 0% |  | 0 | 0 | 0 | 0 | 0 | 0 | 0 | 0 | 0 | 0 | 0 | [44 empty] | 0
MCE Commercial | [10 empty] | 0 | 0 |  |  |  | 0 |  |  | #N/A | [12 empty] | 0 | [13 empty] | 0% | 0% |  | 0 | 0 | 0 | 0 | 0 | 0 | 0 | 0 | 0 | 0 | 0 | [44 empty] | 0
MCE Commercial | [10 empty] | 0 | 0 |  |  |  | 0 |  |  | #N/A | [12 empty] | 0 | [13 empty] | 0% | 0% |  | 0 | 0 | 0 | 0 | 0 | 0 | 0 | 0 | 0 | 0 | 0 | [44 empty] | 0
MCE Commercial | [10 empty] | 0 | 0 |  |  |  | 0 |  |  | #N/A | [12 empty] | 0 | [13 empty] | 0% | 0% |  | 0 | 0 | 0 | 0 | 0 | 0 | 0 | 0 | 0 | 0 | 0 | [44 empty] | 0
MCE Commercial | [10 empty] | 0 | 0 |  |  |  | 0 |  |  | #N/A | [12 empty] | 0 | [13 empty] | 0% | 0% |  | 0 | 0 | 0 | 0 | 0 | 0 | 0 | 0 | 0 | 0 | 0 | [44 empty] | 0
MCE Commercial | [10 empty] | 0 | 0 |  |  |  | 0 |  |  | #N/A | [12 empty] | 0 | [13 empty] | 0% | 0% |  | 0 | 0 | 0 | 0 | 0 | 0 | 0 | 0 | 0 | 0 | 0 | [44 empty] | 0
MCE Commercial | [10 empty] | 0 | 0 |  |  |  | 0 |  |  | #N/A | [12 empty] | 0 | [13 empty] | 0% | 0% |  | 0 | 0 | 0 | 0 | 0 | 0 | 0 | 0 | 0 | 0 | 0 | [44 empty] | 0
MCE Commercial | [10 empty] | 0 | 0 |  |  |  | 0 |  |  | #N/A | [12 empty] | 0 | [13 empty] | 0% | 0% |  | 0 | 0 | 0 | 0 | 0 | 0 | 0 | 0 | 0 | 0 | 0 | [44 empty] | 0
MCE Commercial | [10 empty] | 0 | 0 |  |  |  | 0 |  |  | #N/A | [12 empty] | 0 | [13 empty] | 0% | 0% |  | 0 | 0 | 0 | 0 | 0 | 0 | 0 | 0 | 0 | 0 | 0 | [44 empty] | 0
MCE Commercial | [10 empty] | 0 | 0 |  |  |  | 0 |  |  | #N/A | [12 empty] | 0 | [13 empty] | 0% | 0% |  | 0 | 0 | 0 | 0 | 0 | 0 | 0 | 0 | 0 | 0 | 0 | [44 empty] | 0
MCE Commercial | [10 empty] | 0 | 0 |  |  |  | 0 |  |  | #N/A | [12 empty] | 0 | [13 empty] | 0% | 0% |  | 0 | 0 | 0 | 0 | 0 | 0 | 0 | 0 | 0 | 0 | 0 | [44 empty] | 0
MCE Commercial | [10 empty] | 0 | 0 |  |  |  | 0 |  |  | #N/A | [12 empty] | 0 | [13 empty] | 0% | 0% |  | 0 | 0 | 0 | 0 | 0 | 0 | 0 | 0 | 0 | 0 | 0 | [44 empty] | 0
MCE Commercial | [10 empty] | 0 | 0 |  |  |  | 0 |  |  | #N/A | [12 empty] | 0 | [13 empty] | 0% | 0% |  | 0 | 0 | 0 | 0 | 0 | 0 | 0 | 0 | 0 | 0 | 0 | [44 empty] | 0
MCE Commercial | [10 empty] | 0 | 0 |  |  |  | 0 |  |  | #N/A | [12 empty] | 0 | [13 empty] | 0% | 0% |  | 0 | 0 | 0 | 0 | 0 | 0 | 0 | 0 | 0 | 0 | 0 | [44 empty] | 0
MCE Commercial | [10 empty] | 0 | 0 |  |  |  | 0 |  |  | #N/A | [12 empty] | 0 | [13 empty] | 0% | 0% |  | 0 | 0 | 0 | 0 | 0 | 0 | 0 | 0 | 0 | 0 | 0 | [44 empty] | 0
MCE Commercial | [10 empty] | 0 | 0 |  |  |  | 0 |  |  | #N/A | [12 empty] | 0 | [13 empty] | 0% | 0% |  | 0 | 0 | 0 | 0 | 0 | 0 | 0 | 0 | 0 | 0 | 0 | [44 empty] | 0
MCE Commercial | [10 empty] | 0 | 0 |  |  |  | 0 |  |  | #N/A | [12 empty] | 0 | [13 empty] | 0% | 0% |  | 0 | 0 | 0 | 0 | 0 | 0 | 0 | 0 | 0 | 0 | 0 | [44 empty] | 0
MCE Commercial | [10 empty] | 0 | 0 |  |  |  | 0 |  |  | #N/A | [12 empty] | 0 | [13 empty] | 0% | 0% |  | 0 | 0 | 0 | 0 | 0 | 0 | 0 | 0 | 0 | 0 | 0 | [44 empty] | 0
MCE Commercial | [10 empty] | 0 | 0 |  |  |  | 0 |  |  | #N/A | [12 empty] | 0 | [13 empty] | 0% | 0% |  | 0 | 0 | 0 | 0 | 0 | 0 | 0 | 0 | 0 | 0 | 0 | [44 empty] | 0
MCE Commercial | [10 empty] | 0 | 0 |  |  |  | 0 |  |  | #N/A | [12 empty] | 0 | [13 empty] | 0% | 0% |  | 0 | 0 | 0 | 0 | 0 | 0 | 0 | 0 | 0 | 0 | 0 | [44 empty] | 0
MCE Commercial | [10 empty] | 0 | 0 |  |  |  | 0 |  |  | #N/A | [12 empty] | 0 | [13 empty] | 0% | 0% |  | 0 | 0 | 0 | 0 | 0 | 0 | 0 | 0 | 0 | 0 | 0 | [44 empty] | 0
MCE Commercial | [10 empty] | 0 | 0 |  |  |  | 0 |  |  | #N/A | [12 empty] | 0 | [13 empty] | 0% | 0% |  | 0 | 0 | 0 | 0 | 0 | 0 | 0 | 0 | 0 | 0 | 0 | [44 empty] | 0
MCE Commercial | [10 empty] | 0 | 0 |  |  |  | 0 |  |  | #N/A | [12 empty] | 0 | [13 empty] | 0% | 0% |  | 0 | 0 | 0 | 0 | 0 | 0 | 0 | 0 | 0 | 0 | 0 | [44 empty] | 0
MCE Commercial | [10 empty] | 0 | 0 |  |  |  | 0 |  |  | #N/A | [12 empty] | 0 | [13 empty] | 0% | 0% |  | 0 | 0 | 0 | 0 | 0 | 0 | 0 | 0 | 0 | 0 | 0 | [44 empty] | 0
MCE Commercial | [10 empty] | 0 | 0 |  |  |  | 0 |  |  | #N/A | [12 empty] | 0 | [13 empty] | 0% | 0% |  | 0 | 0 | 0 | 0 | 0 | 0 | 0 | 0 | 0 | 0 | 0 | [44 empty] | 0
MCE Commercial | [10 empty] | 0 | 0 |  |  |  | 0 |  |  | #N/A | [12 empty] | 0 | [13 empty] | 0% | 0% |  | 0 | 0 | 0 | 0 | 0 | 0 | 0 | 0 | 0 | 0 | 0 | [44 empty] | 0
MCE Commercial | [10 empty] | 0 | 0 |  |  |  | 0 |  |  | #N/A | [12 empty] | 0 | [13 empty] | 0% | 0% |  | 0 | 0 | 0 | 0 | 0 | 0 | 0 | 0 | 0 | 0 | 0 | [44 empty] | 0
MCE Commercial | [10 empty] | 0 | 0 |  |  |  | 0 |  |  | #N/A | [12 empty] | 0 | [13 empty] | 0% | 0% |  | 0 | 0 | 0 | 0 | 0 | 0 | 0 | 0 | 0 | 0 | 0 | [44 empty] | 0
MCE Commercial | [10 empty] | 0 | 0 |  |  |  | 0 |  |  | #N/A | [12 empty] | 0 | [13 empty] | 0% | 0% |  | 0 | 0 | 0 | 0 | 0 | 0 | 0 | 0 | 0 | 0 | 0 | [44 empty] | 0
MCE Commercial | [10 empty] | 0 | 0 |  |  |  | 0 |  |  | #N/A | [12 empty] | 0 | [13 empty] | 0% | 0% |  | 0 | 0 | 0 | 0 | 0 | 0 | 0 | 0 | 0 | 0 | 0 | [44 empty] | 0
MCE Commercial | [10 empty] | 0 | 0 |  |  |  | 0 |  |  | #N/A | [12 empty] | 0 | [13 empty] | 0% | 0% |  | 0 | 0 | 0 | 0 | 0 | 0 | 0 | 0 | 0 | 0 | 0 | [44 empty] | 0
MCE Commercial | [10 empty] | 0 | 0 |  |  |  | 0 |  |  | #N/A | [12 empty] | 0 | [13 empty] | 0% | 0% |  | 0 | 0 | 0 | 0 | 0 | 0 | 0 | 0 | 0 | 0 | 0 | [44 empty] | 0
MCE Commercial | [10 empty] | 0 | 0 |  |  |  | 0 |  |  | #N/A | [12 empty] | 0 | [13 empty] | 0% | 0% |  | 0 | 0 | 0 | 0 | 0 | 0 | 0 | 0 | 0 | 0 | 0 | [44 empty] | 0
MCE Commercial | [10 empty] | 0 | 0 |  |  |  | 0 |  |  | #N/A | [12 empty] | 0 | [13 empty] | 0% | 0% |  | 0 | 0 | 0 | 0 | 0 | 0 | 0 | 0 | 0 | 0 | 0 | [44 empty] | 0
MCE Commercial | [10 empty] | 0 | 0 |  |  |  | 0 |  |  | #N/A | [12 empty] | 0 | [13 empty] | 0% | 0% |  | 0 | 0 | 0 | 0 | 0 | 0 | 0 | 0 | 0 | 0 | 0 | [44 empty] | 0
MCE Commercial | [10 empty] | 0 | 0 |  |  |  | 0 |  |  | #N/A | [12 empty] | 0 | [13 empty] | 0% | 0% |  | 0 | 0 | 0 | 0 | 0 | 0 | 0 | 0 | 0 | 0 | 0 | [44 empty] | 0
MCE Commercial | [10 empty] | 0 | 0 |  |  |  | 0 |  |  | #N/A | [12 empty] | 0 | [13 empty] | 0% | 0% |  | 0 | 0 | 0 | 0 | 0 | 0 | 0 | 0 | 0 | 0 | 0 | [44 empty] | 0
MCE Commercial | [10 empty] | 0 | 0 |  |  |  | 0 |  |  | #N/A | [12 empty] | 0 | [13 empty] | 0% | 0% |  | 0 | 0 | 0 | 0 | 0 | 0 | 0 | 0 | 0 | 0 | 0 | [44 empty] | 0
MCE Commercial | [10 empty] | 0 | 0 |  |  |  | 0 |  |  | #N/A | [12 empty] | 0 | [13 empty] | 0% | 0% |  | 0 | 0 | 0 | 0 | 0 | 0 | 0 | 0 | 0 | 0 | 0 | [44 empty] | 0
MCE Commercial | [10 empty] | 0 | 0 |  |  |  | 0 |  |  | #N/A | [12 empty] | 0 | [13 empty] | 0% | 0% |  | 0 | 0 | 0 | 0 | 0 | 0 | 0 | 0 | 0 | 0 | 0 | [44 empty] | 0
MCE Commercial | [10 empty] | 0 | 0 |  |  |  | 0 |  |  | #N/A | [12 empty] | 0 | [13 empty] | 0% | 0% |  | 0 | 0 | 0 | 0 | 0 | 0 | 0 | 0 | 0 | 0 | 0 | [44 empty] | 0
MCE Commercial | [10 empty] | 0 | 0 |  |  |  | 0 |  |  | #N/A | [12 empty] | 0 | [13 empty] | 0% | 0% |  | 0 | 0 | 0 | 0 | 0 | 0 | 0 | 0 | 0 | 0 | 0 | [44 empty] | 0
MCE Commercial | [10 empty] | 0 | 0 |  |  |  | 0 |  |  | #N/A | [12 empty] | 0 | [13 empty] | 0% | 0% |  | 0 | 0 | 0 | 0 | 0 | 0 | 0 | 0 | 0 | 0 | 0 | [44 empty] | 0
MCE Commercial | [10 empty] | 0 | 0 |  |  |  | 0 |  |  | #N/A | [12 empty] | 0 | [13 empty] | 0% | 0% |  | 0 | 0 | 0 | 0 | 0 | 0 | 0 | 0 | 0 | 0 | 0 | [44 empty] | 0
MCE Commercial | [10 empty] | 0 | 0 |  |  |  | 0 |  |  | #N/A | [12 empty] | 0 | [13 empty] | 0% | 0% |  | 0 | 0 | 0 | 0 | 0 | 0 | 0 | 0 | 0 | 0 | 0 | [44 empty] | 0
MCE Commercial | [10 empty] | 0 | 0 |  |  |  | 0 |  |  | #N/A | [12 empty] | 0 | [13 empty] | 0% | 0% |  | 0 | 0 | 0 | 0 | 0 | 0 | 0 | 0 | 0 | 0 | 0 | [44 empty] | 0
MCE Commercial | [10 empty] | 0 | 0 |  |  |  | 0 |  |  | #N/A | [12 empty] | 0 | [13 empty] | 0% | 0% |  | 0 | 0 | 0 | 0 | 0 | 0 | 0 | 0 | 0 | 0 | 0 | [44 empty] | 0
MCE Commercial | [10 empty] | 0 | 0 |  |  |  | 0 |  |  | #N/A | [12 empty] | 0 | [13 empty] | 0% | 0% |  | 0 | 0 | 0 | 0 | 0 | 0 | 0 | 0 | 0 | 0 | 0 | [44 empty] | 0
MCE Commercial | [10 empty] | 0 | 0 |  |  |  | 0 |  |  | #N/A | [12 empty] | 0 | [13 empty] | 0% | 0% |  | 0 | 0 | 0 | 0 | 0 | 0 | 0 | 0 | 0 | 0 | 0 | [44 empty] | 0
MCE Commercial | [10 empty] | 0 | 0 |  |  |  | 0 |  |  | #N/A | [12 empty] | 0 | [13 empty] | 0% | 0% |  | 0 | 0 | 0 | 0 | 0 | 0 | 0 | 0 | 0 | 0 | 0 | [44 empty] | 0
MCE Commercial | [10 empty] | 0 | 0 |  |  |  | 0 |  |  | #N/A | [12 empty] | 0 | [13 empty] | 0% | 0% |  | 0 | 0 | 0 | 0 | 0 | 0 | 0 | 0 | 0 | 0 | 0 | [44 empty] | 0
MCE Commercial | [10 empty] | 0 | 0 |  |  |  | 0 |  |  | #N/A | [12 empty] | 0 | [13 empty] | 0% | 0% |  | 0 | 0 | 0 | 0 | 0 | 0 | 0 | 0 | 0 | 0 | 0 | [44 empty] | 0
MCE Commercial | [10 empty] | 0 | 0 |  |  |  | 0 |  |  | #N/A | [12 empty] | 0 | [13 empty] | 0% | 0% |  | 0 | 0 | 0 | 0 | 0 | 0 | 0 | 0 | 0 | 0 | 0 | [44 empty] | 0
MCE Commercial | [10 empty] | 0 | 0 |  |  |  | 0 |  |  | #N/A | [12 empty] | 0 | [13 empty] | 0% | 0% |  | 0 | 0 | 0 | 0 | 0 | 0 | 0 | 0 | 0 | 0 | 0 | [44 empty] | 0
MCE Commercial | [10 empty] | 0 | 0 |  |  |  | 0 |  |  | #N/A | [12 empty] | 0 | [13 empty] | 0% | 0% |  | 0 | 0 | 0 | 0 | 0 | 0 | 0 | 0 | 0 | 0 | 0 | [44 empty] | 0
MCE Commercial | [10 empty] | 0 | 0 |  |  |  | 0 |  |  | #N/A | [12 empty] | 0 | [13 empty] | 0% | 0% |  | 0 | 0 | 0 | 0 | 0 | 0 | 0 | 0 | 0 | 0 | 0 | [44 empty] | 0
MCE Commercial | [10 empty] | 0 | 0 |  |  |  | 0 |  |  | #N/A | [12 empty] | 0 | [13 empty] | 0% | 0% |  | 0 | 0 | 0 | 0 | 0 | 0 | 0 | 0 | 0 | 0 | 0 | [44 empty] | 0
MCE Commercial | [10 empty] | 0 | 0 |  |  |  | 0 |  |  | #N/A | [12 empty] | 0 | [13 empty] | 0% | 0% |  | 0 | 0 | 0 | 0 | 0 | 0 | 0 | 0 | 0 | 0 | 0 | [44 empty] | 0
MCE Commercial | [10 empty] | 0 | 0 |  |  |  | 0 |  |  | #N/A | [12 empty] | 0 | [13 empty] | 0% | 0% |  | 0 | 0 | 0 | 0 | 0 | 0 | 0 | 0 | 0 | 0 | 0 | [44 empty] | 0
MCE Commercial | [10 empty] | 0 | 0 |  |  |  | 0 |  |  | #N/A | [12 empty] | 0 | [13 empty] | 0% | 0% |  | 0 | 0 | 0 | 0 | 0 | 0 | 0 | 0 | 0 | 0 | 0 | [44 empty] | 0
MCE Commercial | [10 empty] | 0 | 0 |  |  |  | 0 |  |  | #N/A | [12 empty] | 0 | [13 empty] | 0% | 0% |  | 0 | 0 | 0 | 0 | 0 | 0 | 0 | 0 | 0 | 0 | 0 | [44 empty] | 0
MCE Commercial | [10 empty] | 0 | 0 |  |  |  | 0 |  |  | #N/A | [12 empty] | 0 | [13 empty] | 0% | 0% |  | 0 | 0 | 0 | 0 | 0 | 0 | 0 | 0 | 0 | 0 | 0 | [44 empty] | 0
MCE Commercial | [10 empty] | 0 | 0 |  |  |  | 0 |  |  | #N/A | [12 empty] | 0 | [13 empty] | 0% | 0% |  | 0 | 0 | 0 | 0 | 0 | 0 | 0 | 0 | 0 | 0 | 0 | [44 empty] | 0
MCE Commercial | [10 empty] | 0 | 0 |  |  |  | 0 |  |  | #N/A | [12 empty] | 0 | [13 empty] | 0% | 0% |  | 0 | 0 | 0 | 0 | 0 | 0 | 0 | 0 | 0 | 0 | 0 | [44 empty] | 0
MCE Commercial | [10 empty] | 0 | 0 |  |  |  | 0 |  |  | #N/A | [12 empty] | 0 | [13 empty] | 0% | 0% |  | 0 | 0 | 0 | 0 | 0 | 0 | 0 | 0 | 0 | 0 | 0 | [44 empty] | 0
MCE Commercial | [10 empty] | 0 | 0 |  |  |  | 0 |  |  | #N/A | [12 empty] | 0 | [13 empty] | 0% | 0% |  | 0 | 0 | 0 | 0 | 0 | 0 | 0 | 0 | 0 | 0 | 0 | [44 empty] | 0
MCE Commercial | [10 empty] | 0 | 0 |  |  |  | 0 |  |  | #N/A | [12 empty] | 0 | [13 empty] | 0% | 0% |  | 0 | 0 | 0 | 0 | 0 | 0 | 0 | 0 | 0 | 0 | 0 | [44 empty] | 0
MCE Commercial | [10 empty] | 0 | 0 |  |  |  | 0 |  |  | #N/A | [12 empty] | 0 | [13 empty] | 0% | 0% |  | 0 | 0 | 0 | 0 | 0 | 0 | 0 | 0 | 0 | 0 | 0 | [44 empty] | 0
MCE Commercial | [10 empty] | 0 | 0 |  |  |  | 0 |  |  | #N/A | [12 empty] | 0 | [13 empty] | 0% | 0% |  | 0 | 0 | 0 | 0 | 0 | 0 | 0 | 0 | 0 | 0 | 0 | [44 empty] | 0
MCE Commercial | [10 empty] | 0 | 0 |  |  |  | 0 |  |  | #N/A | [12 empty] | 0 | [13 empty] | 0% | 0% |  | 0 | 0 | 0 | 0 | 0 | 0 | 0 | 0 | 0 | 0 | 0 | [44 empty] | 0
MCE Commercial | [10 empty] | 0 | 0 |  |  |  | 0 |  |  | #N/A | [12 empty] | 0 | [13 empty] | 0% | 0% |  | 0 | 0 | 0 | 0 | 0 | 0 | 0 | 0 | 0 | 0 | 0 | [44 empty] | 0
MCE Commercial | [10 empty] | 0 | 0 |  |  |  | 0 |  |  | #N/A | [12 empty] | 0 | [13 empty] | 0% | 0% |  | 0 | 0 | 0 | 0 | 0 | 0 | 0 | 0 | 0 | 0 | 0 | [44 empty] | 0
MCE Commercial | [10 empty] | 0 | 0 |  |  |  | 0 |  |  | #N/A | [12 empty] | 0 | [13 empty] | 0% | 0% |  | 0 | 0 | 0 | 0 | 0 | 0 | 0 | 0 | 0 | 0 | 0 | [44 empty] | 0
MCE Commercial | [10 empty] | 0 | 0 |  |  |  | 0 |  |  | #N/A | [12 empty] | 0 | [13 empty] | 0% | 0% |  | 0 | 0 | 0 | 0 | 0 | 0 | 0 | 0 | 0 | 0 | 0 | [44 empty] | 0
MCE Commercial | [10 empty] | 0 | 0 |  |  |  | 0 |  |  | #N/A | [12 empty] | 0 | [13 empty] | 0% | 0% |  | 0 | 0 | 0 | 0 | 0 | 0 | 0 | 0 | 0 | 0 | 0 | [44 empty] | 0
MCE Commercial | [10 empty] | 0 | 0 |  |  |  | 0 |  |  | #N/A | [12 empty] | 0 | [13 empty] | 0% | 0% |  | 0 | 0 | 0 | 0 | 0 | 0 | 0 | 0 | 0 | 0 | 0 | [44 empty] | 0
MCE Commercial | [10 empty] | 0 | 0 |  |  |  | 0 |  |  | #N/A | [12 empty] | 0 | [13 empty] | 0% | 0% |  | 0 | 0 | 0 | 0 | 0 | 0 | 0 | 0 | 0 | 0 | 0 | [44 empty] | 0
MCE Commercial | [10 empty] | 0 | 0 |  |  |  | 0 |  |  | #N/A | [12 empty] | 0 | [13 empty] | 0% | 0% |  | 0 | 0 | 0 | 0 | 0 | 0 | 0 | 0 | 0 | 0 | 0 | [44 empty] | 0
MCE Commercial | [10 empty] | 0 | 0 |  |  |  | 0 |  |  | #N/A | [12 empty] | 0 | [13 empty] | 0% | 0% |  | 0 | 0 | 0 | 0 | 0 | 0 | 0 | 0 | 0 | 0 | 0 | [44 empty] | 0
MCE Commercial | [10 empty] | 0 | 0 |  |  |  | 0 |  |  | #N/A | [12 empty] | 0 | [13 empty] | 0% | 0% |  | 0 | 0 | 0 | 0 | 0 | 0 | 0 | 0 | 0 | 0 | 0 | [44 empty] | 0
MCE Commercial | [10 empty] | 0 | 0 |  |  |  | 0 |  |  | #N/A | [12 empty] | 0 | [13 empty] | 0% | 0% |  | 0 | 0 | 0 | 0 | 0 | 0 | 0 | 0 | 0 | 0 | 0 | [44 empty] | 0
MCE Commercial | [10 empty] | 0 | 0 |  |  |  | 0 |  |  | #N/A | [12 empty] | 0 | [13 empty] | 0% | 0% |  | 0 | 0 | 0 | 0 | 0 | 0 | 0 | 0 | 0 | 0 | 0 | [44 empty] | 0
MCE Commercial | [10 empty] | 0 | 0 |  |  |  | 0 |  |  | #N/A | [12 empty] | 0 | [13 empty] | 0% | 0% |  | 0 | 0 | 0 | 0 | 0 | 0 | 0 | 0 | 0 | 0 | 0 | [44 empty] | 0
MCE Commercial | [10 empty] | 0 | 0 |  |  |  | 0 |  |  | #N/A | [12 empty] | 0 | [13 empty] | 0% | 0% |  | 0 | 0 | 0 | 0 | 0 | 0 | 0 | 0 | 0 | 0 | 0 | [44 empty] | 0
MCE Commercial | [10 empty] | 0 | 0 |  |  |  | 0 |  |  | #N/A | [12 empty] | 0 | [13 empty] | 0% | 0% |  | 0 | 0 | 0 | 0 | 0 | 0 | 0 | 0 | 0 | 0 | 0 | [44 empty] | 0
MCE Commercial | [10 empty] | 0 | 0 |  |  |  | 0 |  |  | #N/A | [12 empty] | 0 | [13 empty] | 0% | 0% |  | 0 | 0 | 0 | 0 | 0 | 0 | 0 | 0 | 0 | 0 | 0 | [44 empty] | 0
MCE Commercial | [10 empty] | 0 | 0 |  |  |  | 0 |  |  | #N/A | [12 empty] | 0 | [13 empty] | 0% | 0% |  | 0 | 0 | 0 | 0 | 0 | 0 | 0 | 0 | 0 | 0 | 0 | [44 empty] | 0
MCE Commercial | [10 empty] | 0 | 0 |  |  |  | 0 |  |  | #N/A | [12 empty] | 0 | [13 empty] | 0% | 0% |  | 0 | 0 | 0 | 0 | 0 | 0 | 0 | 0 | 0 | 0 | 0 | [44 empty] | 0
MCE Commercial | [10 empty] | 0 | 0 |  |  |  | 0 |  |  | #N/A | [12 empty] | 0 | [13 empty] | 0% | 0% |  | 0 | 0 | 0 | 0 | 0 | 0 | 0 | 0 | 0 | 0 | 0 | [44 empty] | 0
MCE Commercial | [10 empty] | 0 | 0 |  |  |  | 0 |  |  | #N/A | [12 empty] | 0 | [13 empty] | 0% | 0% |  | 0 | 0 | 0 | 0 | 0 | 0 | 0 | 0 | 0 | 0 | 0 | [44 empty] | 0
MCE Commercial | [10 empty] | 0 | 0 |  |  |  | 0 |  |  | #N/A | [12 empty] | 0 | [13 empty] | 0% | 0% |  | 0 | 0 | 0 | 0 | 0 | 0 | 0 | 0 | 0 | 0 | 0 | [44 empty] | 0
MCE Commercial | [10 empty] | 0 | 0 |  |  |  | 0 |  |  | #N/A | [12 empty] | 0 | [13 empty] | 0% | 0% |  | 0 | 0 | 0 | 0 | 0 | 0 | 0 | 0 | 0 | 0 | 0 | [44 empty] | 0
MCE Commercial | [10 empty] | 0 | 0 |  |  |  | 0 |  |  | #N/A | [12 empty] | 0 | [13 empty] | 0% | 0% |  | 0 | 0 | 0 | 0 | 0 | 0 | 0 | 0 | 0 | 0 | 0 | [44 empty] | 0
MCE Commercial | [10 empty] | 0 | 0 |  |  |  | 0 |  |  | #N/A | [12 empty] | 0 | [13 empty] | 0% | 0% |  | 0 | 0 | 0 | 0 | 0 | 0 | 0 | 0 | 0 | 0 | 0 | [44 empty] | 0
MCE Commercial | [10 empty] | 0 | 0 |  |  |  | 0 |  |  | #N/A | [12 empty] | 0 | [13 empty] | 0% | 0% |  | 0 | 0 | 0 | 0 | 0 | 0 | 0 | 0 | 0 | 0 | 0 | [44 empty] | 0
MCE Commercial | [10 empty] | 0 | 0 |  |  |  | 0 |  |  | #N/A | [12 empty] | 0 | [13 empty] | 0% | 0% |  | 0 | 0 | 0 | 0 | 0 | 0 | 0 | 0 | 0 | 0 | 0 | [44 empty] | 0
MCE Commercial | [10 empty] | 0 | 0 |  |  |  | 0 |  |  | #N/A | [12 empty] | 0 | [13 empty] | 0% | 0% |  | 0 | 0 | 0 | 0 | 0 | 0 | 0 | 0 | 0 | 0 | 0 | [44 empty] | 0
MCE Commercial | [10 empty] | 0 | 0 |  |  |  | 0 |  |  | #N/A | [12 empty] | 0 | [13 empty] | 0% | 0% |  | 0 | 0 | 0 | 0 | 0 | 0 | 0 | 0 | 0 | 0 | 0 | [44 empty] | 0
MCE Commercial | [10 empty] | 0 | 0 |  |  |  | 0 |  |  | #N/A | [12 empty] | 0 | [13 empty] | 0% | 0% |  | 0 | 0 | 0 | 0 | 0 | 0 | 0 | 0 | 0 | 0 | 0 | [44 empty] | 0
MCE Commercial | [10 empty] | 0 | 0 |  |  |  | 0 |  |  | #N/A | [12 empty] | 0 | [13 empty] | 0% | 0% |  | 0 | 0 | 0 | 0 | 0 | 0 | 0 | 0 | 0 | 0 | 0 | [44 empty] | 0
MCE Commercial | [10 empty] | 0 | 0 |  |  |  | 0 |  |  | #N/A | [12 empty] | 0 | [13 empty] | 0% | 0% |  | 0 | 0 | 0 | 0 | 0 | 0 | 0 | 0 | 0 | 0 | 0 | [44 empty] | 0
MCE Commercial | [10 empty] | 0 | 0 |  |  |  | 0 |  |  | #N/A | [12 empty] | 0 | [13 empty] | 0% | 0% |  | 0 | 0 | 0 | 0 | 0 | 0 | 0 | 0 | 0 | 0 | 0 | [44 empty] | 0
MCE Commercial | [10 empty] | 0 | 0 |  |  |  | 0 |  |  | #N/A | [12 empty] | 0 | [13 empty] | 0% | 0% |  | 0 | 0 | 0 | 0 | 0 | 0 | 0 | 0 | 0 | 0 | 0 | [44 empty] | 0
MCE Commercial | [10 empty] | 0 | 0 |  |  |  | 0 |  |  | #N/A | [12 empty] | 0 | [13 empty] | 0% | 0% |  | 0 | 0 | 0 | 0 | 0 | 0 | 0 | 0 | 0 | 0 | 0 | [44 empty] | 0
MCE Commercial | [10 empty] | 0 | 0 |  |  |  | 0 |  |  | #N/A | [12 empty] | 0 | [13 empty] | 0% | 0% |  | 0 | 0 | 0 | 0 | 0 | 0 | 0 | 0 | 0 | 0 | 0 | [44 empty] | 0
MCE Commercial | [10 empty] | 0 | 0 |  |  |  | 0 |  |  | #N/A | [12 empty] | 0 | [13 empty] | 0% | 0% |  | 0 | 0 | 0 | 0 | 0 | 0 | 0 | 0 | 0 | 0 | 0 | [44 empty] | 0
MCE Commercial | [10 empty] | 0 | 0 |  |  |  | 0 |  |  | #N/A | [12 empty] | 0 | [13 empty] | 0% | 0% |  | 0 | 0 | 0 | 0 | 0 | 0 | 0 | 0 | 0 | 0 | 0 | [44 empty] | 0
MCE Commercial | [10 empty] | 0 | 0 |  |  |  | 0 |  |  | #N/A | [12 empty] | 0 | [13 empty] | 0% | 0% |  | 0 | 0 | 0 | 0 | 0 | 0 | 0 | 0 | 0 | 0 | 0 | [44 empty] | 0
MCE Commercial | [10 empty] | 0 | 0 |  |  |  | 0 |  |  | #N/A | [12 empty] | 0 | [13 empty] | 0% | 0% |  | 0 | 0 | 0 | 0 | 0 | 0 | 0 | 0 | 0 | 0 | 0 | [44 empty] | 0
MCE Commercial | [10 empty] | 0 | 0 |  |  |  | 0 |  |  | #N/A | [12 empty] | 0 | [13 empty] | 0% | 0% |  | 0 | 0 | 0 | 0 | 0 | 0 | 0 | 0 | 0 | 0 | 0 | [44 empty] | 0
MCE Commercial | [10 empty] | 0 | 0 |  |  |  | 0 |  |  | #N/A | [12 empty] | 0 | [13 empty] | 0% | 0% |  | 0 | 0 | 0 | 0 | 0 | 0 | 0 | 0 | 0 | 0 | 0 | [44 empty] | 0
MCE Commercial | [10 empty] | 0 | 0 |  |  |  | 0 |  |  | #N/A | [12 empty] | 0 | [13 empty] | 0% | 0% |  | 0 | 0 | 0 | 0 | 0 | 0 | 0 | 0 | 0 | 0 | 0 | [44 empty] | 0
MCE Commercial | [10 empty] | 0 | 0 |  |  |  | 0 |  |  | #N/A | [12 empty] | 0 | [13 empty] | 0% | 0% |  | 0 | 0 | 0 | 0 | 0 | 0 | 0 | 0 | 0 | 0 | 0 | [44 empty] | 0
MCE Commercial | [10 empty] | 0 | 0 |  |  |  | 0 |  |  | #N/A | [12 empty] | 0 | [13 empty] | 0% | 0% |  | 0 | 0 | 0 | 0 | 0 | 0 | 0 | 0 | 0 | 0 | 0 | [44 empty] | 0
MCE Commercial | [10 empty] | 0 | 0 |  |  |  | 0 |  |  | #N/A | [12 empty] | 0 | [13 empty] | 0% | 0% |  | 0 | 0 | 0 | 0 | 0 | 0 | 0 | 0 | 0 | 0 | 0 | [44 empty] | 0
MCE Commercial | [10 empty] | 0 | 0 |  |  |  | 0 |  |  | #N/A | [12 empty] | 0 | [13 empty] | 0% | 0% |  | 0 | 0 | 0 | 0 | 0 | 0 | 0 | 0 | 0 | 0 | 0 | [44 empty] | 0
MCE Commercial | [10 empty] | 0 | 0 |  |  |  | 0 |  |  | #N/A | [12 empty] | 0 | [13 empty] | 0% | 0% |  | 0 | 0 | 0 | 0 | 0 | 0 | 0 | 0 | 0 | 0 | 0 | [44 empty] | 0
MCE Commercial | [10 empty] | 0 | 0 |  |  |  | 0 |  |  | #N/A | [12 empty] | 0 | [13 empty] | 0% | 0% |  | 0 | 0 | 0 | 0 | 0 | 0 | 0 | 0 | 0 | 0 | 0 | [44 empty] | 0
MCE Commercial | [10 empty] | 0 | 0 |  |  |  | 0 |  |  | #N/A | [12 empty] | 0 | [13 empty] | 0% | 0% |  | 0 | 0 | 0 | 0 | 0 | 0 | 0 | 0 | 0 | 0 | 0 | [44 empty] | 0
MCE Commercial | [10 empty] | 0 | 0 |  |  |  | 0 |  |  | #N/A | [12 empty] | 0 | [13 empty] | 0% | 0% |  | 0 | 0 | 0 | 0 | 0 | 0 | 0 | 0 | 0 | 0 | 0 | [44 empty] | 0
MCE Commercial | [10 empty] | 0 | 0 |  |  |  | 0 |  |  | #N/A | [12 empty] | 0 | [13 empty] | 0% | 0% |  | 0 | 0 | 0 | 0 | 0 | 0 | 0 | 0 | 0 | 0 | 0 | [44 empty] | 0
MCE Commercial | [10 empty] | 0 | 0 |  |  |  | 0 |  |  | #N/A | [12 empty] | 0 | [13 empty] | 0% | 0% |  | 0 | 0 | 0 | 0 | 0 | 0 | 0 | 0 | 0 | 0 | 0 | [44 empty] | 0
MCE Commercial | [10 empty] | 0 | 0 |  |  |  | 0 |  |  | #N/A | [12 empty] | 0 | [13 empty] | 0% | 0% |  | 0 | 0 | 0 | 0 | 0 | 0 | 0 | 0 | 0 | 0 | 0 | [44 empty] | 0
MCE Commercial | [10 empty] | 0 | 0 |  |  |  | 0 |  |  | #N/A | [12 empty] | 0 | [13 empty] | 0% | 0% |  | 0 | 0 | 0 | 0 | 0 | 0 | 0 | 0 | 0 | 0 | 0 | [44 empty] | 0
MCE Commercial | [10 empty] | 0 | 0 |  |  |  | 0 |  |  | #N/A | [12 empty] | 0 | [13 empty] | 0% | 0% |  | 0 | 0 | 0 | 0 | 0 | 0 | 0 | 0 | 0 | 0 | 0 | [44 empty] | 0
MCE Commercial | [10 empty] | 0 | 0 |  |  |  | 0 |  |  | #N/A | [12 empty] | 0 | [13 empty] | 0% | 0% |  | 0 | 0 | 0 | 0 | 0 | 0 | 0 | 0 | 0 | 0 | 0 | [44 empty] | 0
MCE Commercial | [10 empty] | 0 | 0 |  |  |  | 0 |  |  | #N/A | [12 empty] | 0 | [13 empty] | 0% | 0% |  | 0 | 0 | 0 | 0 | 0 | 0 | 0 | 0 | 0 | 0 | 0 | [44 empty] | 0
MCE Commercial | [10 empty] | 0 | 0 |  |  |  | 0 |  |  | #N/A | [12 empty] | 0 | [13 empty] | 0% | 0% |  | 0 | 0 | 0 | 0 | 0 | 0 | 0 | 0 | 0 | 0 | 0 | [44 empty] | 0
MCE Commercial | [10 empty] | 0 | 0 |  |  |  | 0 |  |  | #N/A | [12 empty] | 0 | [13 empty] | 0% | 0% |  | 0 | 0 | 0 | 0 | 0 | 0 | 0 | 0 | 0 | 0 | 0 | [44 empty] | 0
MCE Commercial | [10 empty] | 0 | 0 |  |  |  | 0 |  |  | #N/A | [12 empty] | 0 | [13 empty] | 0% | 0% |  | 0 | 0 | 0 | 0 | 0 | 0 | 0 | 0 | 0 | 0 | 0 | [44 empty] | 0
MCE Commercial | [10 empty] | 0 | 0 |  |  |  | 0 |  |  | #N/A | [12 empty] | 0 | [13 empty] | 0% | 0% |  | 0 | 0 | 0 | 0 | 0 | 0 | 0 | 0 | 0 | 0 | 0 | [44 empty] | 0
MCE Commercial | [10 empty] | 0 | 0 |  |  |  | 0 |  |  | #N/A | [12 empty] | 0 | [13 empty] | 0% | 0% |  | 0 | 0 | 0 | 0 | 0 | 0 | 0 | 0 | 0 | 0 | 0 | [44 empty] | 0
MCE Commercial | [10 empty] | 0 | 0 |  |  |  | 0 |  |  | #N/A | [12 empty] | 0 | [13 empty] | 0% | 0% |  | 0 | 0 | 0 | 0 | 0 | 0 | 0 | 0 | 0 | 0 | 0 | [44 empty] | 0
MCE Commercial | [10 empty] | 0 | 0 |  |  |  | 0 |  |  | #N/A | [12 empty] | 0 | [13 empty] | 0% | 0% |  | 0 | 0 | 0 | 0 | 0 | 0 | 0 | 0 | 0 | 0 | 0 | [44 empty] | 0
MCE Commercial | [10 empty] | 0 | 0 |  |  |  | 0 |  |  | #N/A | [12 empty] | 0 | [13 empty] | 0% | 0% |  | 0 | 0 | 0 | 0 | 0 | 0 | 0 | 0 | 0 | 0 | 0 | [44 empty] | 0
MCE Commercial | [10 empty] | 0 | 0 |  |  |  | 0 |  |  | #N/A | [12 empty] | 0 | [13 empty] | 0% | 0% |  | 0 | 0 | 0 | 0 | 0 | 0 | 0 | 0 | 0 | 0 | 0 | [44 empty] | 0
MCE Commercial | [10 empty] | 0 | 0 |  |  |  | 0 |  |  | #N/A | [12 empty] | 0 | [13 empty] | 0% | 0% |  | 0 | 0 | 0 | 0 | 0 | 0 | 0 | 0 | 0 | 0 | 0 | [44 empty] | 0
MCE Commercial | [10 empty] | 0 | 0 |  |  |  | 0 |  |  | #N/A | [12 empty] | 0 | [13 empty] | 0% | 0% |  | 0 | 0 | 0 | 0 | 0 | 0 | 0 | 0 | 0 | 0 | 0 | [44 empty] | 0
MCE Commercial | [10 empty] | 0 | 0 |  |  |  | 0 |  |  | #N/A | [12 empty] | 0 | [13 empty] | 0% | 0% |  | 0 | 0 | 0 | 0 | 0 | 0 | 0 | 0 | 0 | 0 | 0 | [44 empty] | 0
MCE Commercial | [10 empty] | 0 | 0 |  |  |  | 0 |  |  | #N/A | [12 empty] | 0 | [13 empty] | 0% | 0% |  | 0 | 0 | 0 | 0 | 0 | 0 | 0 | 0 | 0 | 0 | 0 | [44 empty] | 0
MCE Commercial | [10 empty] | 0 | 0 |  |  |  | 0 |  |  | #N/A | [12 empty] | 0 | [13 empty] | 0% | 0% |  | 0 | 0 | 0 | 0 | 0 | 0 | 0 | 0 | 0 | 0 | 0 | [44 empty] | 0
MCE Commercial | [10 empty] | 0 | 0 |  |  |  | 0 |  |  | #N/A | [12 empty] | 0 | [13 empty] | 0% | 0% |  | 0 | 0 | 0 | 0 | 0 | 0 | 0 | 0 | 0 | 0 | 0 | [44 empty] | 0
MCE Commercial | [10 empty] | 0 | 0 |  |  |  | 0 |  |  | #N/A | [12 empty] | 0 | [13 empty] | 0% | 0% |  | 0 | 0 | 0 | 0 | 0 | 0 | 0 | 0 | 0 | 0 | 0 | [44 empty] | 0
MCE Commercial | [10 empty] | 0 | 0 |  |  |  | 0 |  |  | #N/A | [12 empty] | 0 | [13 empty] | 0% | 0% |  | 0 | 0 | 0 | 0 | 0 | 0 | 0 | 0 | 0 | 0 | 0 | [44 empty] | 0
MCE Commercial | [10 empty] | 0 | 0 |  |  |  | 0 |  |  | #N/A | [12 empty] | 0 | [13 empty] | 0% | 0% |  | 0 | 0 | 0 | 0 | 0 | 0 | 0 | 0 | 0 | 0 | 0 | [44 empty] | 0
MCE Commercial | [10 empty] | 0 | 0 |  |  |  | 0 |  |  | #N/A | [12 empty] | 0 | [13 empty] | 0% | 0% |  | 0 | 0 | 0 | 0 | 0 | 0 | 0 | 0 | 0 | 0 | 0 | [44 empty] | 0
MCE Commercial | [10 empty] | 0 | 0 |  |  |  | 0 |  |  | #N/A | [12 empty] | 0 | [13 empty] | 0% | 0% |  | 0 | 0 | 0 | 0 | 0 | 0 | 0 | 0 | 0 | 0 | 0 | [44 empty] | 0
MCE Commercial | [10 empty] | 0 | 0 |  |  |  | 0 |  |  | #N/A | [12 empty] | 0 | [13 empty] | 0% | 0% |  | 0 | 0 | 0 | 0 | 0 | 0 | 0 | 0 | 0 | 0 | 0 | [44 empty] | 0
MCE Commercial | [10 empty] | 0 | 0 |  |  |  | 0 |  |  | #N/A | [12 empty] | 0 | [13 empty] | 0% | 0% |  | 0 | 0 | 0 | 0 | 0 | 0 | 0 | 0 | 0 | 0 | 0 | [44 empty] | 0
MCE Commercial | [10 empty] | 0 | 0 |  |  |  | 0 |  |  | #N/A | [12 empty] | 0 | [13 empty] | 0% | 0% |  | 0 | 0 | 0 | 0 | 0 | 0 | 0 | 0 | 0 | 0 | 0 | [44 empty] | 0
MCE Commercial | [10 empty] | 0 | 0 |  |  |  | 0 |  |  | #N/A | [12 empty] | 0 | [13 empty] | 0% | 0% |  | 0 | 0 | 0 | 0 | 0 | 0 | 0 | 0 | 0 | 0 | 0 | [44 empty] | 0
MCE Commercial | [10 empty] | 0 | 0 |  |  |  | 0 |  |  | #N/A | [12 empty] | 0 | [13 empty] | 0% | 0% |  | 0 | 0 | 0 | 0 | 0 | 0 | 0 | 0 | 0 | 0 | 0 | [44 empty] | 0
MCE Commercial | [10 empty] | 0 | 0 |  |  |  | 0 |  |  | #N/A | [12 empty] | 0 | [13 empty] | 0% | 0% |  | 0 | 0 | 0 | 0 | 0 | 0 | 0 | 0 | 0 | 0 | 0 | [44 empty] | 0
MCE Commercial | [10 empty] | 0 | 0 |  |  |  | 0 |  |  | #N/A | [12 empty] | 0 | [13 empty] | 0% | 0% |  | 0 | 0 | 0 | 0 | 0 | 0 | 0 | 0 | 0 | 0 | 0 | [44 empty] | 0
MCE Commercial | [10 empty] | 0 | 0 |  |  |  | 0 |  |  | #N/A | [12 empty] | 0 | [13 empty] | 0% | 0% |  | 0 | 0 | 0 | 0 | 0 | 0 | 0 | 0 | 0 | 0 | 0 | [44 empty] | 0
MCE Commercial | [10 empty] | 0 | 0 |  |  |  | 0 |  |  | #N/A | [12 empty] | 0 | [13 empty] | 0% | 0% |  | 0 | 0 | 0 | 0 | 0 | 0 | 0 | 0 | 0 | 0 | 0 | [44 empty] | 0
MCE Commercial | [10 empty] | 0 | 0 |  |  |  | 0 |  |  | #N/A | [12 empty] | 0 | [13 empty] | 0% | 0% |  | 0 | 0 | 0 | 0 | 0 | 0 | 0 | 0 | 0 | 0 | 0 | [44 empty] | 0
MCE Commercial | [10 empty] | 0 | 0 |  |  |  | 0 |  |  | #N/A | [12 empty] | 0 | [13 empty] | 0% | 0% |  | 0 | 0 | 0 | 0 | 0 | 0 | 0 | 0 | 0 | 0 | 0 | [44 empty] | 0
MCE Commercial | [10 empty] | 0 | 0 |  |  |  | 0 |  |  | #N/A | [12 empty] | 0 | [13 empty] | 0% | 0% |  | 0 | 0 | 0 | 0 | 0 | 0 | 0 | 0 | 0 | 0 | 0 | [44 empty] | 0
MCE Commercial | [10 empty] | 0 | 0 |  |  |  | 0 |  |  | #N/A | [12 empty] | 0 | [13 empty] | 0% | 0% |  | 0 | 0 | 0 | 0 | 0 | 0 | 0 | 0 | 0 | 0 | 0 | [44 empty] | 0
MCE Commercial | [10 empty] | 0 | 0 |  |  |  | 0 |  |  | #N/A | [12 empty] | 0 | [13 empty] | 0% | 0% |  | 0 | 0 | 0 | 0 | 0 | 0 | 0 | 0 | 0 | 0 | 0 | [44 empty] | 0
MCE Commercial | [10 empty] | 0 | 0 |  |  |  | 0 |  |  | #N/A | [12 empty] | 0 | [13 empty] | 0% | 0% |  | 0 | 0 | 0 | 0 | 0 | 0 | 0 | 0 | 0 | 0 | 0 | [44 empty] | 0
MCE Commercial | [10 empty] | 0 | 0 |  |  |  | 0 |  |  | #N/A | [12 empty] | 0 | [13 empty] | 0% | 0% |  | 0 | 0 | 0 | 0 | 0 | 0 | 0 | 0 | 0 | 0 | 0 | [44 empty] | 0
MCE Commercial | [10 empty] | 0 | 0 |  |  |  | 0 |  |  | #N/A | [12 empty] | 0 | [13 empty] | 0% | 0% |  | 0 | 0 | 0 | 0 | 0 | 0 | 0 | 0 | 0 | 0 | 0 | [44 empty] | 0
MCE Commercial | [10 empty] | 0 | 0 |  |  |  | 0 |  |  | #N/A | [12 empty] | 0 | [13 empty] | 0% | 0% |  | 0 | 0 | 0 | 0 | 0 | 0 | 0 | 0 | 0 | 0 | 0 | [44 empty] | 0
MCE Commercial | [10 empty] | 0 | 0 |  |  |  | 0 |  |  | #N/A | [12 empty] | 0 | [13 empty] | 0% | 0% |  | 0 | 0 | 0 | 0 | 0 | 0 | 0 | 0 | 0 | 0 | 0 | [44 empty] | 0
MCE Commercial | [10 empty] | 0 | 0 |  |  |  | 0 |  |  | #N/A | [12 empty] | 0 | [13 empty] | 0% | 0% |  | 0 | 0 | 0 | 0 | 0 | 0 | 0 | 0 | 0 | 0 | 0 | [44 empty] | 0
MCE Commercial | [10 empty] | 0 | 0 |  |  |  | 0 |  |  | #N/A | [12 empty] | 0 | [13 empty] | 0% | 0% |  | 0 | 0 | 0 | 0 | 0 | 0 | 0 | 0 | 0 | 0 | 0 | [44 empty] | 0
MCE Commercial | [10 empty] | 0 | 0 |  |  |  | 0 |  |  | #N/A | [12 empty] | 0 | [13 empty] | 0% | 0% |  | 0 | 0 | 0 | 0 | 0 | 0 | 0 | 0 | 0 | 0 | 0 | [44 empty] | 0
MCE Commercial | [10 empty] | 0 | 0 |  |  |  | 0 |  |  | #N/A | [12 empty] | 0 | [13 empty] | 0% | 0% |  | 0 | 0 | 0 | 0 | 0 | 0 | 0 | 0 | 0 | 0 | 0 | [44 empty] | 0
MCE Commercial | [10 empty] | 0 | 0 |  |  |  | 0 |  |  | #N/A | [12 empty] | 0 | [13 empty] | 0% | 0% |  | 0 | 0 | 0 | 0 | 0 | 0 | 0 | 0 | 0 | 0 | 0 | [44 empty] | 0
MCE Commercial | [10 empty] | 0 | 0 |  |  |  | 0 |  |  | #N/A | [12 empty] | 0 | [13 empty] | 0% | 0% |  | 0 | 0 | 0 | 0 | 0 | 0 | 0 | 0 | 0 | 0 | 0 | [44 empty] | 0
MCE Commercial | [10 empty] | 0 | 0 |  |  |  | 0 |  |  | #N/A | [12 empty] | 0 | [13 empty] | 0% | 0% |  | 0 | 0 | 0 | 0 | 0 | 0 | 0 | 0 | 0 | 0 | 0 | [44 empty] | 0
MCE Commercial | [10 empty] | 0 | 0 |  |  |  | 0 |  |  | #N/A | [12 empty] | 0 | [13 empty] | 0% | 0% |  | 0 | 0 | 0 | 0 | 0 | 0 | 0 | 0 | 0 | 0 | 0 | [44 empty] | 0
MCE Commercial | [10 empty] | 0 | 0 |  |  |  | 0 |  |  | #N/A | [12 empty] | 0 | [13 empty] | 0% | 0% |  | 0 | 0 | 0 | 0 | 0 | 0 | 0 | 0 | 0 | 0 | 0 | [44 empty] | 0
MCE Commercial | [10 empty] | 0 | 0 |  |  |  | 0 |  |  | #N/A | [12 empty] | 0 | [13 empty] | 0% | 0% |  | 0 | 0 | 0 | 0 | 0 | 0 | 0 | 0 | 0 | 0 | 0 | [44 empty] | 0
MCE Commercial | [10 empty] | 0 | 0 |  |  |  | 0 |  |  | #N/A | [12 empty] | 0 | [13 empty] | 0% | 0% |  | 0 | 0 | 0 | 0 | 0 | 0 | 0 | 0 | 0 | 0 | 0 | [44 empty] | 0
MCE Commercial | [10 empty] | 0 | 0 |  |  |  | 0 |  |  | #N/A | [12 empty] | 0 | [13 empty] | 0% | 0% |  | 0 | 0 | 0 | 0 | 0 | 0 | 0 | 0 | 0 | 0 | 0 | [44 empty] | 0
MCE Commercial | [10 empty] | 0 | 0 |  |  |  | 0 |  |  | #N/A | [12 empty] | 0 | [13 empty] | 0% | 0% |  | 0 | 0 | 0 | 0 | 0 | 0 | 0 | 0 | 0 | 0 | 0 | [44 empty] | 0
MCE Commercial | [10 empty] | 0 | 0 |  |  |  | 0 |  |  | #N/A | [12 empty] | 0 | [13 empty] | 0% | 0% |  | 0 | 0 | 0 | 0 | 0 | 0 | 0 | 0 | 0 | 0 | 0 | [44 empty] | 0
MCE Commercial | [10 empty] | 0 | 0 |  |  |  | 0 |  |  | #N/A | [12 empty] | 0 | [13 empty] | 0% | 0% |  | 0 | 0 | 0 | 0 | 0 | 0 | 0 | 0 | 0 | 0 | 0 | [44 empty] | 0
MCE Commercial | [10 empty] | 0 | 0 |  |  |  | 0 |  |  | #N/A | [12 empty] | 0 | [13 empty] | 0% | 0% |  | 0 | 0 | 0 | 0 | 0 | 0 | 0 | 0 | 0 | 0 | 0 | [44 empty] | 0
MCE Commercial | [10 empty] | 0 | 0 |  |  |  | 0 |  |  | #N/A | [12 empty] | 0 | [13 empty] | 0% | 0% |  | 0 | 0 | 0 | 0 | 0 | 0 | 0 | 0 | 0 | 0 | 0 | [44 empty] | 0
MCE Commercial | [10 empty] | 0 | 0 |  |  |  | 0 |  |  | #N/A | [12 empty] | 0 | [13 empty] | 0% | 0% |  | 0 | 0 | 0 | 0 | 0 | 0 | 0 | 0 | 0 | 0 | 0 | [44 empty] | 0
MCE Commercial | [10 empty] | 0 | 0 |  |  |  | 0 |  |  | #N/A | [12 empty] | 0 | [13 empty] | 0% | 0% |  | 0 | 0 | 0 | 0 | 0 | 0 | 0 | 0 | 0 | 0 | 0 | [44 empty] | 0
MCE Commercial | [10 empty] | 0 | 0 |  |  |  | 0 |  |  | #N/A | [12 empty] | 0 | [13 empty] | 0% | 0% |  | 0 | 0 | 0 | 0 | 0 | 0 | 0 | 0 | 0 | 0 | 0 | [44 empty] | 0
MCE Commercial | [10 empty] | 0 | 0 |  |  |  | 0 |  |  | #N/A | [12 empty] | 0 | [13 empty] | 0% | 0% |  | 0 | 0 | 0 | 0 | 0 | 0 | 0 | 0 | 0 | 0 | 0 | [44 empty] | 0
MCE Commercial | [10 empty] | 0 | 0 |  |  |  | 0 |  |  | #N/A | [12 empty] | 0 | [13 empty] | 0% | 0% |  | 0 | 0 | 0 | 0 | 0 | 0 | 0 | 0 | 0 | 0 | 0 | [44 empty] | 0
MCE Commercial | [10 empty] | 0 | 0 |  |  |  | 0 |  |  | #N/A | [12 empty] | 0 | [13 empty] | 0% | 0% |  | 0 | 0 | 0 | 0 | 0 | 0 | 0 | 0 | 0 | 0 | 0 | [44 empty] | 0
MCE Commercial | [10 empty] | 0 | 0 |  |  |  | 0 |  |  | #N/A | [12 empty] | 0 | [13 empty] | 0% | 0% |  | 0 | 0 | 0 | 0 | 0 | 0 | 0 | 0 | 0 | 0 | 0 | [44 empty] | 0
MCE Commercial | [10 empty] | 0 | 0 |  |  |  | 0 |  |  | #N/A | [12 empty] | 0 | [13 empty] | 0% | 0% |  | 0 | 0 | 0 | 0 | 0 | 0 | 0 | 0 | 0 | 0 | 0 | [44 empty] | 0
MCE Commercial | [10 empty] | 0 | 0 |  |  |  | 0 |  |  | #N/A | [12 empty] | 0 | [13 empty] | 0% | 0% |  | 0 | 0 | 0 | 0 | 0 | 0 | 0 | 0 | 0 | 0 | 0 | [44 empty] | 0
MCE Commercial | [10 empty] | 0 | 0 |  |  |  | 0 |  |  | #N/A | [12 empty] | 0 | [13 empty] | 0% | 0% |  | 0 | 0 | 0 | 0 | 0 | 0 | 0 | 0 | 0 | 0 | 0 | [44 empty] | 0
MCE Commercial | [10 empty] | 0 | 0 |  |  |  | 0 |  |  | #N/A | [12 empty] | 0 | [13 empty] | 0% | 0% |  | 0 | 0 | 0 | 0 | 0 | 0 | 0 | 0 | 0 | 0 | 0 | [44 empty] | 0
MCE Commercial | [10 empty] | 0 | 0 |  |  |  | 0 |  |  | #N/A | [12 empty] | 0 | [13 empty] | 0% | 0% |  | 0 | 0 | 0 | 0 | 0 | 0 | 0 | 0 | 0 | 0 | 0 | [44 empty] | 0
MCE Commercial | [10 empty] | 0 | 0 |  |  |  | 0 |  |  | #N/A | [12 empty] | 0 | [13 empty] | 0% | 0% |  | 0 | 0 | 0 | 0 | 0 | 0 | 0 | 0 | 0 | 0 | 0 | [44 empty] | 0
MCE Commercial | [10 empty] | 0 | 0 |  |  |  | 0 |  |  | #N/A | [12 empty] | 0 | [13 empty] | 0% | 0% |  | 0 | 0 | 0 | 0 | 0 | 0 | 0 | 0 | 0 | 0 | 0 | [44 empty] | 0
MCE Commercial | [10 empty] | 0 | 0 |  |  |  | 0 |  |  | #N/A | [12 empty] | 0 | [13 empty] | 0% | 0% |  | 0 | 0 | 0 | 0 | 0 | 0 | 0 | 0 | 0 | 0 | 0 | [44 empty] | 0
MCE Commercial | [10 empty] | 0 | 0 |  |  |  | 0 |  |  | #N/A | [12 empty] | 0 | [13 empty] | 0% | 0% |  | 0 | 0 | 0 | 0 | 0 | 0 | 0 | 0 | 0 | 0 | 0 | [44 empty] | 0
MCE Commercial | [10 empty] | 0 | 0 |  |  |  | 0 |  |  | #N/A | [12 empty] | 0 | [13 empty] | 0% | 0% |  | 0 | 0 | 0 | 0 | 0 | 0 | 0 | 0 | 0 | 0 | 0 | [44 empty] | 0
MCE Commercial | [10 empty] | 0 | 0 |  |  |  | 0 |  |  | #N/A | [12 empty] | 0 | [13 empty] | 0% | 0% |  | 0 | 0 | 0 | 0 | 0 | 0 | 0 | 0 | 0 | 0 | 0 | [44 empty] | 0
MCE Commercial | [10 empty] | 0 | 0 |  |  |  | 0 |  |  | #N/A | [12 empty] | 0 | [13 empty] | 0% | 0% |  | 0 | 0 | 0 | 0 | 0 | 0 | 0 | 0 | 0 | 0 | 0 | [44 empty] | 0
MCE Commercial | [10 empty] | 0 | 0 |  |  |  | 0 |  |  | #N/A | [12 empty] | 0 | [13 empty] | 0% | 0% |  | 0 | 0 | 0 | 0 | 0 | 0 | 0 | 0 | 0 | 0 | 0 | [44 empty] | 0
MCE Commercial | [10 empty] | 0 | 0 |  |  |  | 0 |  |  | #N/A | [12 empty] | 0 | [13 empty] | 0% | 0% |  | 0 | 0 | 0 | 0 | 0 | 0 | 0 | 0 | 0 | 0 | 0 | [44 empty] | 0
MCE Commercial | [10 empty] | 0 | 0 |  |  |  | 0 |  |  | #N/A | [12 empty] | 0 | [13 empty] | 0% | 0% |  | 0 | 0 | 0 | 0 | 0 | 0 | 0 | 0 | 0 | 0 | 0 | [44 empty] | 0
MCE Commercial | [10 empty] | 0 | 0 |  |  |  | 0 |  |  | #N/A | [12 empty] | 0 | [13 empty] | 0% | 0% |  | 0 | 0 | 0 | 0 | 0 | 0 | 0 | 0 | 0 | 0 | 0 | [44 empty] | 0
MCE Commercial | [10 empty] | 0 | 0 |  |  |  | 0 |  |  | #N/A | [12 empty] | 0 | [13 empty] | 0% | 0% |  | 0 | 0 | 0 | 0 | 0 | 0 | 0 | 0 | 0 | 0 | 0 | [44 empty] | 0
MCE Commercial | [10 empty] | 0 | 0 |  |  |  | 0 |  |  | #N/A | [12 empty] | 0 | [13 empty] | 0% | 0% |  | 0 | 0 | 0 | 0 | 0 | 0 | 0 | 0 | 0 | 0 | 0 | [44 empty] | 0
MCE Commercial | [10 empty] | 0 | 0 |  |  |  | 0 |  |  | #N/A | [12 empty] | 0 | [13 empty] | 0% | 0% |  | 0 | 0 | 0 | 0 | 0 | 0 | 0 | 0 | 0 | 0 | 0 | [44 empty] | 0
MCE Commercial | [10 empty] | 0 | 0 |  |  |  | 0 |  |  | #N/A | [12 empty] | 0 | [13 empty] | 0% | 0% |  | 0 | 0 | 0 | 0 | 0 | 0 | 0 | 0 | 0 | 0 | 0 | [44 empty] | 0
MCE Commercial | [10 empty] | 0 | 0 |  |  |  | 0 |  |  | #N/A | [12 empty] | 0 | [13 empty] | 0% | 0% |  | 0 | 0 | 0 | 0 | 0 | 0 | 0 | 0 | 0 | 0 | 0 | [44 empty] | 0
MCE Commercial | [10 empty] | 0 | 0 |  |  |  | 0 |  |  | #N/A | [12 empty] | 0 | [13 empty] | 0% | 0% |  | 0 | 0 | 0 | 0 | 0 | 0 | 0 | 0 | 0 | 0 | 0 | [44 empty] | 0
MCE Commercial | [10 empty] | 0 | 0 |  |  |  | 0 |  |  | #N/A | [12 empty] | 0 | [13 empty] | 0% | 0% |  | 0 | 0 | 0 | 0 | 0 | 0 | 0 | 0 | 0 | 0 | 0 | [44 empty] | 0
MCE Commercial | [10 empty] | 0 | 0 |  |  |  | 0 |  |  | #N/A | [12 empty] | 0 | [13 empty] | 0% | 0% |  | 0 | 0 | 0 | 0 | 0 | 0 | 0 | 0 | 0 | 0 | 0 | [44 empty] | 0
MCE Commercial | [10 empty] | 0 | 0 |  |  |  | 0 |  |  | #N/A | [12 empty] | 0 | [13 empty] | 0% | 0% |  | 0 | 0 | 0 | 0 | 0 | 0 | 0 | 0 | 0 | 0 | 0 | [44 empty] | 0
MCE Commercial | [10 empty] | 0 | 0 |  |  |  | 0 |  |  | #N/A | [12 empty] | 0 | [13 empty] | 0% | 0% |  | 0 | 0 | 0 | 0 | 0 | 0 | 0 | 0 | 0 | 0 | 0 | [44 empty] | 0
MCE Commercial | [10 empty] | 0 | 0 |  |  |  | 0 |  |  | #N/A | [12 empty] | 0 | [13 empty] | 0% | 0% |  | 0 | 0 | 0 | 0 | 0 | 0 | 0 | 0 | 0 | 0 | 0 | [44 empty] | 0
MCE Commercial | [10 empty] | 0 | 0 |  |  |  | 0 |  |  | #N/A | [12 empty] | 0 | [13 empty] | 0% | 0% |  | 0 | 0 | 0 | 0 | 0 | 0 | 0 | 0 | 0 | 0 | 0 | [44 empty] | 0
MCE Commercial | [10 empty] | 0 | 0 |  |  |  | 0 |  |  | #N/A | [12 empty] | 0 | [13 empty] | 0% | 0% |  | 0 | 0 | 0 | 0 | 0 | 0 | 0 | 0 | 0 | 0 | 0 | [44 empty] | 0
MCE Commercial | [10 empty] | 0 | 0 |  |  |  | 0 |  |  | #N/A | [12 empty] | 0 | [13 empty] | 0% | 0% |  | 0 | 0 | 0 | 0 | 0 | 0 | 0 | 0 | 0 | 0 | 0 | [44 empty] | 0
MCE Commercial | [10 empty] | 0 | 0 |  |  |  | 0 |  |  | #N/A | [12 empty] | 0 | [13 empty] | 0% | 0% |  | 0 | 0 | 0 | 0 | 0 | 0 | 0 | 0 | 0 | 0 | 0 | [44 empty] | 0
MCE Commercial | [10 empty] | 0 | 0 |  |  |  | 0 |  |  | #N/A | [12 empty] | 0 | [13 empty] | 0% | 0% |  | 0 | 0 | 0 | 0 | 0 | 0 | 0 | 0 | 0 | 0 | 0 | [44 empty] | 0
MCE Commercial | [10 empty] | 0 | 0 |  |  |  | 0 |  |  | #N/A | [12 empty] | 0 | [13 empty] | 0% | 0% |  | 0 | 0 | 0 | 0 | 0 | 0 | 0 | 0 | 0 | 0 | 0 | [44 empty] | 0
MCE Commercial | [10 empty] | 0 | 0 |  |  |  | 0 |  |  | #N/A | [12 empty] | 0 | [13 empty] | 0% | 0% |  | 0 | 0 | 0 | 0 | 0 | 0 | 0 | 0 | 0 | 0 | 0 | [44 empty] | 0
MCE Commercial | [10 empty] | 0 | 0 |  |  |  | 0 |  |  | #N/A | [12 empty] | 0 | [13 empty] | 0% | 0% |  | 0 | 0 | 0 | 0 | 0 | 0 | 0 | 0 | 0 | 0 | 0 | [44 empty] | 0
MCE Commercial | [10 empty] | 0 | 0 |  |  |  | 0 |  |  | #N/A | [12 empty] | 0 | [13 empty] | 0% | 0% |  | 0 | 0 | 0 | 0 | 0 | 0 | 0 | 0 | 0 | 0 | 0 | [44 empty] | 0
MCE Commercial | [10 empty] | 0 | 0 |  |  |  | 0 |  |  | #N/A | [12 empty] | 0 | [13 empty] | 0% | 0% |  | 0 | 0 | 0 | 0 | 0 | 0 | 0 | 0 | 0 | 0 | 0 | [44 empty] | 0
MCE Commercial | [10 empty] | 0 | 0 |  |  |  | 0 |  |  | #N/A | [12 empty] | 0 | [13 empty] | 0% | 0% |  | 0 | 0 | 0 | 0 | 0 | 0 | 0 | 0 | 0 | 0 | 0 | [44 empty] | 0
MCE Commercial | [10 empty] | 0 | 0 |  |  |  | 0 |  |  | #N/A | [12 empty] | 0 | [13 empty] | 0% | 0% |  | 0 | 0 | 0 | 0 | 0 | 0 | 0 | 0 | 0 | 0 | 0 | [44 empty] | 0
MCE Commercial | [10 empty] | 0 | 0 |  |  |  | 0 |  |  | #N/A | [12 empty] | 0 | [13 empty] | 0% | 0% |  | 0 | 0 | 0 | 0 | 0 | 0 | 0 | 0 | 0 | 0 | 0 | [44 empty] | 0
MCE Commercial | [10 empty] | 0 | 0 |  |  |  | 0 |  |  | #N/A | [12 empty] | 0 | [13 empty] | 0% | 0% |  | 0 | 0 | 0 | 0 | 0 | 0 | 0 | 0 | 0 | 0 | 0 | [44 empty] | 0
MCE Commercial | [10 empty] | 0 | 0 |  |  |  | 0 |  |  | #N/A | [12 empty] | 0 | [13 empty] | 0% | 0% |  | 0 | 0 | 0 | 0 | 0 | 0 | 0 | 0 | 0 | 0 | 0 | [44 empty] | 0
MCE Commercial | [10 empty] | 0 | 0 |  |  |  | 0 |  |  | #N/A | [12 empty] | 0 | [13 empty] | 0% | 0% |  | 0 | 0 | 0 | 0 | 0 | 0 | 0 | 0 | 0 | 0 | 0 | [44 empty] | 0
MCE Commercial | [10 empty] | 0 | 0 |  |  |  | 0 |  |  | #N/A | [12 empty] | 0 | [13 empty] | 0% | 0% |  | 0 | 0 | 0 | 0 | 0 | 0 | 0 | 0 | 0 | 0 | 0 | [44 empty] | 0
MCE Commercial | [10 empty] | 0 | 0 |  |  |  | 0 |  |  | #N/A | [12 empty] | 0 | [13 empty] | 0% | 0% |  | 0 | 0 | 0 | 0 | 0 | 0 | 0 | 0 | 0 | 0 | 0 | [44 empty] | 0
MCE Commercial | [10 empty] | 0 | 0 |  |  |  | 0 |  |  | #N/A | [12 empty] | 0 | [13 empty] | 0% | 0% |  | 0 | 0 | 0 | 0 | 0 | 0 | 0 | 0 | 0 | 0 | 0 | [44 empty] | 0
MCE Commercial | [10 empty] | 0 | 0 |  |  |  | 0 |  |  | #N/A | [12 empty] | 0 | [13 empty] | 0% | 0% |  | 0 | 0 | 0 | 0 | 0 | 0 | 0 | 0 | 0 | 0 | 0 | [44 empty] | 0
MCE Commercial | [10 empty] | 0 | 0 |  |  |  | 0 |  |  | #N/A | [12 empty] | 0 | [13 empty] | 0% | 0% |  | 0 | 0 | 0 | 0 | 0 | 0 | 0 | 0 | 0 | 0 | 0 | [44 empty] | 0
MCE Commercial | [10 empty] | 0 | 0 |  |  |  | 0 |  |  | #N/A | [12 empty] | 0 | [13 empty] | 0% | 0% |  | 0 | 0 | 0 | 0 | 0 | 0 | 0 | 0 | 0 | 0 | 0 | [44 empty] | 0
MCE Commercial | [10 empty] | 0 | 0 |  |  |  | 0 |  |  | #N/A | [12 empty] | 0 | [13 empty] | 0% | 0% |  | 0 | 0 | 0 | 0 | 0 | 0 | 0 | 0 | 0 | 0 | 0 | [44 empty] | 0
MCE Commercial | [10 empty] | 0 | 0 |  |  |  | 0 |  |  | #N/A | [12 empty] | 0 | [13 empty] | 0% | 0% |  | 0 | 0 | 0 | 0 | 0 | 0 | 0 | 0 | 0 | 0 | 0 | [44 empty] | 0
MCE Commercial | [10 empty] | 0 | 0 |  |  |  | 0 |  |  | #N/A | [12 empty] | 0 | [13 empty] | 0% | 0% |  | 0 | 0 | 0 | 0 | 0 | 0 | 0 | 0 | 0 | 0 | 0 | [44 empty] | 0
MCE Commercial | [10 empty] | 0 | 0 |  |  |  | 0 |  |  | #N/A | [12 empty] | 0 | [13 empty] | 0% | 0% |  | 0 | 0 | 0 | 0 | 0 | 0 | 0 | 0 | 0 | 0 | 0 | [44 empty] | 0
MCE Commercial | [10 empty] | 0 | 0 |  |  |  | 0 |  |  | #N/A | [12 empty] | 0 | [13 empty] | 0% | 0% |  | 0 | 0 | 0 | 0 | 0 | 0 | 0 | 0 | 0 | 0 | 0 | [44 empty] | 0
MCE Commercial | [10 empty] | 0 | 0 |  |  |  | 0 |  |  | #N/A | [12 empty] | 0 | [13 empty] | 0% | 0% |  | 0 | 0 | 0 | 0 | 0 | 0 | 0 | 0 | 0 | 0 | 0 | [44 empty] | 0
MCE Commercial | [10 empty] | 0 | 0 |  |  |  | 0 |  |  | #N/A | [12 empty] | 0 | [13 empty] | 0% | 0% |  | 0 | 0 | 0 | 0 | 0 | 0 | 0 | 0 | 0 | 0 | 0 | [44 empty] | 0
MCE Commercial | [10 empty] | 0 | 0 |  |  |  | 0 |  |  | #N/A | [12 empty] | 0 | [13 empty] | 0% | 0% |  | 0 | 0 | 0 | 0 | 0 | 0 | 0 | 0 | 0 | 0 | 0 | [44 empty] | 0
MCE Commercial | [10 empty] | 0 | 0 |  |  |  | 0 |  |  | #N/A | [12 empty] | 0 | [13 empty] | 0% | 0% |  | 0 | 0 | 0 | 0 | 0 | 0 | 0 | 0 | 0 | 0 | 0 | [44 empty] | 0
MCE Commercial | [10 empty] | 0 | 0 |  |  |  | 0 |  |  | #N/A | [12 empty] | 0 | [13 empty] | 0% | 0% |  | 0 | 0 | 0 | 0 | 0 | 0 | 0 | 0 | 0 | 0 | 0 | [44 empty] | 0
MCE Commercial | [10 empty] | 0 | 0 |  |  |  | 0 |  |  | #N/A | [12 empty] | 0 | [13 empty] | 0% | 0% |  | 0 | 0 | 0 | 0 | 0 | 0 | 0 | 0 | 0 | 0 | 0 | [44 empty] | 0
MCE Commercial | [10 empty] | 0 | 0 |  |  |  | 0 |  |  | #N/A | [12 empty] | 0 | [13 empty] | 0% | 0% |  | 0 | 0 | 0 | 0 | 0 | 0 | 0 | 0 | 0 | 0 | 0 | [44 empty] | 0
MCE Commercial | [10 empty] | 0 | 0 |  |  |  | 0 |  |  | #N/A | [12 empty] | 0 | [13 empty] | 0% | 0% |  | 0 | 0 | 0 | 0 | 0 | 0 | 0 | 0 | 0 | 0 | 0 | [44 empty] | 0
MCE Commercial | [10 empty] | 0 | 0 |  |  |  | 0 |  |  | #N/A | [12 empty] | 0 | [13 empty] | 0% | 0% |  | 0 | 0 | 0 | 0 | 0 | 0 | 0 | 0 | 0 | 0 | 0 | [44 empty] | 0
MCE Commercial | [10 empty] | 0 | 0 |  |  |  | 0 |  |  | #N/A | [12 empty] | 0 | [13 empty] | 0% | 0% |  | 0 | 0 | 0 | 0 | 0 | 0 | 0 | 0 | 0 | 0 | 0 | [44 empty] | 0
MCE Commercial | [10 empty] | 0 | 0 |  |  |  | 0 |  |  | #N/A | [12 empty] | 0 | [13 empty] | 0% | 0% |  | 0 | 0 | 0 | 0 | 0 | 0 | 0 | 0 | 0 | 0 | 0 | [44 empty] | 0
MCE Commercial | [10 empty] | 0 | 0 |  |  |  | 0 |  |  | #N/A | [12 empty] | 0 | [13 empty] | 0% | 0% |  | 0 | 0 | 0 | 0 | 0 | 0 | 0 | 0 | 0 | 0 | 0 | [44 empty] | 0
MCE Commercial | [10 empty] | 0 | 0 |  |  |  | 0 |  |  | #N/A | [12 empty] | 0 | [13 empty] | 0% | 0% |  | 0 | 0 | 0 | 0 | 0 | 0 | 0 | 0 | 0 | 0 | 0 | [44 empty] | 0
MCE Commercial | [10 empty] | 0 | 0 |  |  |  | 0 |  |  | #N/A | [12 empty] | 0 | [13 empty] | 0% | 0% |  | 0 | 0 | 0 | 0 | 0 | 0 | 0 | 0 | 0 | 0 | 0 | [44 empty] | 0
MCE Commercial | [10 empty] | 0 | 0 |  |  |  | 0 |  |  | #N/A | [12 empty] | 0 | [13 empty] | 0% | 0% |  | 0 | 0 | 0 | 0 | 0 | 0 | 0 | 0 | 0 | 0 | 0 | [44 empty] | 0
MCE Commercial | [10 empty] | 0 | 0 |  |  |  | 0 |  |  | #N/A | [12 empty] | 0 | [13 empty] | 0% | 0% |  | 0 | 0 | 0 | 0 | 0 | 0 | 0 | 0 | 0 | 0 | 0 | [44 empty] | 0
MCE Commercial | [10 empty] | 0 | 0 |  |  |  | 0 |  |  | #N/A | [12 empty] | 0 | [13 empty] | 0% | 0% |  | 0 | 0 | 0 | 0 | 0 | 0 | 0 | 0 | 0 | 0 | 0 | [44 empty] | 0
MCE Commercial | [10 empty] | 0 | 0 |  |  |  | 0 |  |  | #N/A | [12 empty] | 0 | [13 empty] | 0% | 0% |  | 0 | 0 | 0 | 0 | 0 | 0 | 0 | 0 | 0 | 0 | 0 | [44 empty] | 0
MCE Commercial | [10 empty] | 0 | 0 |  |  |  | 0 |  |  | #N/A | [12 empty] | 0 | [13 empty] | 0% | 0% |  | 0 | 0 | 0 | 0 | 0 | 0 | 0 | 0 | 0 | 0 | 0 | [44 empty] | 0
MCE Commercial | [10 empty] | 0 | 0 |  |  |  | 0 |  |  | #N/A | [12 empty] | 0 | [13 empty] | 0% | 0% |  | 0 | 0 | 0 | 0 | 0 | 0 | 0 | 0 | 0 | 0 | 0 | [44 empty] | 0
MCE Commercial | [10 empty] | 0 | 0 |  |  |  | 0 |  |  | #N/A | [12 empty] | 0 | [13 empty] | 0% | 0% |  | 0 | 0 | 0 | 0 | 0 | 0 | 0 | 0 | 0 | 0 | 0 | [44 empty] | 0
MCE Commercial | [10 empty] | 0 | 0 |  |  |  | 0 |  |  | #N/A | [12 empty] | 0 | [13 empty] | 0% | 0% |  | 0 | 0 | 0 | 0 | 0 | 0 | 0 | 0 | 0 | 0 | 0 | [44 empty] | 0
MCE Commercial | [10 empty] | 0 | 0 |  |  |  | 0 |  |  | #N/A | [12 empty] | 0 | [13 empty] | 0% | 0% |  | 0 | 0 | 0 | 0 | 0 | 0 | 0 | 0 | 0 | 0 | 0 | [44 empty] | 0
MCE Commercial | [10 empty] | 0 | 0 |  |  |  | 0 |  |  | #N/A | [12 empty] | 0 | [13 empty] | 0% | 0% |  | 0 | 0 | 0 | 0 | 0 | 0 | 0 | 0 | 0 | 0 | 0 | [44 empty] | 0
MCE Commercial | [10 empty] | 0 | 0 |  |  |  | 0 |  |  | #N/A | [12 empty] | 0 | [13 empty] | 0% | 0% |  | 0 | 0 | 0 | 0 | 0 | 0 | 0 | 0 | 0 | 0 | 0 | [44 empty] | 0
MCE Commercial | [10 empty] | 0 | 0 |  |  |  | 0 |  |  | #N/A | [12 empty] | 0 | [13 empty] | 0% | 0% |  | 0 | 0 | 0 | 0 | 0 | 0 | 0 | 0 | 0 | 0 | 0 | [44 empty] | 0
MCE Commercial | [10 empty] | 0 | 0 |  |  |  | 0 |  |  | #N/A | [12 empty] | 0 | [13 empty] | 0% | 0% |  | 0 | 0 | 0 | 0 | 0 | 0 | 0 | 0 | 0 | 0 | 0 | [44 empty] | 0
MCE Commercial | [10 empty] | 0 | 0 |  |  |  | 0 |  |  | #N/A | [12 empty] | 0 | [13 empty] | 0% | 0% |  | 0 | 0 | 0 | 0 | 0 | 0 | 0 | 0 | 0 | 0 | 0 | [44 empty] | 0
MCE Commercial | [10 empty] | 0 | 0 |  |  |  | 0 |  |  | #N/A | [12 empty] | 0 | [13 empty] | 0% | 0% |  | 0 | 0 | 0 | 0 | 0 | 0 | 0 | 0 | 0 | 0 | 0 | [44 empty] | 0
MCE Commercial | [10 empty] | 0 | 0 |  |  |  | 0 |  |  | #N/A | [12 empty] | 0 | [13 empty] | 0% | 0% |  | 0 | 0 | 0 | 0 | 0 | 0 | 0 | 0 | 0 | 0 | 0 | [44 empty] | 0
MCE Commercial | [10 empty] | 0 | 0 |  |  |  | 0 |  |  | #N/A | [12 empty] | 0 | [13 empty] | 0% | 0% |  | 0 | 0 | 0 | 0 | 0 | 0 | 0 | 0 | 0 | 0 | 0 | [44 empty] | 0
MCE Commercial | [10 empty] | 0 | 0 |  |  |  | 0 |  |  | #N/A | [12 empty] | 0 | [13 empty] | 0% | 0% |  | 0 | 0 | 0 | 0 | 0 | 0 | 0 | 0 | 0 | 0 | 0 | [44 empty] | 0
MCE Commercial | [10 empty] | 0 | 0 |  |  |  | 0 |  |  | #N/A | [12 empty] | 0 | [13 empty] | 0% | 0% |  | 0 | 0 | 0 | 0 | 0 | 0 | 0 | 0 | 0 | 0 | 0 | [44 empty] | 0
MCE Commercial | [10 empty] | 0 | 0 |  |  |  | 0 |  |  | #N/A | [12 empty] | 0 | [13 empty] | 0% | 0% |  | 0 | 0 | 0 | 0 | 0 | 0 | 0 | 0 | 0 | 0 | 0 | [44 empty] | 0
MCE Commercial | [10 empty] | 0 | 0 |  |  |  | 0 |  |  | #N/A | [12 empty] | 0 | [13 empty] | 0% | 0% |  | 0 | 0 | 0 | 0 | 0 | 0 | 0 | 0 | 0 | 0 | 0 | [44 empty] | 0
MCE Commercial | [10 empty] | 0 | 0 |  |  |  | 0 |  |  | #N/A | [12 empty] | 0 | [13 empty] | 0% | 0% |  | 0 | 0 | 0 | 0 | 0 | 0 | 0 | 0 | 0 | 0 | 0 | [44 empty] | 0
MCE Commercial | [10 empty] | 0 | 0 |  |  |  | 0 |  |  | #N/A | [12 empty] | 0 | [13 empty] | 0% | 0% |  | 0 | 0 | 0 | 0 | 0 | 0 | 0 | 0 | 0 | 0 | 0 | [44 empty] | 0
MCE Commercial | [10 empty] | 0 | 0 |  |  |  | 0 |  |  | #N/A | [12 empty] | 0 | [13 empty] | 0% | 0% |  | 0 | 0 | 0 | 0 | 0 | 0 | 0 | 0 | 0 | 0 | 0 | [44 empty] | 0
MCE Commercial | [10 empty] | 0 | 0 |  |  |  | 0 |  |  | #N/A | [12 empty] | 0 | [13 empty] | 0% | 0% |  | 0 | 0 | 0 | 0 | 0 | 0 | 0 | 0 | 0 | 0 | 0 | [44 empty] | 0
MCE Commercial | [10 empty] | 0 | 0 |  |  |  | 0 |  |  | #N/A | [12 empty] | 0 | [13 empty] | 0% | 0% |  | 0 | 0 | 0 | 0 | 0 | 0 | 0 | 0 | 0 | 0 | 0 | [44 empty] | 0
MCE Commercial | [10 empty] | 0 | 0 |  |  |  | 0 |  |  | #N/A | [12 empty] | 0 | [13 empty] | 0% | 0% |  | 0 | 0 | 0 | 0 | 0 | 0 | 0 | 0 | 0 | 0 | 0 | [44 empty] | 0
MCE Commercial | [10 empty] | 0 | 0 |  |  |  | 0 |  |  | #N/A | [12 empty] | 0 | [13 empty] | 0% | 0% |  | 0 | 0 | 0 | 0 | 0 | 0 | 0 | 0 | 0 | 0 | 0 | [44 empty] | 0
MCE Commercial | [10 empty] | 0 | 0 |  |  |  | 0 |  |  | #N/A | [12 empty] | 0 | [13 empty] | 0% | 0% |  | 0 | 0 | 0 | 0 | 0 | 0 | 0 | 0 | 0 | 0 | 0 | [44 empty] | 0
MCE Commercial | [10 empty] | 0 | 0 |  |  |  | 0 |  |  | #N/A | [12 empty] | 0 | [13 empty] | 0% | 0% |  | 0 | 0 | 0 | 0 | 0 | 0 | 0 | 0 | 0 | 0 | 0 | [44 empty] | 0
MCE Commercial | [10 empty] | 0 | 0 |  |  |  | 0 |  |  | #N/A | [12 empty] | 0 | [13 empty] | 0% | 0% |  | 0 | 0 | 0 | 0 | 0 | 0 | 0 | 0 | 0 | 0 | 0 | [44 empty] | 0
MCE Commercial | [10 empty] | 0 | 0 |  |  |  | 0 |  |  | #N/A | [12 empty] | 0 | [13 empty] | 0% | 0% |  | 0 | 0 | 0 | 0 | 0 | 0 | 0 | 0 | 0 | 0 | 0 | [44 empty] | 0
MCE Commercial | [10 empty] | 0 | 0 |  |  |  | 0 |  |  | #N/A | [12 empty] | 0 | [13 empty] | 0% | 0% |  | 0 | 0 | 0 | 0 | 0 | 0 | 0 | 0 | 0 | 0 | 0 | [44 empty] | 0
MCE Commercial | [10 empty] | 0 | 0 |  |  |  | 0 |  |  | #N/A | [12 empty] | 0 | [13 empty] | 0% | 0% |  | 0 | 0 | 0 | 0 | 0 | 0 | 0 | 0 | 0 | 0 | 0 | [44 empty] | 0
MCE Commercial | [10 empty] | 0 | 0 |  |  |  | 0 |  |  | #N/A | [12 empty] | 0 | [13 empty] | 0% | 0% |  | 0 | 0 | 0 | 0 | 0 | 0 | 0 | 0 | 0 | 0 | 0 | [44 empty] | 0
MCE Commercial | [10 empty] | 0 | 0 |  |  |  | 0 |  |  | #N/A | [12 empty] | 0 | [13 empty] | 0% | 0% |  | 0 | 0 | 0 | 0 | 0 | 0 | 0 | 0 | 0 | 0 | 0 | [44 empty] | 0
MCE Commercial | [10 empty] | 0 | 0 |  |  |  | 0 |  |  | #N/A | [12 empty] | 0 | [13 empty] | 0% | 0% |  | 0 | 0 | 0 | 0 | 0 | 0 | 0 | 0 | 0 | 0 | 0 | [44 empty] | 0
MCE Commercial | [10 empty] | 0 | 0 |  |  |  | 0 |  |  | #N/A | [12 empty] | 0 | [13 empty] | 0% | 0% |  | 0 | 0 | 0 | 0 | 0 | 0 | 0 | 0 | 0 | 0 | 0 | [44 empty] | 0
MCE Commercial | [10 empty] | 0 | 0 |  |  |  | 0 |  |  | #N/A | [12 empty] | 0 | [13 empty] | 0% | 0% |  | 0 | 0 | 0 | 0 | 0 | 0 | 0 | 0 | 0 | 0 | 0 | [44 empty] | 0
MCE Commercial | [10 empty] | 0 | 0 |  |  |  | 0 |  |  | #N/A | [12 empty] | 0 | [13 empty] | 0% | 0% |  | 0 | 0 | 0 | 0 | 0 | 0 | 0 | 0 | 0 | 0 | 0 | [44 empty] | 0
MCE Commercial | [10 empty] | 0 | 0 |  |  |  | 0 |  |  | #N/A | [12 empty] | 0 | [13 empty] | 0% | 0% |  | 0 | 0 | 0 | 0 | 0 | 0 | 0 | 0 | 0 | 0 | 0 | [44 empty] | 0
MCE Commercial | [10 empty] | 0 | 0 |  |  |  | 0 |  |  | #N/A | [12 empty] | 0 | [13 empty] | 0% | 0% |  | 0 | 0 | 0 | 0 | 0 | 0 | 0 | 0 | 0 | 0 | 0 | [44 empty] | 0
MCE Commercial | [10 empty] | 0 | 0 |  |  |  | 0 |  |  | #N/A | [12 empty] | 0 | [13 empty] | 0% | 0% |  | 0 | 0 | 0 | 0 | 0 | 0 | 0 | 0 | 0 | 0 | 0 | [44 empty] | 0
MCE Commercial | [10 empty] | 0 | 0 |  |  |  | 0 |  |  | #N/A | [12 empty] | 0 | [13 empty] | 0% | 0% |  | 0 | 0 | 0 | 0 | 0 | 0 | 0 | 0 | 0 | 0 | 0 | [44 empty] | 0
MCE Commercial | [10 empty] | 0 | 0 |  |  |  | 0 |  |  | #N/A | [12 empty] | 0 | [13 empty] | 0% | 0% |  | 0 | 0 | 0 | 0 | 0 | 0 | 0 | 0 | 0 | 0 | 0 | [44 empty] | 0
MCE Commercial | [10 empty] | 0 | 0 |  |  |  | 0 |  |  | #N/A | [12 empty] | 0 | [13 empty] | 0% | 0% |  | 0 | 0 | 0 | 0 | 0 | 0 | 0 | 0 | 0 | 0 | 0 | [44 empty] | 0
MCE Commercial | [10 empty] | 0 | 0 |  |  |  | 0 |  |  | #N/A | [12 empty] | 0 | [13 empty] | 0% | 0% |  | 0 | 0 | 0 | 0 | 0 | 0 | 0 | 0 | 0 | 0 | 0 | [44 empty] | 0
MCE Commercial | [10 empty] | 0 | 0 |  |  |  | 0 |  |  | #N/A | [12 empty] | 0 | [13 empty] | 0% | 0% |  | 0 | 0 | 0 | 0 | 0 | 0 | 0 | 0 | 0 | 0 | 0 | [44 empty] | 0
MCE Commercial | [10 empty] | 0 | 0 |  |  |  | 0 |  |  | #N/A | [12 empty] | 0 | [13 empty] | 0% | 0% |  | 0 | 0 | 0 | 0 | 0 | 0 | 0 | 0 | 0 | 0 | 0 | [44 empty] | 0
MCE Commercial | [10 empty] | 0 | 0 |  |  |  | 0 |  |  | #N/A | [12 empty] | 0 | [13 empty] | 0% | 0% |  | 0 | 0 | 0 | 0 | 0 | 0 | 0 | 0 | 0 | 0 | 0 | [44 empty] | 0
MCE Commercial | [10 empty] | 0 | 0 |  |  |  | 0 |  |  | #N/A | [12 empty] | 0 | [13 empty] | 0% | 0% |  | 0 | 0 | 0 | 0 | 0 | 0 | 0 | 0 | 0 | 0 | 0 | [44 empty] | 0
MCE Commercial | [10 empty] | 0 | 0 |  |  |  | 0 |  |  | #N/A | [12 empty] | 0 | [13 empty] | 0% | 0% |  | 0 | 0 | 0 | 0 | 0 | 0 | 0 | 0 | 0 | 0 | 0 | [44 empty] | 0
MCE Commercial | [10 empty] | 0 | 0 |  |  |  | 0 |  |  | #N/A | [12 empty] | 0 | [13 empty] | 0% | 0% |  | 0 | 0 | 0 | 0 | 0 | 0 | 0 | 0 | 0 | 0 | 0 | [44 empty] | 0
MCE Commercial | [10 empty] | 0 | 0 |  |  |  | 0 |  |  | #N/A | [12 empty] | 0 | [13 empty] | 0% | 0% |  | 0 | 0 | 0 | 0 | 0 | 0 | 0 | 0 | 0 | 0 | 0 | [44 empty] | 0
MCE Commercial | [10 empty] | 0 | 0 |  |  |  | 0 |  |  | #N/A | [12 empty] | 0 | [13 empty] | 0% | 0% |  | 0 | 0 | 0 | 0 | 0 | 0 | 0 | 0 | 0 | 0 | 0 | [44 empty] | 0
MCE Commercial | [10 empty] | 0 | 0 |  |  |  | 0 |  |  | #N/A | [12 empty] | 0 | [13 empty] | 0% | 0% |  | 0 | 0 | 0 | 0 | 0 | 0 | 0 | 0 | 0 | 0 | 0 | [44 empty] | 0
MCE Commercial | [10 empty] | 0 | 0 |  |  |  | 0 |  |  | #N/A | [12 empty] | 0 | [13 empty] | 0% | 0% |  | 0 | 0 | 0 | 0 | 0 | 0 | 0 | 0 | 0 | 0 | 0 | [44 empty] | 0
MCE Commercial | [10 empty] | 0 | 0 |  |  |  | 0 |  |  | #N/A | [12 empty] | 0 | [13 empty] | 0% | 0% |  | 0 | 0 | 0 | 0 | 0 | 0 | 0 | 0 | 0 | 0 | 0 | [44 empty] | 0
MCE Commercial | [10 empty] | 0 | 0 |  |  |  | 0 |  |  | #N/A | [12 empty] | 0 | [13 empty] | 0% | 0% |  | 0 | 0 | 0 | 0 | 0 | 0 | 0 | 0 | 0 | 0 | 0 | [44 empty] | 0
MCE Commercial | [10 empty] | 0 | 0 |  |  |  | 0 |  |  | #N/A | [12 empty] | 0 | [13 empty] | 0% | 0% |  | 0 | 0 | 0 | 0 | 0 | 0 | 0 | 0 | 0 | 0 | 0 | [44 empty] | 0
MCE Commercial | [10 empty] | 0 | 0 |  |  |  | 0 |  |  | #N/A | [12 empty] | 0 | [13 empty] | 0% | 0% |  | 0 | 0 | 0 | 0 | 0 | 0 | 0 | 0 | 0 | 0 | 0 | [44 empty] | 0
MCE Commercial | [10 empty] | 0 | 0 |  |  |  | 0 |  |  | #N/A | [12 empty] | 0 | [13 empty] | 0% | 0% |  | 0 | 0 | 0 | 0 | 0 | 0 | 0 | 0 | 0 | 0 | 0 | [44 empty] | 0
MCE Commercial | [10 empty] | 0 | 0 |  |  |  | 0 |  |  | #N/A | [12 empty] | 0 | [13 empty] | 0% | 0% |  | 0 | 0 | 0 | 0 | 0 | 0 | 0 | 0 | 0 | 0 | 0 | [44 empty] | 0
MCE Commercial | [10 empty] | 0 | 0 |  |  |  | 0 |  |  | #N/A | [12 empty] | 0 | [13 empty] | 0% | 0% |  | 0 | 0 | 0 | 0 | 0 | 0 | 0 | 0 | 0 | 0 | 0 | [44 empty] | 0
MCE Commercial | [10 empty] | 0 | 0 |  |  |  | 0 |  |  | #N/A | [12 empty] | 0 | [13 empty] | 0% | 0% |  | 0 | 0 | 0 | 0 | 0 | 0 | 0 | 0 | 0 | 0 | 0 | [44 empty] | 0
MCE Commercial | [10 empty] | 0 | 0 |  |  |  | 0 |  |  | #N/A | [12 empty] | 0 | [13 empty] | 0% | 0% |  | 0 | 0 | 0 | 0 | 0 | 0 | 0 | 0 | 0 | 0 | 0 | [44 empty] | 0
MCE Commercial | [10 empty] | 0 | 0 |  |  |  | 0 |  |  | #N/A | [12 empty] | 0 | [13 empty] | 0% | 0% |  | 0 | 0 | 0 | 0 | 0 | 0 | 0 | 0 | 0 | 0 | 0 | [44 empty] | 0
MCE Commercial | [10 empty] | 0 | 0 |  |  |  | 0 |  |  | #N/A | [12 empty] | 0 | [13 empty] | 0% | 0% |  | 0 | 0 | 0 | 0 | 0 | 0 | 0 | 0 | 0 | 0 | 0 | [44 empty] | 0
MCE Commercial | [10 empty] | 0 | 0 |  |  |  | 0 |  |  | #N/A | [12 empty] | 0 | [13 empty] | 0% | 0% |  | 0 | 0 | 0 | 0 | 0 | 0 | 0 | 0 | 0 | 0 | 0 | [44 empty] | 0
MCE Commercial | [10 empty] | 0 | 0 |  |  |  | 0 |  |  | #N/A | [12 empty] | 0 | [13 empty] | 0% | 0% |  | 0 | 0 | 0 | 0 | 0 | 0 | 0 | 0 | 0 | 0 | 0 | [44 empty] | 0
MCE Commercial | [10 empty] | 0 | 0 |  |  |  | 0 |  |  | #N/A | [12 empty] | 0 | [13 empty] | 0% | 0% |  | 0 | 0 | 0 | 0 | 0 | 0 | 0 | 0 | 0 | 0 | 0 | [44 empty] | 0
MCE Commercial | [10 empty] | 0 | 0 |  |  |  | 0 |  |  | #N/A | [12 empty] | 0 | [13 empty] | 0% | 0% |  | 0 | 0 | 0 | 0 | 0 | 0 | 0 | 0 | 0 | 0 | 0 | [44 empty] | 0
MCE Commercial | [10 empty] | 0 | 0 |  |  |  | 0 |  |  | #N/A | [12 empty] | 0 | [13 empty] | 0% | 0% |  | 0 | 0 | 0 | 0 | 0 | 0 | 0 | 0 | 0 | 0 | 0 | [44 empty] | 0
MCE Commercial | [10 empty] | 0 | 0 |  |  |  | 0 |  |  | #N/A | [12 empty] | 0 | [13 empty] | 0% | 0% |  | 0 | 0 | 0 | 0 | 0 | 0 | 0 | 0 | 0 | 0 | 0 | [44 empty] | 0
MCE Commercial | [10 empty] | 0 | 0 |  |  |  | 0 |  |  | #N/A | [12 empty] | 0 | [13 empty] | 0% | 0% |  | 0 | 0 | 0 | 0 | 0 | 0 | 0 | 0 | 0 | 0 | 0 | [44 empty] | 0
MCE Commercial | [10 empty] | 0 | 0 |  |  |  | 0 |  |  | #N/A | [12 empty] | 0 | [13 empty] | 0% | 0% |  | 0 | 0 | 0 | 0 | 0 | 0 | 0 | 0 | 0 | 0 | 0 | [44 empty] | 0
MCE Commercial | [10 empty] | 0 | 0 |  |  |  | 0 |  |  | #N/A | [12 empty] | 0 | [13 empty] | 0% | 0% |  | 0 | 0 | 0 | 0 | 0 | 0 | 0 | 0 | 0 | 0 | 0 | [44 empty] | 0
MCE Commercial | [10 empty] | 0 | 0 |  |  |  | 0 |  |  | #N/A | [12 empty] | 0 | [13 empty] | 0% | 0% |  | 0 | 0 | 0 | 0 | 0 | 0 | 0 | 0 | 0 | 0 | 0 | [44 empty] | 0
MCE Commercial | [10 empty] | 0 | 0 |  |  |  | 0 |  |  | #N/A | [12 empty] | 0 | [13 empty] | 0% | 0% |  | 0 | 0 | 0 | 0 | 0 | 0 | 0 | 0 | 0 | 0 | 0 | [44 empty] | 0
MCE Commercial | [10 empty] | 0 | 0 |  |  |  | 0 |  |  | #N/A | [12 empty] | 0 | [13 empty] | 0% | 0% |  | 0 | 0 | 0 | 0 | 0 | 0 | 0 | 0 | 0 | 0 | 0 | [44 empty] | 0
MCE Commercial | [10 empty] | 0 | 0 |  |  |  | 0 |  |  | #N/A | [12 empty] | 0 | [13 empty] | 0% | 0% |  | 0 | 0 | 0 | 0 | 0 | 0 | 0 | 0 | 0 | 0 | 0 | [44 empty] | 0
MCE Commercial | [10 empty] | 0 | 0 |  |  |  | 0 |  |  | #N/A | [12 empty] | 0 | [13 empty] | 0% | 0% |  | 0 | 0 | 0 | 0 | 0 | 0 | 0 | 0 | 0 | 0 | 0 | [44 empty] | 0
MCE Commercial | [10 empty] | 0 | 0 |  |  |  | 0 |  |  | #N/A | [12 empty] | 0 | [13 empty] | 0% | 0% |  | 0 | 0 | 0 | 0 | 0 | 0 | 0 | 0 | 0 | 0 | 0 | [44 empty] | 0
MCE Commercial | [10 empty] | 0 | 0 |  |  |  | 0 |  |  | #N/A | [12 empty] | 0 | [13 empty] | 0% | 0% |  | 0 | 0 | 0 | 0 | 0 | 0 | 0 | 0 | 0 | 0 | 0 | [44 empty] | 0
MCE Commercial | [10 empty] | 0 | 0 |  |  |  | 0 |  |  | #N/A | [12 empty] | 0 | [13 empty] | 0% | 0% |  | 0 | 0 | 0 | 0 | 0 | 0 | 0 | 0 | 0 | 0 | 0 | [44 empty] | 0
MCE Commercial | [10 empty] | 0 | 0 |  |  |  | 0 |  |  | #N/A | [12 empty] | 0 | [13 empty] | 0% | 0% |  | 0 | 0 | 0 | 0 | 0 | 0 | 0 | 0 | 0 | 0 | 0 | [44 empty] | 0
MCE Commercial | [10 empty] | 0 | 0 |  |  |  | 0 |  |  | #N/A | [12 empty] | 0 | [13 empty] | 0% | 0% |  | 0 | 0 | 0 | 0 | 0 | 0 | 0 | 0 | 0 | 0 | 0 | [44 empty] | 0
MCE Commercial | [10 empty] | 0 | 0 |  |  |  | 0 |  |  | #N/A | [12 empty] | 0 | [13 empty] | 0% | 0% |  | 0 | 0 | 0 | 0 | 0 | 0 | 0 | 0 | 0 | 0 | 0 | [44 empty] | 0
MCE Commercial | [10 empty] | 0 | 0 |  |  |  | 0 |  |  | #N/A | [12 empty] | 0 | [13 empty] | 0% | 0% |  | 0 | 0 | 0 | 0 | 0 | 0 | 0 | 0 | 0 | 0 | 0 | [44 empty] | 0
MCE Commercial | [10 empty] | 0 | 0 |  |  |  | 0 |  |  | #N/A | [12 empty] | 0 | [13 empty] | 0% | 0% |  | 0 | 0 | 0 | 0 | 0 | 0 | 0 | 0 | 0 | 0 | 0 | [44 empty] | 0
MCE Commercial | [10 empty] | 0 | 0 |  |  |  | 0 |  |  | #N/A | [12 empty] | 0 | [13 empty] | 0% | 0% |  | 0 | 0 | 0 | 0 | 0 | 0 | 0 | 0 | 0 | 0 | 0 | [44 empty] | 0
MCE Commercial | [10 empty] | 0 | 0 |  |  |  | 0 |  |  | #N/A | [12 empty] | 0 | [13 empty] | 0% | 0% |  | 0 | 0 | 0 | 0 | 0 | 0 | 0 | 0 | 0 | 0 | 0 | [44 empty] | 0
MCE Commercial | [10 empty] | 0 | 0 |  |  |  | 0 |  |  | #N/A | [12 empty] | 0 | [13 empty] | 0% | 0% |  | 0 | 0 | 0 | 0 | 0 | 0 | 0 | 0 | 0 | 0 | 0 | [44 empty] | 0
MCE Commercial | [10 empty] | 0 | 0 |  |  |  | 0 |  |  | #N/A | [12 empty] | 0 | [13 empty] | 0% | 0% |  | 0 | 0 | 0 | 0 | 0 | 0 | 0 | 0 | 0 | 0 | 0 | [44 empty] | 0
MCE Commercial | [10 empty] | 0 | 0 |  |  |  | 0 |  |  | #N/A | [12 empty] | 0 | [13 empty] | 0% | 0% |  | 0 | 0 | 0 | 0 | 0 | 0 | 0 | 0 | 0 | 0 | 0 | [44 empty] | 0
MCE Commercial | [10 empty] | 0 | 0 |  |  |  | 0 |  |  | #N/A | [12 empty] | 0 | [13 empty] | 0% | 0% |  | 0 | 0 | 0 | 0 | 0 | 0 | 0 | 0 | 0 | 0 | 0 | [44 empty] | 0
MCE Commercial | [10 empty] | 0 | 0 |  |  |  | 0 |  |  | #N/A | [12 empty] | 0 | [13 empty] | 0% | 0% |  | 0 | 0 | 0 | 0 | 0 | 0 | 0 | 0 | 0 | 0 | 0 | [44 empty] | 0
MCE Commercial | [10 empty] | 0 | 0 |  |  |  | 0 |  |  | #N/A | [12 empty] | 0 | [13 empty] | 0% | 0% |  | 0 | 0 | 0 | 0 | 0 | 0 | 0 | 0 | 0 | 0 | 0 | [44 empty] | 0
MCE Commercial | [10 empty] | 0 | 0 |  |  |  | 0 |  |  | #N/A | [12 empty] | 0 | [13 empty] | 0% | 0% |  | 0 | 0 | 0 | 0 | 0 | 0 | 0 | 0 | 0 | 0 | 0 | [44 empty] | 0
MCE Commercial | [10 empty] | 0 | 0 |  |  |  | 0 |  |  | #N/A | [12 empty] | 0 | [13 empty] | 0% | 0% |  | 0 | 0 | 0 | 0 | 0 | 0 | 0 | 0 | 0 | 0 | 0 | [44 empty] | 0
MCE Commercial | [10 empty] | 0 | 0 |  |  |  | 0 |  |  | #N/A | [12 empty] | 0 | [13 empty] | 0% | 0% |  | 0 | 0 | 0 | 0 | 0 | 0 | 0 | 0 | 0 | 0 | 0 | [44 empty] | 0
MCE Commercial | [10 empty] | 0 | 0 |  |  |  | 0 |  |  | #N/A | [12 empty] | 0 | [13 empty] | 0% | 0% |  | 0 | 0 | 0 | 0 | 0 | 0 | 0 | 0 | 0 | 0 | 0 | [44 empty] | 0
MCE Commercial | [10 empty] | 0 | 0 |  |  |  | 0 |  |  | #N/A | [12 empty] | 0 | [13 empty] | 0% | 0% |  | 0 | 0 | 0 | 0 | 0 | 0 | 0 | 0 | 0 | 0 | 0 | [44 empty] | 0
MCE Commercial | [10 empty] | 0 | 0 |  |  |  | 0 |  |  | #N/A | [12 empty] | 0 | [13 empty] | 0% | 0% |  | 0 | 0 | 0 | 0 | 0 | 0 | 0 | 0 | 0 | 0 | 0 | [44 empty] | 0
MCE Commercial | [10 empty] | 0 | 0 |  |  |  | 0 |  |  | #N/A | [12 empty] | 0 | [13 empty] | 0% | 0% |  | 0 | 0 | 0 | 0 | 0 | 0 | 0 | 0 | 0 | 0 | 0 | [44 empty] | 0
MCE Commercial | [10 empty] | 0 | 0 |  |  |  | 0 |  |  | #N/A | [12 empty] | 0 | [13 empty] | 0% | 0% |  | 0 | 0 | 0 | 0 | 0 | 0 | 0 | 0 | 0 | 0 | 0 | [44 empty] | 0
MCE Commercial | [10 empty] | 0 | 0 |  |  |  | 0 |  |  | #N/A | [12 empty] | 0 | [13 empty] | 0% | 0% |  | 0 | 0 | 0 | 0 | 0 | 0 | 0 | 0 | 0 | 0 | 0 | [44 empty] | 0
MCE Commercial | [10 empty] | 0 | 0 |  |  |  | 0 |  |  | #N/A | [12 empty] | 0 | [13 empty] | 0% | 0% |  | 0 | 0 | 0 | 0 | 0 | 0 | 0 | 0 | 0 | 0 | 0 | [44 empty] | 0
MCE Commercial | [10 empty] | 0 | 0 |  |  |  | 0 |  |  | #N/A | [12 empty] | 0 | [13 empty] | 0% | 0% |  | 0 | 0 | 0 | 0 | 0 | 0 | 0 | 0 | 0 | 0 | 0 | [44 empty] | 0
MCE Commercial | [10 empty] | 0 | 0 |  |  |  | 0 |  |  | #N/A | [12 empty] | 0 | [13 empty] | 0% | 0% |  | 0 | 0 | 0 | 0 | 0 | 0 | 0 | 0 | 0 | 0 | 0 | [44 empty] | 0
MCE Commercial | [10 empty] | 0 | 0 |  |  |  | 0 |  |  | #N/A | [12 empty] | 0 | [13 empty] | 0% | 0% |  | 0 | 0 | 0 | 0 | 0 | 0 | 0 | 0 | 0 | 0 | 0 | [44 empty] | 0
MCE Commercial | [10 empty] | 0 | 0 |  |  |  | 0 |  |  | #N/A | [12 empty] | 0 | [13 empty] | 0% | 0% |  | 0 | 0 | 0 | 0 | 0 | 0 | 0 | 0 | 0 | 0 | 0 | [44 empty] | 0
MCE Commercial | [10 empty] | 0 | 0 |  |  |  | 0 |  |  | #N/A | [12 empty] | 0 | [13 empty] | 0% | 0% |  | 0 | 0 | 0 | 0 | 0 | 0 | 0 | 0 | 0 | 0 | 0 | [44 empty] | 0
MCE Commercial | [10 empty] | 0 | 0 |  |  |  | 0 |  |  | #N/A | [12 empty] | 0 | [13 empty] | 0% | 0% |  | 0 | 0 | 0 | 0 | 0 | 0 | 0 | 0 | 0 | 0 | 0 | [44 empty] | 0
MCE Commercial | [10 empty] | 0 | 0 |  |  |  | 0 |  |  | #N/A | [12 empty] | 0 | [13 empty] | 0% | 0% |  | 0 | 0 | 0 | 0 | 0 | 0 | 0 | 0 | 0 | 0 | 0 | [44 empty] | 0
MCE Commercial | [10 empty] | 0 | 0 |  |  |  | 0 |  |  | #N/A | [12 empty] | 0 | [13 empty] | 0% | 0% |  | 0 | 0 | 0 | 0 | 0 | 0 | 0 | 0 | 0 | 0 | 0 | [44 empty] | 0
MCE Commercial | [10 empty] | 0 | 0 |  |  |  | 0 |  |  | #N/A | [12 empty] | 0 | [13 empty] | 0% | 0% |  | 0 | 0 | 0 | 0 | 0 | 0 | 0 | 0 | 0 | 0 | 0 | [44 empty] | 0
MCE Commercial | [10 empty] | 0 | 0 |  |  |  | 0 |  |  | #N/A | [12 empty] | 0 | [13 empty] | 0% | 0% |  | 0 | 0 | 0 | 0 | 0 | 0 | 0 | 0 | 0 | 0 | 0 | [44 empty] | 0
MCE Commercial | [10 empty] | 0 | 0 |  |  |  | 0 |  |  | #N/A | [12 empty] | 0 | [13 empty] | 0% | 0% |  | 0 | 0 | 0 | 0 | 0 | 0 | 0 | 0 | 0 | 0 | 0 | [44 empty] | 0
MCE Commercial | [10 empty] | 0 | 0 |  |  |  | 0 |  |  | #N/A | [12 empty] | 0 | [13 empty] | 0% | 0% |  | 0 | 0 | 0 | 0 | 0 | 0 | 0 | 0 | 0 | 0 | 0 | [44 empty] | 0
MCE Commercial | [10 empty] | 0 | 0 |  |  |  | 0 |  |  | #N/A | [12 empty] | 0 | [13 empty] | 0% | 0% |  | 0 | 0 | 0 | 0 | 0 | 0 | 0 | 0 | 0 | 0 | 0 | [44 empty] | 0
MCE Commercial | [10 empty] | 0 | 0 |  |  |  | 0 |  |  | #N/A | [12 empty] | 0 | [13 empty] | 0% | 0% |  | 0 | 0 | 0 | 0 | 0 | 0 | 0 | 0 | 0 | 0 | 0 | [44 empty] | 0
MCE Commercial | [10 empty] | 0 | 0 |  |  |  | 0 |  |  | #N/A | [12 empty] | 0 | [13 empty] | 0% | 0% |  | 0 | 0 | 0 | 0 | 0 | 0 | 0 | 0 | 0 | 0 | 0 | [44 empty] | 0
MCE Commercial | [10 empty] | 0 | 0 |  |  |  | 0 |  |  | #N/A | [12 empty] | 0 | [13 empty] | 0% | 0% |  | 0 | 0 | 0 | 0 | 0 | 0 | 0 | 0 | 0 | 0 | 0 | [44 empty] | 0
MCE Commercial | [10 empty] | 0 | 0 |  |  |  | 0 |  |  | #N/A | [12 empty] | 0 | [13 empty] | 0% | 0% |  | 0 | 0 | 0 | 0 | 0 | 0 | 0 | 0 | 0 | 0 | 0 | [44 empty] | 0
MCE Commercial | [10 empty] | 0 | 0 |  |  |  | 0 |  |  | #N/A | [12 empty] | 0 | [13 empty] | 0% | 0% |  | 0 | 0 | 0 | 0 | 0 | 0 | 0 | 0 | 0 | 0 | 0 | [44 empty] | 0
MCE Commercial | [10 empty] | 0 | 0 |  |  |  | 0 |  |  | #N/A | [12 empty] | 0 | [13 empty] | 0% | 0% |  | 0 | 0 | 0 | 0 | 0 | 0 | 0 | 0 | 0 | 0 | 0 | [44 empty] | 0
MCE Commercial | [10 empty] | 0 | 0 |  |  |  | 0 |  |  | #N/A | [12 empty] | 0 | [13 empty] | 0% | 0% |  | 0 | 0 | 0 | 0 | 0 | 0 | 0 | 0 | 0 | 0 | 0 | [44 empty] | 0
MCE Commercial | [10 empty] | 0 | 0 |  |  |  | 0 |  |  | #N/A | [12 empty] | 0 | [13 empty] | 0% | 0% |  | 0 | 0 | 0 | 0 | 0 | 0 | 0 | 0 | 0 | 0 | 0 | [44 empty] | 0
MCE Commercial | [10 empty] | 0 | 0 |  |  |  | 0 |  |  | #N/A | [12 empty] | 0 | [13 empty] | 0% | 0% |  | 0 | 0 | 0 | 0 | 0 | 0 | 0 | 0 | 0 | 0 | 0 | [44 empty] | 0
MCE Commercial | [10 empty] | 0 | 0 |  |  |  | 0 |  |  | #N/A | [12 empty] | 0 | [13 empty] | 0% | 0% |  | 0 | 0 | 0 | 0 | 0 | 0 | 0 | 0 | 0 | 0 | 0 | [44 empty] | 0
MCE Commercial | [10 empty] | 0 | 0 |  |  |  | 0 |  |  | #N/A | [12 empty] | 0 | [13 empty] | 0% | 0% |  | 0 | 0 | 0 | 0 | 0 | 0 | 0 | 0 | 0 | 0 | 0 | [44 empty] | 0
MCE Commercial | [10 empty] | 0 | 0 |  |  |  | 0 |  |  | #N/A | [12 empty] | 0 | [13 empty] | 0% | 0% |  | 0 | 0 | 0 | 0 | 0 | 0 | 0 | 0 | 0 | 0 | 0 | [44 empty] | 0
MCE Commercial | [10 empty] | 0 | 0 |  |  |  | 0 |  |  | #N/A | [12 empty] | 0 | [13 empty] | 0% | 0% |  | 0 | 0 | 0 | 0 | 0 | 0 | 0 | 0 | 0 | 0 | 0 | [44 empty] | 0
MCE Commercial | [10 empty] | 0 | 0 |  |  |  | 0 |  |  | #N/A | [12 empty] | 0 | [13 empty] | 0% | 0% |  | 0 | 0 | 0 | 0 | 0 | 0 | 0 | 0 | 0 | 0 | 0 | [44 empty] | 0
MCE Commercial | [10 empty] | 0 | 0 |  |  |  | 0 |  |  | #N/A | [12 empty] | 0 | [13 empty] | 0% | 0% |  | 0 | 0 | 0 | 0 | 0 | 0 | 0 | 0 | 0 | 0 | 0 | [44 empty] | 0
MCE Commercial | [10 empty] | 0 | 0 |  |  |  | 0 |  |  | #N/A | [12 empty] | 0 | [13 empty] | 0% | 0% |  | 0 | 0 | 0 | 0 | 0 | 0 | 0 | 0 | 0 | 0 | 0 | [44 empty] | 0
MCE Commercial | [10 empty] | 0 | 0 |  |  |  | 0 |  |  | #N/A | [12 empty] | 0 | [13 empty] | 0% | 0% |  | 0 | 0 | 0 | 0 | 0 | 0 | 0 | 0 | 0 | 0 | 0 | [44 empty] | 0
MCE Commercial | [10 empty] | 0 | 0 |  |  |  | 0 |  |  | #N/A | [12 empty] | 0 | [13 empty] | 0% | 0% |  | 0 | 0 | 0 | 0 | 0 | 0 | 0 | 0 | 0 | 0 | 0 | [44 empty] | 0
MCE Commercial | [10 empty] | 0 | 0 |  |  |  | 0 |  |  | #N/A | [12 empty] | 0 | [13 empty] | 0% | 0% |  | 0 | 0 | 0 | 0 | 0 | 0 | 0 | 0 | 0 | 0 | 0 | [44 empty] | 0
Do NOT enter program data in this row or below. The Spreadsheet will not evaluate any such data.
Lists of Dimensions and their Labels
|  |  | Climate Zones |  |  |  | Measure Types for Measure Life | Measure Types for NTGR | Gas Sector | Gas Savings Profile | Combustor Type | [5 empty] | Sector Name | End Uses
|  |  | 1 |  |  |  | NONRESIDENTIAL MEASURES: |  | Residential | Summer Only | Large Boilers (>100 MMBtu/hr Heat Input):Uncontrolled | [5 empty] | RES | DEER:Indoor_CFL_Ltg | DEER:RefgFrzr_HighEff | DEER:RefgFrzr_Recyc-Conditioned | DEER:RefgFrzr_Recyc-UnConditioned | DEER:HVAC_Eff_AC | DEER:HVAC_Eff_HP | DEER:HVAC_Duct_Sealing | DEER:HVAC_Refrig_Charge | DEER:Refg_Chrg_Duct_Seal | DEER:RefgFrzr_Recycling | DEER:Res_ClothesDishWasher | DEER:Res_BldgShell_Ins
|  |  | 2 |  |  |  | **************************************************************** | NonRes-sAll-mCFL-dn | Commercial | Winter Only | Large Boilers (>100 MMBtu/hr Heat Input):Controlled Low NOx Burner | [5 empty] | NON_RES | DEER:Indoor_CFL_Ltg | DEER:Indoor_Non-CFL_Ltg | DEER:HVAC_Chillers | DEER:HVAC_Refrig_Charge | DEER:HVAC_Split-Package_AC | DEER:HVAC_Split-Package_HP | DEER:HVAC_Duct_Sealing
|  |  | 3A |  |  |  | Ballast Ð Dimmable: NR - 11 | NonRes-sAll-mCFL-ci | Core | Annual | Large Boilers (>100 MMBtu/hr Heat Input):Controlled Ð Flue Gas Recirculation | [5 empty] | Residential | 21 = Res. Wtr. Heating | 22 = Res. Ht. Pump Cooling | 23 = Res. Ele. & Ht. Pump Heating | 24 = Res. Refrigeration | 25 = Res. Lighting | 26 = Res. Central Air Conditioning | 28 = Res. New Const. Lighting | 29 = Res. New Const. Cooling | 31 = Res. Cooking | 32 = Res. Clothes Dry | 33 = Res. Insul. Cen. A/C | 34 = Res. Insul. Elect. Heat | 35 = Res. Ceil. Insul. HP Cooling | 36 = Res. Ceil. Insul. HP Heating | 37 = Res. Wall Insul. HP Cooling | 38 = Res. Wall Insul. HP Heating | 39 = Res. Flr. Insul. HP Cooling | 40 = Res. Flr. Insul. HP Heating | 41 = Res. EMS | 42 = Res. Dir. Assist. Weatherization | 43 = Res. Dir. Assist. Refrigeration | 44 = Res. Dir. Assist. Lighting | 45 = Res. Dir. Assist. Evap. Cooler
|  |  | 3B |  |  |  | Ballast Ð Electronic: NR - 11 | NonRes-sAll-mCFL-dir |  |  | Small Boilers (<100 MMBtu/hr Heat Input):Uncontrolled | [5 empty] | Res_New_Construction | 21 = Res. Wtr. Heating | 22 = Res. Ht. Pump Cooling | 23 = Res. Ele. & Ht. Pump Heating | 24 = Res. Refrigeration | 25 = Res. Lighting | 26 = Res. Central Air Conditioning | 28 = Res. New Const. Lighting | 29 = Res. New Const. Cooling | 31 = Res. Cooking | 32 = Res. Clothes Dry | 33 = Res. Insul. Cen. A/C | 34 = Res. Insul. Elect. Heat | 35 = Res. Ceil. Insul. HP Cooling | 36 = Res. Ceil. Insul. HP Heating | 37 = Res. Wall Insul. HP Cooling | 38 = Res. Wall Insul. HP Heating | 39 = Res. Flr. Insul. HP Cooling | 40 = Res. Flr. Insul. HP Heating | 41 = Res. EMS | 42 = Res. Dir. Assist. Weatherization | 43 = Res. Dir. Assist. Refrigeration | 44 = Res. Dir. Assist. Lighting | 45 = Res. Dir. Assist. Evap. Cooler
|  |  | 4 |  |  |  | Fluorescent Fixture Ð T8: C/I/A - 11 | NonRes-sAll-mT5T8-dn |  |  | Small Boilers (<100 MMBtu/hr Heat Input):Controlled Low NOx Burner | [5 empty] | COMMERCIAL | 1 = Commercial Indoor Lighting | 2 = Commercial Outdoor Lighting | 3 = Commercial HVAC | 4 = Commercial Refrigeration | 5 = Commercial Food Service | 6 = Commercial Motors | 7 = Commercial Process | 17 = Commercial EMS
|  |  | 5 |  |  |  | Fixture: T8 Lamp & Electronic Ballast: C/I/A - 11 | NonRes-sAll-mT5T8-ci |  |  | Small Boilers (<100 MMBtu/hr Heat Input):Controlled Ð Flue Gas Recirculation | [5 empty] | INDUSTRIAL | 8 = Industrial Indoor Lighting | 9 = Industrial Outdoor Lighting | 10 = Industrial HVAC | 11 = Industrial Process | 12 = Industrial Motors | 13 = Industrial Refrigeration | 18 = Industrial EMS
|  |  | 11 |  |  |  | T8 Fixtures Ð 17 Watt Lamp, 2ft or 32-watt Lamp, 4ft 11 | NonRes-sAll-mT8-dir |  |  | Residential Furnaces (<0.3):Uncontrolled | [5 empty] | AGRICULTURAL | 14 = Agricultural | 19= Agricultural EMS
|  |  | 12 |  |  |  | T8 Lamps: C/I/A - 5 | NonRes-sAll-mLtgCtrl
|  |  | 13 |  |  |  | High Efficiency Lighting (HID): NR - 16 | NonRes-sAll-mLtgCtrl-htr
|  |  | 16 |  |  |  | High Output T5 Fixture: NR - 16 | NonRes-sAll-mOccSens | Electric Rate | Gas Rate
|  |  | System |  |  |  | Indoor or Outdoor Lighting System Modification: NR - 13.5 | NonRes-sAll-mCFL | Residential | Residential
[7 empty] | Lighting Controls: NR - 16 | Res-sAll-mCFL-up | Small Commercial | Small Commercial
[7 empty] | Daylighting Controls; NR - 16 | NonRes-sAll-mHVAC-RCA | Large Commercial | Large Commercial
[7 empty] | Lighting Power Density: NR - 11 | NonRes-sAll-mRCx-dn | Small Industrial
[7 empty] | Exit Sign Ð CF Hardware Kit/LED/ Electro-Luminescent: NR - 16 | NonRes-sAll-mRCx-ci | Large Industrial
[7 empty] | Occupancy Sensor: NR - 8 | NonRes-sAll-mHVAC-Chiller | Agricultural
[7 empty] | Photocell: NR - 8 | NonRes-sAll-mHVAC-DX-up
[7 empty] | Time Clock Ð Lighting: NR - 8 | Res-sAll-mHVAC-RmAC-dn
[7 empty] | Induction Lamps: NR - 2 | Res-sAll-mDuctSeal
[7 empty] | Induction Fixture: NR - 16 | Res-sAll-mHVAC-RCA
[7 empty] | Delamp/reflectors: C/I - 11 | Res-sSF-mShellIns
[7 empty] | Optical Reflectors- new construction: Ind, NRNC - 12 | Res-sSF-mACgt14-dn
[7 empty] | Optical Reflectors- retrofit: NR - 10 | Res-sSF-mACgt16-dn
[7 empty] | HID fixture: Interior, >= 176 Watts lamp: Ind - 16 | Res-sSF-mHPes
[7 empty] | HID fixture: Interior, 251-400 Watt lamp: Com - 16 | NonRes-sAll-mPOC
[7 empty] | CFL Fixture: Pin based CFL fixture: Com - 12.0 | NonRes-sAll-mPipeIns | bar: 2023 Qtr 1 to 2032 Qtr 1
[7 empty] | Screw-in CFL: Education - Primary School: NR - 5.6 | NonRes-sAll-mStmTrp-dn | bar: 2023 Qtr 1 to 2032 Qtr 1
[7 empty] | Screw-in CFL: Education - Secondary School: NR - 3.5 | NonRes-sAll-mStmTrp-ci | bar: 2023 Qtr 1 to 2032 Qtr 1
[7 empty] | Screw-in CFL: Education - Community College: NR - 2.1 | NonRes-sAll-mCust | bar: 2023 Qtr 1 to 2032 Qtr 1
[7 empty] | Screw-in CFL: Education - University: NR - 2.6 | NonRes-sAll-mCustElec-bd | bar: 2023 Qtr 1 to 2032 Qtr 1
[7 empty] | Screw-in CFL: Grocery: NR - 1.4 | NonRes-sGHS-mHtCrtn-dn | bar: 2023 Qtr 1 to 2032 Qtr 1
[7 empty] | Screw-in CFL: Health/Medical - Hospital: NR - 0.9 | NonRes-sGHS-mHtCrtn-ci | bar: 2023 Qtr 1 to 2032 Qtr 1
[7 empty] | Screw-in CFL: Health/Medical - Nursing Home: NR - 0.9 | NonRes-sGHS-mIRF-dn | bar: 2023 Qtr 1 to 2032 Qtr 1
[7 empty] | Screw-in CFL: Lodging - Hotel: NR - 0.9 | NonRes-sGHS-mIRF-ci | bar: 2023 Qtr 1 to 2032 Qtr 1
[7 empty] | Screw-in CFL: Lodging - Motel: NR - 0.9 | NonRes-sAll-mPmpTst | bar: 2023 Qtr 1 to 2032 Qtr 1
[7 empty] | Screw-in CFL: Lodging - Guest Rooms: NR - 7.0 | NonRes-sAg-mCust-ci | bar: 2023 Qtr 1 to 2032 Qtr 1
[7 empty] | Screw-in CFL: Manufacturing - Light Industrial: NR - 2.8 | Res-sAll-mDHWshwr | bar: 2023 Qtr 1 to 2032 Qtr 1
[7 empty] | Screw-in CFL: Office - Large: NR - 2.9 | Res-sSF-mDHWaerator | bar: 2023 Qtr 1 to 2032 Qtr 1
[7 empty] | Screw-in CFL: Office - Small: NR - 3.2 | Res-sMF-mDHWaerator | bar: 2023 Qtr 1 to 2032 Qtr 1
[7 empty] | Screw-in CFL: Restaurant - Sit-Down: NR - 2.3 | Res-sAll-mDHWgt62 | bar: 2023 Qtr 1 to 2032 Qtr 1
[7 empty] | Screw-in CFL: Restaurant - Fast-Food: NR - 1.3 | Res-sAll-mCW | bar: 2023 Qtr 1 to 2032 Qtr 1
[7 empty] | Screw-in CFL: Retail - 3-Story Large: NR - 1.9 | Res-sAll-mRefgRec
[7 empty] | Screw-in CFL: Retail - Single-Story Large: NR - 1.8 | Res-sAll-mFrzrRec
[7 empty] | Screw-in CFL: Retail - Small: NR - 2.1 | NonRes-sAll-mRfg-DG
[7 empty] | Screw-in CFL: Storage - Conditioned: NR - 2.8 | NonRes-sAll-mRfg-SC
[7 empty] | Screw-in CFL: Storage - Unconditioned: NR - 2.8 | Res-Default>2
[7 empty] | Screw-in CFL: Warehouse - Refrigerated: NR - 3.1 | Res-Default-HTG-di
Com-Default>2yrs
[7 empty] | HVAC/Refrigeration Ð SPC: NR - 16 | Ind-Default>2yrs
[7 empty] | Chiller Ð High Efficiency: NR - 20 | Agric-Default>2yrs
[7 empty] | Chiller Ð Variable Speed Drive: NR - 20 | Com-Default-HTG-di
[7 empty] | Water Cooled Chillers: NR - 20 | Ind-Default-HTG-di
[7 empty] | Air Conditioners Ð High Efficiency: NR - 15 | Agricult-Default-HTG-di
[7 empty] | Packaged HVAC Systems: NR - 15 | ET-Default
[7 empty] | Install HVAC EMS: Com - 14 | EUC-Default
[7 empty] | AC Packaged Terminal Units: NR - 15 | NonRes-sAll-mCust-Gas
[7 empty] | Evaporative Coolers: NR - 15 | NonRes-sAll-mCust-Elec
[7 empty] | Boiler Ð High Efficiency: NR - 20 | All-Default<=2yrs
[7 empty] | Cooling Towers/Evaporative Condenser: NR - 15 | 0
Heat Pump Ð Split System: NR - 15
Heat Pump with Integrated Water Heating: NR - 10
Ground Source Heat Pump: NR - 15
Reduce Internal Load: NR - 15
Insulation: NR - 20
Insulation Package: NR - 20
Reflective Window Film: NR - 10
Bypass/Delay Timer(lighting): NR - 8
Set-Back Thermostat: NR - 11
Time Clock - HVAC: NR - 10
HVAC/Space Heating/Efficiency (Gas): NR - 18
Nonresidential Gas Ð AC: NR - 20
Adjustable speed drive, application unknown: Ag - 10
Adjustable speed drive, application unknown: Com - 10
Adjustable Speed Drive: HVAC fan, 50 HP Max: Com - 10
Pump repair: Ag - 11
Injection molding machines: Ind - 15
Plastic extusion equipment: Ind - 15
Process cooling: Ind - 15
Process equipment insulation: Ind - 15
Horizontal Clothes Washer: NR - 10
Efficient Dishwashing: NR - 5
Water Heater Controls: NR - 15
Cooking measures , Assorted: Com - 12
Water Heater Ð Gas: NR - 15
Domestic Hot Water Boiler (Gas): NR - 20
Auto Closer for Cooler/Freezer: NR - 8
Door Gaskets: NR - 4
Floating Head Pressure: NR - 16
Heatless Door: NR - 16
Humidistat Control for Anti-Sweat Heater: NR - 12
Insulation on Refrigeration Suction Line: NR - 11
Night Covers for Display Cases: NR - 5
PSC Evaporator Motor Ð Walkin/ Display: NR - 15
Refrigeration Case Doors Ð Glass/Acrylic: NR - 12
Refrigerator Case with Doors: NR - 12
Refrigerator Condensate Evaporator Ð Elec/Non Elec: NR - 8
Strip Curtains for Walk-Ins: NR - 4
Ballast: Electronic, for display case: NR - 11
Defrost: NR - 16
FHP & EFF Conditioner: NR - 16
High-efficiency Liquid Suction Heat Exchangers: NR - 16
Night Shields on Refrigerator and Freezer Cases: NR - 5
Walk-in Refrigerator or Freezer: Evaporative Fan Controller: NR - 5
Multiplec Refrigeration Systems/Supermarket Systems: NR - 10
Kiln/Oven/Furnace: NR - 18
Thermal Night Curtains: NR - 5
Custom Measures Ð SPC: NR - 15
Local Government Partnership: NR - 11
Audits: NR - 3
Plug Load Sensor: NR - 10
Information: NR - 1
High Efficiency Motors: NR - 15
Process Overhaul: NR - 20
System Controls: NR - 15
RESIDENTIAL MEASURES
****************************************************************
T8 Fixtures ; lamp or ballast: Res - 15
Pin based CFL Fixture: Res - 16
CFL: Indoor Screw in: Res - 9.4
CFL: Outdoor Screw in: Res - 7
Torchiere: Res - 9
Air Conditioners with SEER >= 11.0: Res - 18
Central Air Conditioners: Res - 18
Duct Testing: Res NC - 18
High Energy Efficiency Ducts: Res - 18
Whole House Fan: Res - 15
Evaporative Cooler: Res - 15
Glazing - Low E Double / Low Shade Coefficient: Res - 20
Heat Pump - Electric: Res - 15
Insulation - Ceiling / Floor / Walls: Res - 20
A/C with Integrated Water Heating: Res - 10
Programmable Thermostat: Res - 12
Audits: Res - 3
Gas Cooktops: Res - 20
Gas Dryer Stub: Res - 18
Energy-Efficient Furnaces: Res - 18
Refrigerator Recycling: Res - 10
Refrigerator - Energy Efficient; 20% more efficient: Res - 18
Refrigerators: Res - 18
GENERIC USEFUL LIVES:
****************************************************************
0.1
0.2
0.3
0.4
0.5
0.6
0.7
0.8
0.9
1
1.1
1.2
1.3
1.4
1.5
1.6
1.7
1.8
1.9
2
2.1
2.2
2.3
2.4
2.5
2.6
2.7
2.8
2.9
3
3.1
3.2
3.3
3.4
3.5
3.6
3.7
3.8
3.9
4
4.1
4.2
4.3
4.4
4.5
4.6
4.7
4.8
4.9
5
5.1
5.2
5.3
5.4
5.5
5.6
5.7
5.8
5.9
6
6.1
6.2
6.3
6.4
6.5
6.6
6.7
6.8
6.9
7
7.1
7.2
7.3
7.4
7.5
7.6
7.7
7.8
7.9
8
8.1
8.2
8.3
8.4
8.5
8.6
8.7
8.8
8.9
9
9.1
9.2
9.3
9.4
9.5
9.6
9.7
9.8
9.9
10
10.1
10.2
10.3
10.4
10.5
10.6
10.7
10.8
10.9
11
11.1
11.2
11.3
11.4
11.5
11.6
11.7
11.8
11.9
12
12.1
12.2
12.3
12.4
12.5
12.6
12.7
12.8
12.9
13
13.1
13.2
13.3
13.4
13.5
13.6
13.7
13.8
13.9
14
14.1
14.2
14.3
14.4
14.5
14.6
14.7
14.8
14.9
15
15.1
15.2
15.3
15.4
15.5
15.6
15.7
15.8
15.9
16
16.1
16.2
16.3
16.4
16.5
16.6
16.7
16.8
16.9
17
17.1
17.2
17.3
17.4
17.5
17.6
17.7
17.8
17.9
18
18.1
18.2
18.3
18.4
18.5
18.6
18.7
18.8
18.9
19
19.1
19.2
19.3
19.4
19.5
19.6
19.7
19.8
19.9
20
21
22
23
24
25
26
27
28
29
30

## COMM 8-10yr Output
Program Summary |  | Nominal |  |  | Present Value |  |  |  | Avoided Cost Version
Proposer Name |  | Marin Clean Energy | [6 empty] | 2011-08-04
Program Name |  | MCE Commercial | [6 empty] | 2012-02-17
Total Program Budget ($) |  | 6056823.9847 |  |  | 5563844.0925 |  |  |  | Base Year
2013
Net Participant Cost ($) |  |  |  |  | 910578.1581 |  |  |  | PG&E 2013 v1c6-Draft.xls
Program Impacts | [9 empty] | Program Impacts (Gross)
| Wtd Annual Net kWh | Lifecycle Net kWh | Wtd Annual Net Therms | Lifecycle Net Therms | Wtd Net Jul-Sept Pk (kW) | Wtd Net Dec-Feb Pk (kW) |  | Wtd User Entered kW |  |  | Wtd Annual Gross kWh | Lifecycle Gross kWh | Wtd Annual Gross Therms | Lifecycle Gross Therms | Wtd User Entered kW
2013 | 2213084.2433 | 31282158.2686 | 26131.4436 | 336878.9734 | 87.5613 | 65.3985 |  | 12.0875 |  | 2013 | 3506460.4321 | 49916524.1801 | 56564.8072 | 250609.4515 | 20.1484
2014 | 2331907.5584 | 32961737.236 | 27534.4741 | 354966.435 | 92.2625 | 68.9099 |  | 0 |  | 2014 | 3694726.764 | 52596606.0153 | 59601.8438 | 264064.9925 | 0
2013-2014 | 4544991.8017 | 64243895.5045 | 53665.9176 | 691845.4084 | 179.8238 | 134.3084 |  | 12.0875 |  | 2013-2014 | 7201187.1961 | 102513130.1954 | 116166.651 | 514674.444 | 20.1484
Cost Effectiveness (Lifecycle Present Value Dollars)
|  | Benefits |  |  | Benefit - Cost
| Cost | Electric | Gas | Incentives | NPV | B/C Ratio | Notes
Program TRC ($) | 6474422.2506 | 9504310.3341 | 793241.9524 | NA | 3823130.0358 | 1.5905 | *1
Program PAC ($) | 5563844.0925 | 9504310.3341 | 793241.9524 | NA | 4733708.194 | 1.8508 | *1,2
Program RIM ($) | 21169735.8515 | 9504310.3341 | 793241.9524 | NA | -10872183.565 | 0.48643 | *1
*1 B/C Ratio is an approximation because any supply cost increases are treated as negative benefits rather than as a cost as in the Standard Practice Manual
*2 PAC benefits include environmental costs. This is to be consistent with the TRC benefits, but is not strictly consistent with the Standard Practice Manual.
Levelized Cost and Benefit (All Measures Installed through 2023)
| Discounted Savings |  |  |  | Benefit - Cost
| kWh | Therms | Cost | Benefits | NPV
TRC ($/kWh ) | 56714450.4526 |  | 0.093758 | 0.16758 | 0.073824
PAC ($/kWh) | 56714450.4526 |  | 0.080579 | 0.16758 | 0.087003
RIM ($/kWh) | 56714450.4526 |  | 0.34452 | 0.16758 | -0.17693
TRC ($/therm) |  | 572415.0827 | 2.0095 | 1.3858 | -0.62368
PAC ($/therm) |  | 572415.0827 | 1.7312 | 1.3858 | -0.34542
RIM ($/therm) |  | 572415.0827 | 2.8489 | 1.3858 | -1.4631
Wtd Avg Emissions Reductions | [9 empty] | Wtd Avg Emissions Reductions (Gross)
| Electric Reductions |  |  | Gas Reductions | [6 empty] | Electric Reductions |  |  | Gas Reductions
Annual Reductions | CO2 (tons) | NOX (lbs) | PM-10 (lbs) | CO2 (tons) | NOX (lbs) |  |  |  |  | Annual Reductions | CO2 (tons) | NOX (lbs) | PM-10 (lbs) | CO2 (tons) | NOX (lbs)
2013 | 95.4807 | 23.0376 | 12.6147 | 17.5157 | 14.6713 | * annual reductions are the units |  |  |  | 2013 | 149.4172 | 36.0161 | 19.7451 | 33.3499 | 27.9341 | * annual reductions are the units
2014 | 0 | 0 | 0 | 0 | 0 | implemented in the year, times |  |  |  | 2014 | 0 | 0 | 0 | 0 | 0 | implemented in the year, times
2015 | 0 | 0 | 0 | 0 | 0 | the annual emission reduction |  |  |  | 2015 | 0 | 0 | 0 | 0 | 0 | the annual emission reduction
2016 | 0 | 0 | 0 | 0 | 0 | for the measure, weighted |  |  |  | 2016 | 0 | 0 | 0 | 0 | 0 | for the measure, weighted for
2017 | 0 | 0 | 0 | 0 | 0 | for dual baseline. |  |  |  | 2017 | 0 | 0 | 0 | 0 | 0 | split baseline performance
2018 | 0 | 0 | 0 | 0 | 0 |  |  |  |  | 2018 | 0 | 0 | 0 | 0 | 0
2019 | 0 | 0 | 0 | 0 | 0 |  |  |  |  | 2019 | 0 | 0 | 0 | 0 | 0
2020 | 0 | 0 | 0 | 0 | 0 |  |  |  |  | 2020 | 0 | 0 | 0 | 0 | 0
2021 | 0 | 0 | 0 | 0 | 0 |  |  |  |  | 2021 | 0 | 0 | 0 | 0 | 0
2022 | 0 | 0 | 0 | 0 | 0 |  |  |  |  | 2022 | 0 | 0 | 0 | 0 | 0
2023 | 1118.2361 | 270.5665 | 147.6433 | 152.8689 | 128.0441 |  |  |  |  | 2023 | 1769.0446 | 427.3735 | 233.6543 | 330.9041 | 277.1676
Total Annual | 1213.7169 | 293.6041 | 160.258 | 170.3846 | 142.7153 |  |  |  |  | Total Annual | 1918.4618 | 463.3897 | 253.3994 | 364.254 | 305.1016
Lifecycle Reductions | [9 empty] | Lifecycle Reductions
2013 | 1266.9741 | 306.033 | 167.3472 | 188.1704 | 157.6128 |  |  |  |  | 2013 | 1977.2144 | 477.1027 | 261.22 | 373.5713 | 312.9059
2014 | 0 | 0 | 0 | 0 | 0 |  |  |  |  | 2014 | 0 | 0 | 0 | 0 | 0
2015 | 0 | 0 | 0 | 0 | 0 |  |  |  |  | 2015 | 0 | 0 | 0 | 0 | 0
2016 | 0 | 0 | 0 | 0 | 0 |  |  |  |  | 2016 | 0 | 0 | 0 | 0 | 0
2017 | 0 | 0 | 0 | 0 | 0 |  |  |  |  | 2017 | 0 | 0 | 0 | 0 | 0
2018 | 0 | 0 | 0 | 0 | 0 |  |  |  |  | 2018 | 0 | 0 | 0 | 0 | 0
2019 | 0 | 0 | 0 | 0 | 0 |  |  |  |  | 2019 | 0 | 0 | 0 | 0 | 0
2020 | 0 | 0 | 0 | 0 | 0 |  |  |  |  | 2020 | 0 | 0 | 0 | 0 | 0
2021 | 0 | 0 | 0 | 0 | 0 |  |  |  |  | 2021 | 0 | 0 | 0 | 0 | 0
2022 | 0 | 0 | 0 | 0 | 0 |  |  |  |  | 2022 | 0 | 0 | 0 | 0 | 0
2023 | 15807.6276 | 3825.092 | 2087.0786 | 1970.742 | 1650.707 |  |  |  |  | 2023 | 25182.3282 | 6083.3976 | 3326.0991 | 4395.3629 | 3681.586
Total Lifecycle | 17074.6017 | 4131.125 | 2254.4258 | 2158.9124 | 1808.3198 |  |  |  |  | Total Lifecycle | 27159.5425 | 6560.5003 | 3587.3191 | 4768.9342 | 3994.4919
Reductions based on total annual installations | [9 empty] | Wtd Avg Reductions based on total annual installations (Gross)
| Annual Wtd Avg Net kWh | Lifecycle Net kWh | Annual Wtd Avg Net Therms | Lifecycle Net Therms | Net July-Sept Wtd Avg Peak ** (kW) | Net Wtd Avg Dec-Feb ** (kW) |  | Wtd Avg Net User Entered kW | Net Annual NCP (kW) |  | Wtd Avg Annual Gross kWh | Wtd Avg Lifecycle Gross kWh | Wtd Avg Annual Gross Therms | Wtd Avg Lifecycle Gross Therms | Wtd Avg User Entered kW
2013 | 2213084.2433 | 31282158.2686 | 26131.4436 | 336878.9734 | 87.5613 | 65.3985 |  | 12.0875 | #REF! | 2013 | 3506460.4321 | 49916524.1801 | 56564.8072 | 250609.4515 | 20.1484
2014 | 2331907.5584 | 32961737.236 | 27534.4741 | 354966.435 | 92.2625 | 68.9099 |  | 0 | #REF! | 2014 | 3694726.764 | 52596606.0153 | 59601.8438 | 264064.9925 | 0
2015 | 2450730.8734 | 34641316.2034 | 28937.5046 | 373053.8967 | 96.9638 | 72.4212 |  | 0 | #REF! | 2015 | 3882993.096 | 55276687.8505 | 62638.8804 | 277520.5335 | 0
2016 | 0 | 0 | 0 | 0 | 0 | 0 |  | 0 | #REF! | 2016 | 0 | 0 | 0 | 0 | 0
2017 | 0 | 0 | 0 | 0 | 0 | 0 |  | 0 | #REF! | 2017 | 0 | 0 | 0 | 0 | 0
2018 | 0 | 0 | 0 | 0 | 0 | 0 |  | 0 | #REF! | 2018 | 0 | 0 | 0 | 0 | 0
2019 | 0 | 0 | 0 | 0 | 0 | 0 |  | 0 | #REF! | 2019 | 0 | 0 | 0 | 0 | 0
2020 | 0 | 0 | 0 | 0 | 0 | 0 |  | 0 | #REF! | 2020 | 0 | 0 | 0 | 0 | 0
2021 | 0 | 0 | 0 | 0 | 0 | 0 |  | 0 | #REF! | 2021 | 0 | 0 | 0 | 0 | 0
2022 | 0 | 0 | 0 | 0 | 0 | 0 |  | 0 | #VALUE! | 2022 | 0 | 0 | 0 | 0 | 0
2023 | 0 | 0 | 0 | 0 | 0 | 0 |  | 89.0714 | #REF! | 2023 | 0 | 0 | 0 | 0 | 140.8073
Total | 6995722.6751 | 98885211.708 | 82603.4222 | 1064899.305 | 276.7876 | 206.7296 |  | 101.1589 | #REF! | Total | 11084180.2921 | 157789818.0459 | 178805.5314 | 792194.9775 | 160.9557
Wtd Average Net Impacts by Sector (All Measures Installed through 2023) | [9 empty] | Gross Savings for Goal Attainment - kWh
| Annual Wtd Avg Net kWh | Lifecycle Net kWh | Annual Wtd Avg Net Therms | Lifecycle Net Therms | Net July-Sept Wtd Avg Peak ** (kW) | Net Wtd Avg Dec-Feb ** (kW) |  | Wtd Avg Net User Entered kW | TRC Lifecycle Net Benefits* ($) |  | 1st Year Annual Savings | Decay of single or first baseline | 2nd Baseline Savings | 2nd Baseline Decay | Total Cumulative | Net Annual Savings
Total | 6995722.6751 | 98885211.708 | 82603.4222 | 1064899.305 | 276.7876 | 206.7296 |  | 101.1589 | 3823130.0358 |  | kWh | kWh | kWh | kWh | kWh | kWh
RES | 0 | 0 | 0 | 0 | 0 | 0 |  | 0 | 0 | 2013 | 3708124.7056 |  | #REF! | #REF! | #REF! | #REF!
NON_RES | 0 | 0 | 0 | 0 | 0 | 0 |  | 0 | 0 | 2014 | 3708124.7056 | #REF! | #REF! | #REF! | #REF! | #REF!
Residential | 0 | 0 | 0 | 0 | 0 | 0 |  | 0 | 0 | 2015 | 3708124.7056 | #REF! | #REF! | #REF! | #REF! | #REF!
Res_New_Construction | 0 | 0 | 0 | 0 | 0 | 0 |  | 0 | 0 | 2016 | 3708124.7056 | #REF! | #REF! | #REF! | #REF! | #REF!
COMMERCIAL | 6995722.6751 | 98885211.708 | 82603.4222 | 1064899.305 | 276.3985 | 206.5292 |  | 281.5614 | 3823130.0358 | 2017 | 3708124.7056 | #REF! | #REF! | #REF! | #REF! | #REF!
INDUSTRIAL | 0 | 0 | 0 | 0 | 0 | 0 |  | 0 | 0 | 2018 | 3708124.7056 | #REF! | #REF! | #REF! | #REF! | #REF!
AGRICULTURAL | 0 | 0 | 0 | 0 | 0 | 0 |  | 0 | 0 | 2019 | 3708124.7056 | #REF! | #REF! | #REF! | #REF! | #REF!
0 | 0 | 0 | 0 | 0 | 0 | 0 |  | 0 | 0 | 2020 | 3708124.7056 | #REF! | #REF! | #REF! | #REF! | #REF!
0 | 0 | 0 | 0 | 0 | 0 | 0 |  | 0 | 0 | 2021 | 3708124.7056 | #REF! | #REF! | #REF! | #REF! | #REF!
0 | 0 | 0 | 0 | 0 | 0 | 0 |  | 0 | 0 | 2022 | #REF! | 6301544.7903 | 5190167.6853 | 5190167.6853 | #REF! | #REF!
0 | 0 | 0 | 0 | 0 | 0 | 0 |  | 0 | 0
0 | 0 | 0 | 0 | 0 | 0 | 0 |  | 0 | 0 | Gross Savings for Goal Attainment - kW
0 | 0 | 0 | 0 | 0 | 0 | 0 |  | 0 | 0 |  | 1st Year Annual | Decay or single or | 2nd Baseline | 2nd Baseline | Total | Net Annual
0 | 0 | 0 | 0 | 0 | 0 | 0 |  | 0 | 0 |  | Savings | first baseline | Savings | Decay | Cummulative | Savings
0 | 0 | 0 | 0 | 0 | 0 | 0 |  | 0 | 0 |  | kW | kW | kW | kW | kW | kW
0 | 0 | 0 | 0 | 0 | 0 | 0 |  | 0 | 0 | 2013 | 141.0384 |  | #REF! | #REF! | #REF! | #REF!
0 | 0 | 0 | 0 | 0 | 0 | 0 | 0 | 0 | 0 | 2014 | 141.0384 | #REF! | #REF! | #REF! | #REF! | #REF!
0 | 0 | 0 | 0 | 0 | 0 | 0 | 0 | 0 | 0 | 2015 | 141.0384 | #REF! | #REF! | #REF! | #REF! | #REF!
0 | 0 | 0 | 0 | 0 | 0 | 0 | 0 | 0 | 0 | 2016 | 141.0384 | #REF! | #REF! | #REF! | #REF! | #REF!
0 | 0 | 0 | 0 | 0 | 0 | 0 | 0 | 0 | 0 | 2017 | 141.0384 | #REF! | #REF! | #REF! | #REF! | #REF!
0 | 0 | 0 | 0 | 0 | 0 | 0 | 0 | 0 | 0 | 2018 | 141.0384 | #REF! | #REF! | #REF! | #REF! | #REF!
0 | 0 | 0 | 0 | 0 | 0 | 0 | 0 | 0 | 0 | 2019 | 141.0384 | #REF! | #REF! | #REF! | #REF! | #REF!
0 | 0 | 0 | 0 | 0 | 0 | 0 | 0 | 0 | 0 | 2020 | 141.0384 | #REF! | #REF! | #REF! | #REF! | #REF!
Other and upspecified | 0 | 0 | 0 | 0 | 0.38913 | 0.2004 | 0 | -180.4025 | 0 | 2021 | 141.0384 | #REF! | #REF! | #REF! | #REF! | #REF!
* Include program-level and admin costs allocated based to total gas and electric programs at the measure level. | [9 empty] | 2022 | #REF! | 904.0568 | 809.7619 | 809.7619 | #REF! | #REF!
Net Impacts by CPUC End Use Categories (All Measures Installed through 2023) | [9 empty] | Gross Savings for Goal Attainment - Therms
| Annual Wtd Avg Net kWh | Lifecycle Net kWh | Annual Wtd Avg Net Therms | Lifecycle Net Therms | Net July-Sept Wtd Avg Peak ** (kW) | Net Wtd Avg Dec-Feb ** (kW) |  | Wtd Avg Net User Entered kW | TRC Lifecycle Net Benefits* ($) |  | 1st Year Annual Savings | Decay of single or first baseline | 2nd Baseline Savings | 2nd Baseline Decay | Total Cumulative | Net Annual Savings
Total | 6995722.6751 | 98885211.708 | 82603.4222 | 1064899.305 | 276.7876 | 206.7296 |  | 101.1589 | 3823130.0358 |  | Therms | Therms | Therms | Therms | Therms | Therms
Clothes Dryer | 0 | 0 | 0 | 0 | 0 | 0 |  | 0 | 0 | 2013 | 38964.1822 |  | #REF! | #REF! | #REF! | #REF!
Clothes Washer | 0 | 0 | 0 | 0 | 0 | 0 |  | 0 | 0 | 2014 | 38964.1822 | #REF! | #REF! | #REF! | #REF! | #REF!
Consumer Electronics | 0 | 0 | 0 | 0 | 0 | 0 |  | 0 | 0 | 2015 | 38964.1822 | #REF! | #REF! | #REF! | #REF! | #REF!
Cooking | 0 | 0 | 0 | 0 | 0 | 0 |  | 0 | 0 | 2016 | 38964.1822 | #REF! | #REF! | #REF! | #REF! | #REF!
Dishwasher | 0 | 0 | 0 | 0 | 0 | 0 |  | 0 | 0 | 2017 | 38964.1822 | #REF! | #REF! | #REF! | #REF! | #REF!
Other Appliance | 0 | 0 | 0 | 0 | 0 | 0 |  | 0 | 0 | 2018 | 38964.1822 | #REF! | #REF! | #REF! | #REF! | #REF!
Office Equipment | 0 | 0 | 0 | 0 | 0 | 0 |  | 0 | 0 | 2019 | 38964.1822 | #REF! | #REF! | #REF! | #REF! | #REF!
Building shell | 0 | 0 | 0 | 0 | 0 | 0 |  | 0 | 0 | 2020 | 38964.1822 | #REF! | #REF! | #REF! | #REF! | #REF!
Space Cooling | 5615697.7351 | 80590411.398 | 23705.1737 | 407379.6194 | 156.5882 | 80.6429 |  | 161.7511 | 3126579.7115 | 2021 | 38964.1822 | #REF! | #REF! | #REF! | #REF! | #REF!
Space Heating | 0 | 0 | 0 | 0 | 0 | 0 |  | 0 | 0 | 2022 | #REF! | 75208.836 | 103506.834 | 103506.834 | #REF! | #REF!
Ventilation | 0 | 0 | 0 | 0 | 0 | 0 |  | 0 | 0
Interior Lighting | 0 | 0 | 0 | 0 | 0 | 0 |  | 0 | 0
Exterior Lighting | 0 | 0 | 0 | 0 | 0 | 0 |  | 0 | 0
Daylighting | 0 | 0 | 0 | 0 | 0 | 0 |  | 0 | 0
Motors | 0 | 0 | 0 | 0 | 0 | 0 |  | 0 | 0
Process | 222661.1343 | 2201102.9887 | 58160.7465 | 648137.682 | 47.1773 | 68.8788 |  | 47.1773 | 159344.1023
Compressed Air | 0 | 0 | 0 | 0 | 0 | 0 |  | 0 | 0
Food Processor | 0 | 0 | 0 | 0 | 0 | 0 |  | 0 | 0
Refrigeration | 1014712.4478 | 14667183.7425 | 737.5021 | 9382.0036 | 56.3378 | 41.6899 |  | 56.3378 | 479061.8671
Freezers | 0 | 0 | 0 | 0 | 0 | 0 |  | 0 | 0
Pumps | 0 | 0 | 0 | 0 | 0 | 0 |  | 0 | 0
Pool Pump | 0 | 0 | 0 | 0 | 0 | 0 |  | 0 | 0
Domestic Hot Water | 0 | 0 | 0 | 0 | 0 | 0 |  | 0 | 0
Water Heating | 0 | 0 | 0 | 0 | 0 | 0 |  | 0 | 0
Other or unspecified | 142651.3579 | 1426513.5787 | 0 | 0 | 16.6844 | 15.5179 | 0 | -164.1072 | 58144.3549
* Include program-level and admin costs allocated based to total gas and electric programs at the measure level.
**These values are only approximations if there are dual baseline measures in the program
Net Impacts by Climate Zone (All Measures Installed through 2023)
| Annual Wtd Avg Net kWh | Lifecycle Net kWh | Annual Wtd Avg Net Therms | Lifecycle Net Therms | Net July-Sept Wtd Avg Peak ** (kW) | Net Wtd Avg Dec-Feb ** (kW) |  | Wtd Avg Net User Entered kW | TRC Lifecycle Net Benefits* ($)
Total | 6995722.6751 | 98885211.708 | 82603.4222 | 1064899.305 | 276.3985 | 206.5292 |  | 281.5614 | 3823130.0358
1 | 0 | 0 | 0 | 0 | 0 | 0 |  | 0 | 0
2 | 1098668.7746 | 15494559.2772 | 3384.6597 | 5175.1273 | 48.1433 | 37.6305 |  | 48.2475 | 584133.2154
3A | 1235307.422 | 17385610.6722 | 495.6014 | -36115.8504 | 49.9192 | 37.649 |  | 49.9817 | 651013.7524
3B | 1235307.422 | 17385610.6722 | 495.6014 | -36115.8504 | 49.9192 | 37.649 |  | 49.9817 | 651449.2751
4 | 0 | 0 | 0 | 0 | 0 | 0 |  | 0 | 0
5 | 0 | 0 | 0 | 0 | 0 | 0 |  | 0 | 0
11 | 0 | 0 | 0 | 0 | 0 | 0 |  | 0 | 0
12 | 987335.9424 | 13912846.4327 | 2689.7561 | -1111.1767 | 48.3046 | 36.4235 |  | 48.4693 | 496747.934
13 | 0 | 0 | 0 | 0 | 0 | 0 |  | 0 | 0
16 | 0 | 0 | 0 | 0 | 0 | 0 |  | 0 | 0
System | 2439103.1141 | 34706584.6538 | 75537.8037 | 1133067.0552 | 80.1123 | 57.1772 |  | 84.8812 | 1439785.8589
* Include program-level and admin costs allocated based to total gas and electric programs at the measure level.
Persistent reductions in the summer (3rd Qtr) or winter (4th Qtr) of each year
| Net July-Sept Peak (kW) | Net Annual Dec-Feb (kW)
2013 | #REF! | #REF!
2014 | #REF! | #REF!
2015 | #REF! | #REF!
2016 | #REF! | #REF!
2017 | #REF! | #REF!
2018 | #REF! | #REF!
2019 | #REF! | #REF!
2020 | #REF! | #REF!
2021 | #REF! | #VALUE!
2022 | 6674.6947 | 0
2023 | 44.0041 | 66.2453
2024 | 135.6043 | 136.0474
These values are only approximations if there are dual baseline measures in the program
Monthly Impacts
First Year for Impact Table: | 2013 | These values are only approximations if there are dual baseline measures in the program
| Quarter | Monthly Five Hour Avg or TOU Peak | Net Monthly NCP (kW) |  | Monthly Net kWh | Monthly Net Therms
2013-01-01 | -39 | #REF! | #REF! |  | #REF! | #REF!
2013-02-01 | -39 | #REF! | #REF! |  | #REF! | #REF!
2013-03-01 | -39 | #REF! | #REF! |  | #REF! | #REF!
2013-04-01 | -38 | #REF! | #REF! |  | #REF! | #REF!
2013-05-01 | -38 | #REF! | #REF! |  | #REF! | #REF!
2013-06-01 | -38 | #REF! | #REF! |  | #REF! | #REF!
2013-07-01 | -37 | #REF! | #REF! |  | #REF! | #REF!
2013-08-01 | -37 | #REF! | #REF! |  | #REF! | #REF!
2013-09-01 | -37 | #REF! | #REF! |  | #REF! | #REF!
2013-10-01 | -36 | #REF! | #REF! |  | #REF! | #REF!
2013-11-01 | -36 | #REF! | #REF! |  | #REF! | #REF!
2013-12-01 | -36 | #REF! | #REF! |  | #REF! | #REF!
2014-01-01 | -35 | #REF! | #REF! |  | #REF! | #REF!
2014-02-01 | -35 | #REF! | #REF! |  | #REF! | #REF!
2014-03-01 | -35 | #REF! | #REF! |  | #REF! | #REF!
2014-04-01 | -34 | #REF! | #REF! |  | #REF! | #REF!
2014-05-01 | -34 | #REF! | #REF! |  | #REF! | #REF!
2014-06-01 | -34 | #REF! | #REF! |  | #REF! | #REF!
2014-07-01 | -33 | #REF! | #REF! |  | #REF! | #REF!
2014-08-01 | -33 | #REF! | #REF! |  | #REF! | #REF!
2014-09-01 | -33 | #REF! | #REF! |  | #REF! | #REF!
2014-10-01 | -32 | #REF! | #REF! |  | #REF! | #REF!
2014-11-01 | -32 | #REF! | #REF! |  | #REF! | #REF!
2014-12-01 | -32 | #REF! | #REF! |  | #REF! | #REF!
2015-01-01 | -31 | #REF! | #REF! |  | #REF! | #REF!
2015-02-01 | -31 | #REF! | #REF! |  | #REF! | #REF!
2015-03-01 | -31 | #REF! | #REF! |  | #REF! | #REF!
2015-04-01 | -30 | #REF! | #REF! |  | #REF! | #REF!
2015-05-01 | -30 | #REF! | #REF! |  | #REF! | #REF!
2015-06-01 | -30 | #REF! | #REF! |  | #REF! | #REF!
2015-07-01 | -29 | #REF! | #REF! |  | #REF! | #REF!
2015-08-01 | -29 | #REF! | #REF! |  | #REF! | #REF!
2015-09-01 | -29 | #REF! | #REF! |  | #REF! | #REF!
2015-10-01 | -28 | #REF! | #REF! |  | #REF! | #REF!
2015-11-01 | -28 | #REF! | #REF! |  | #REF! | #REF!
2015-12-01 | -28 | #REF! | #REF! |  | #REF! | #REF!
2016-01-01 | -27 | #REF! | #REF! |  | #REF! | #REF!
2016-02-01 | -27 | #REF! | #REF! |  | #REF! | #REF!
2016-03-01 | -27 | #REF! | #REF! |  | #REF! | #REF!
2016-04-01 | -26 | #REF! | #REF! |  | #REF! | #REF!
2016-05-01 | -26 | #REF! | #REF! |  | #REF! | #REF!
2016-06-01 | -26 | #REF! | #REF! |  | #REF! | #REF!
2016-07-01 | -25 | #REF! | #REF! |  | #REF! | #REF!
2016-08-01 | -25 | #REF! | #REF! |  | #REF! | #REF!
2016-09-01 | -25 | #REF! | #REF! |  | #REF! | #REF!
2016-10-01 | -24 | #REF! | #REF! |  | #REF! | #REF!
2016-11-01 | -24 | #REF! | #REF! |  | #REF! | #REF!
2016-12-01 | -24 | #REF! | #REF! |  | #REF! | #REF!
2017-01-01 | -23 | #REF! | #REF! |  | #REF! | #REF!
2017-02-01 | -23 | #REF! | #REF! |  | #REF! | #REF!
2017-03-01 | -23 | #REF! | #REF! |  | #REF! | #REF!
2017-04-01 | -22 | #REF! | #REF! |  | #REF! | #REF!
2017-05-01 | -22 | #REF! | #REF! |  | #REF! | #REF!
2017-06-01 | -22 | #REF! | #REF! |  | #REF! | #REF!
2017-07-01 | -21 | #REF! | #REF! |  | #REF! | #REF!
2017-08-01 | -21 | #REF! | #REF! |  | #REF! | #REF!
2017-09-01 | -21 | #REF! | #REF! |  | #REF! | #REF!
2017-10-01 | -20 | #REF! | #REF! |  | #REF! | #REF!
2017-11-01 | -20 | #REF! | #REF! |  | #REF! | #REF!
2017-12-01 | -20 | #REF! | #REF! |  | #REF! | #REF!
2018-01-01 | -19 | #REF! | #REF! |  | #REF! | #REF!
2018-02-01 | -19 | #REF! | #REF! |  | #REF! | #REF!
2018-03-01 | -19 | #REF! | #REF! |  | #REF! | #REF!
2018-04-01 | -18 | #REF! | #REF! |  | #REF! | #REF!
2018-05-01 | -18 | #REF! | #REF! |  | #REF! | #REF!
2018-06-01 | -18 | #REF! | #REF! |  | #REF! | #REF!
2018-07-01 | -17 | #REF! | #REF! |  | #REF! | #REF!
2018-08-01 | -17 | #REF! | #REF! |  | #REF! | #REF!
2018-09-01 | -17 | #REF! | #REF! |  | #REF! | #REF!
2018-10-01 | -16 | #REF! | #REF! |  | #REF! | #REF!
2018-11-01 | -16 | #REF! | #REF! |  | #REF! | #REF!
2018-12-01 | -16 | #REF! | #REF! |  | #REF! | #REF!
2019-01-01 | -15 | #REF! | #REF! |  | #REF! | #REF!
2019-02-01 | -15 | #REF! | #REF! |  | #REF! | #REF!
2019-03-01 | -15 | #REF! | #REF! |  | #REF! | #REF!
2019-04-01 | -14 | #REF! | #REF! |  | #REF! | #REF!
2019-05-01 | -14 | #REF! | #REF! |  | #REF! | #REF!
2019-06-01 | -14 | #REF! | #REF! |  | #REF! | #REF!
2019-07-01 | -13 | #REF! | #REF! |  | #REF! | #REF!
2019-08-01 | -13 | #REF! | #REF! |  | #REF! | #REF!
2019-09-01 | -13 | #REF! | #REF! |  | #REF! | #REF!
2019-10-01 | -12 | #REF! | #REF! |  | #REF! | #REF!
2019-11-01 | -12 | #REF! | #REF! |  | #REF! | #REF!
2019-12-01 | -12 | #REF! | #REF! |  | #REF! | #REF!
2020-01-01 | -11 | #REF! | #REF! |  | #REF! | #REF!
2020-02-01 | -11 | #REF! | #REF! |  | #REF! | #REF!
2020-03-01 | -11 | #REF! | #REF! |  | #REF! | #REF!
2020-04-01 | -10 | #REF! | #REF! |  | #REF! | #REF!
2020-05-01 | -10 | #REF! | #REF! |  | #REF! | #REF!
2020-06-01 | -10 | #REF! | #REF! |  | #REF! | #REF!
2020-07-01 | -9 | #REF! | #REF! |  | #REF! | #REF!
2020-08-01 | -9 | #REF! | #REF! |  | #REF! | #REF!
2020-09-01 | -9 | #REF! | #REF! |  | #REF! | #REF!
2020-10-01 | -8 | #REF! | #REF! |  | #REF! | #REF!
2020-11-01 | -8 | #REF! | #REF! |  | #REF! | #REF!
2020-12-01 | -8 | #REF! | #REF! |  | #REF! | #REF!
2021-01-01 | -7 | #REF! | #REF! |  | #REF! | #REF!
2021-02-01 | -7 | #REF! | #REF! |  | #REF! | #REF!
2021-03-01 | -7 | #REF! | #REF! |  | #REF! | #REF!
2021-04-01 | -6 | #REF! | #REF! |  | #REF! | #REF!
2021-05-01 | -6 | #REF! | #REF! |  | #REF! | #REF!
2021-06-01 | -6 | #REF! | #REF! |  | #REF! | #REF!
2021-07-01 | -5 | #REF! | #REF! |  | #REF! | #REF!
2021-08-01 | -5 | #REF! | #REF! |  | #REF! | #REF!
2021-09-01 | -5 | #REF! | #REF! |  | #REF! | #REF!
2021-10-01 | -4 | #REF! | #REF! |  | #REF! | #REF!
2021-11-01 | -4 | #REF! | #REF! |  | #REF! | #REF!
2021-12-01 | -4 | #REF! | #REF! |  | #REF! | #REF!
2022-01-01 | -3 | #VALUE! | #VALUE! |  | #VALUE! | #VALUE!
2022-02-01 | -3 | #VALUE! | #VALUE! |  | #VALUE! | #VALUE!
2022-03-01 | -3 | #VALUE! | #VALUE! |  | #VALUE! | #VALUE!
2022-04-01 | -2 | 2342.3016 | 2407.1223 |  | 1220755.5364 | 27268.5598
2022-05-01 | -2 | 2342.3016 | 2407.1223 |  | 1220755.5364 | 27268.5598
2022-06-01 | -2 | 2342.3016 | 2407.1223 |  | 1220755.5364 | 27268.5598
2022-07-01 | -1 | 6674.6947 | 6758.3965 |  | 3384371.9279 | 82793.7906
2022-08-01 | -1 | 6674.6947 | 6758.3965 |  | 3384371.9279 | 82793.7906
2022-09-01 | -1 | 6674.6947 | 6758.3965 |  | 3384371.9279 | 82793.7906
2022-10-01 | 0 | 0 | 0 |  | 0 | 0
2022-11-01 | 0 | 0 | 0 |  | 0 | 0
2022-12-01 | 0 | 0 | 0 |  | 0 | 0
2023-01-01 | 1 | 0 | 0 |  | 0 | 0
2023-02-01 | 1 | 0 | 0 |  | 0 | 0
2023-03-01 | 1 | 0 | 0 |  | 0 | 0
2023-04-01 | 2 | 21.8524 | 23.5114 |  | 45392.6894 | 996.0983
2023-05-01 | 2 | 21.8524 | 23.5114 |  | 45392.6894 | 996.0983
2023-06-01 | 2 | 21.8524 | 23.5114 |  | 45392.6894 | 996.0983
2023-07-01 | 3 | 44.0041 | 47.3448 |  | 91407.1964 | 2005.8417
2023-08-01 | 3 | 44.0041 | 47.3448 |  | 91407.1964 | 2005.8417
2023-09-01 | 3 | 44.0041 | 47.3448 |  | 91407.1964 | 2005.8417
2023-10-01 | 4 | 66.4551 | 71.5004 |  | 138043.5211 | -877.3785
2023-11-01 | 4 | 49.3505 | 49.3505 |  | 154500.2113 | -877.3785
2023-12-01 | 4 | 49.3505 | 49.3505 |  | 154500.2113 | -877.3785

## COMM 8-10yr Output by Measure
Marin Clean Energy
MCE Commercial
PG&E | [7 empty] | Levelized Benefits less Costs (TRC) |  |  |  | Levelized Benefits less Costs (PAC) |  |  |  | Benefit Cost Ratios
Net Impacts by Measure | [7 empty] | No Allocated Admin |  | w/ Allocated Admin |  | No Allocated Admin |  | w/ Allocated Admin |  | No Allocated Admin |  | w/ Allocated Admin
| Wtd Avg Net Avg Jul-Sep (kW) | Wtd Avg Net Dec-Feb Pk (kW) | Wtd Avg Net User Entered kW | Wtd Avg Annual kWh adj for Net to gross | Wtd Avg Lifecycle kWh (Annual * Measure Life) | Wtd Avg Annual Therms | Wtd Avg Lifecycle Therms | Electric ($/kWh) | Gas ($/Th) | Electric ($/kWh) | Gas ($/Th) | Electric ($/kWh) | Gas ($/Th) | Electric ($/kWh) | Gas ($/Th) | TRC | PAC | TRC | PAC
Total or Average | 281.5614 | 209.1881 | 281.5614 | 6995722.6751 | 98885211.708 | 82603.4222 | 1064899.305 | 0.13746 | 0.42807 | 0.073824 | -0.62368 | 0.15064 | 0.70632 | 0.087003 | -0.34542
MCE Commercialprogram, Tier 1 rebates | 0 | 0 | 0 | 0 | 0 | 0 | 0 | 0 | 0 | 0 | 0 | 0 | 0 | 0 | 0 | 0 | 0 | 0 | 0
Night cover reduces infiltration by 50% for 4 hours/night | -0.0097921 | -0.0072461 | -0.0097921 | 39.4227 | 197.1135 | 3.4082 | 17.0408 | -0.47457 | -6.1631 | -0.51969 | -6.7491 | -0.22153 | -2.8769 | -0.26665 | -3.4629 | 0.20062 | 0.34965 | 0.18645 | 0.30875
Night cover reduces infiltration by 50% for 4 hours/night | -0.0090545 | -0.0067003 | -0.0090545 | 40.4401 | 202.2003 | 4.1203 | 20.6015 | -0.42345 | -5.0923 | -0.47217 | -5.6783 | -0.18814 | -2.2626 | -0.23687 | -2.8485 | 0.23298 | 0.40605 | 0.21408 | 0.35191
Night cover reduces infiltration by 50% for 4 hours/night | -0.0090545 | -0.0067003 | -0.0090545 | 40.4401 | 202.2003 | 4.1203 | 20.6015 | -0.4229 | -5.1016 | -0.47148 | -5.6876 | -0.188 | -2.2679 | -0.23657 | -2.8539 | 0.23265 | 0.40548 | 0.21381 | 0.35149
Night cover reduces infiltration by 50% for 4 hours/night | -0.007147 | -0.0052887 | -0.007147 | 38.151 | 190.755 | 3.0266 | 15.1332 | -0.53365 | -6.5533 | -0.58137 | -7.1393 | -0.25251 | -3.1008 | -0.30022 | -3.6868 | 0.19096 | 0.33281 | 0.17807 | 0.29555
Open fixture is retrofitted with doors and additional lighting | 0.12056 | 0.089212 | 0.12056 | 317.925 | 3815.1 | 65.3654 | 784.3846 | -0.010454 | -0.088902 | -0.087154 | -0.74115 | 0.080294 | 0.68282 | 0.0035945 | 0.030568 | 0.9509 | 1.6573 | 0.69906 | 1.0181
Open fixture is retrofitted with doors and additional lighting | 0.056209 | 0.041595 | 0.056209 | 317.925 | 3815.1 | 76.8107 | 921.7282 | 0.0012224 | 0.01214 | -0.064456 | -0.64011 | 0.074594 | 0.74079 | 0.0089158 | 0.088542 | 1.0071 | 1.7552 | 0.72897 | 1.0542
Open fixture is retrofitted with doors and additional lighting | 0.056209 | 0.041595 | 0.056209 | 317.925 | 3815.1 | 76.8107 | 921.7282 | 0.0013216 | 0.013099 | -0.064482 | -0.63915 | 0.074792 | 0.74134 | 0.0089883 | 0.089093 | 1.0077 | 1.7562 | 0.72927 | 1.0546
Open fixture is retrofitted with doors and additional lighting | 0.16125 | 0.11933 | 0.16125 | 310.2948 | 3723.5376 | 59.2612 | 711.1346 | -0.020917 | -0.16495 | -0.10363 | -0.81719 | 0.081054 | 0.63918 | -0.0016566 | -0.013064 | 0.91257 | 1.5905 | 0.67813 | 0.99247
Replace open fixtures with fixtures having doors | 0.12641 | 0.093541 | 0.12641 | 366.2496 | 4394.9952 | 65.3654 | 784.3846 | -0.22794 | -1.9769 | -0.30314 | -2.6291 | -0.046171 | -0.40044 | -0.12138 | -1.0527 | 0.4655 | 0.8113 | 0.39572 | 0.62057
Replace open fixtures with fixtures having doors | 0.060533 | 0.044794 | 0.060533 | 363.7062 | 4364.4744 | 76.8107 | 921.7282 | -0.17956 | -1.7921 | -0.24491 | -2.4444 | -0.029502 | -0.29446 | -0.094851 | -0.9467 | 0.48997 | 0.85395 | 0.41326 | 0.64521
Replace open fixtures with fixtures having doors | 0.060533 | 0.044794 | 0.060533 | 363.7062 | 4364.4744 | 76.8107 | 921.7282 | -0.17968 | -1.7901 | -0.24514 | -2.4424 | -0.029438 | -0.29329 | -0.094905 | -0.94553 | 0.49026 | 0.85444 | 0.41346 | 0.6455
Replace open fixtures with fixtures having doors | 0.16736 | 0.12384 | 0.16736 | 358.6194 | 4303.4328 | 59.2612 | 711.1346 | -0.26187 | -2.1244 | -0.34227 | -2.7766 | -0.059796 | -0.48508 | -0.1402 | -1.1373 | 0.44765 | 0.78018 | 0.38274 | 0.60219
0 | 0 | 0 | 0 | 0 | 0 | 0 | 0 | 0 | 0 | 0 | 0 | 0 | 0 | 0 | 0 | 0 | 0 | 0 | 0
SCT controlled to 70degF | 0.51504 | 0.38113 | 0.51504 | 52457.625 | 839322 | 12.3991 | 198.3852 | 0.14016 | 1.5956 | 0.084737 | 0.9647 | 0.14277 | 1.6254 | 0.087349 | 0.99444 | 23.867 | 41.5967 | 2.3767 | 2.4821
SCT controlled to 70degF | -0.15356 | -0.11363 | -0.15356 | 46417.05 | 742672.8 | 13.8933 | 222.2932 | 0.13831 | 1.5886 | 0.083376 | 0.95769 | 0.14115 | 1.6214 | 0.086226 | 0.99042 | 21.6875 | 37.7983 | 2.3532 | 2.4673
SCT controlled to 70degF | -0.15356 | -0.11363 | -0.15356 | 46417.05 | 742672.8 | 13.8933 | 222.2932 | 0.1383 | 1.5886 | 0.083372 | 0.95769 | 0.14115 | 1.6214 | 0.086222 | 0.99042 | 21.6867 | 37.7968 | 2.3532 | 2.4673
SCT controlled to 70degF | -0.34972 | -0.25879 | -0.34972 | 43873.65 | 701978.4 | 11.0638 | 177.0206 | 0.13717 | 1.582 | 0.082465 | 0.95107 | 0.14025 | 1.6176 | 0.085548 | 0.98662 | 19.967 | 34.7996 | 2.3314 | 2.4535
Control SCT to wetbulb + 17degF TD, 70degF min, backflood setpoint of 68degF | 2.3367 | 1.7292 | 2.3367 | 56272.725 | 900363.6 | 10.3326 | 165.321 | 0.14293 | 1.5907 | 0.086237 | 0.95972 | 0.14579 | 1.6225 | 0.089101 | 0.99159 | 22.2768 | 38.8252 | 2.36 | 2.4716
Control SCT to wetbulb + 17degF TD, 70degF min, backflood setpoint of 68degF | 0.89973 | 0.6658 | 0.89973 | 50868 | 813888 | 11.2228 | 179.564 | 0.13943 | 1.5839 | 0.083887 | 0.95298 | 0.14248 | 1.6187 | 0.086945 | 0.98772 | 20.4336 | 35.6129 | 2.3376 | 2.4574
Control SCT to wetbulb + 17degF TD, 70degF min, backflood setpoint of 68degF | 0.89973 | 0.6658 | 0.89973 | 50868 | 813888 | 11.2228 | 179.564 | 0.13946 | 1.5839 | 0.083906 | 0.95299 | 0.14252 | 1.6187 | 0.086964 | 0.98773 | 20.4378 | 35.6202 | 2.3377 | 2.4575
Control SCT to wetbulb + 17degF TD, 70degF min, backflood setpoint of 68degF | 1.7041 | 1.261 | 1.7041 | 48324.6 | 773193.6 | 8.8065 | 140.9044 | 0.14124 | 1.5791 | 0.084806 | 0.94815 | 0.14453 | 1.6159 | 0.088097 | 0.98495 | 19.2914 | 33.6222 | 2.3219 | 2.4474
Control SCT to wetbulb + 17degF TD, 70degF min, backflood setpt of 68degF, var-spd cond | 2.9058 | 2.1503 | 2.9058 | 59134.05 | 946144.8 | 10.3326 | 165.321 | 0.14042 | 1.5544 | 0.083424 | 0.92343 | 0.1447 | 1.6017 | 0.0877 | 0.97076 | 14.9966 | 26.1368 | 2.2445 | 2.3975
Control SCT to wetbulb + 17degF TD, 70degF min, backflood setpt of 68degF, var-spd cond | 1.7359 | 1.2845 | 1.7359 | 54047.25 | 864756 | 11.2863 | 180.5814 | 0.13711 | 1.5459 | 0.081151 | 0.91499 | 0.14163 | 1.5969 | 0.085669 | 0.96592 | 13.9375 | 24.2911 | 2.2193 | 2.3809
Control SCT to wetbulb + 17degF TD, 70degF min, backflood setpt of 68degF, var-spd cond | 1.7359 | 1.2845 | 1.7359 | 54047.25 | 864756 | 11.2863 | 180.5814 | 0.13717 | 1.546 | 0.081186 | 0.91503 | 0.14168 | 1.5969 | 0.085703 | 0.96595 | 13.9427 | 24.3001 | 2.2194 | 2.381
Control SCT to wetbulb + 17degF TD, 70degF min, backflood setpt of 68degF, var-spd cond | 2.1746 | 1.6092 | 2.1746 | 51503.85 | 824061.6 | 8.8383 | 141.413 | 0.13832 | 1.5389 | 0.081612 | 0.90798 | 0.14317 | 1.5928 | 0.086459 | 0.9619 | 13.1651 | 22.9448 | 2.1987 | 2.3673
0 | 0 | 0 | 0 | 0 | 0 | 0 | 0 | 0 | 0 | 0 | 0 | 0 | 0 | 0 | 0 | 0 | 0 | 0 | 0
SST setpoint reset based on worst-case demand | 0.4807 | 0.35572 | 0.4807 | 2333.5695 | 37337.112 | 0.27469 | 4.395 | 0.12439 | 1.2398 | 0.061087 | 0.60885 | 0.14259 | 1.4212 | 0.079289 | 0.79027 | 3.9128 | 6.8195 | 1.5762 | 1.903
SST setpoint reset based on worst-case demand | 0.20411 | 0.15104 | 0.20411 | 2066.5125 | 33064.2 | 0.30839 | 4.9342 | 0.10632 | 1.1587 | 0.048425 | 0.52773 | 0.12614 | 1.3747 | 0.068245 | 0.74372 | 3.2865 | 5.7279 | 1.4639 | 1.8069
SST setpoint reset based on worst-case demand | 0.20411 | 0.15104 | 0.20411 | 2066.5125 | 33064.2 | 0.30839 | 4.9342 | 0.10649 | 1.1592 | 0.04853 | 0.52829 | 0.12631 | 1.375 | 0.06835 | 0.74404 | 3.2901 | 5.7342 | 1.4646 | 1.8075
SST setpoint reset based on worst-case demand | 0.45145 | 0.33408 | 0.45145 | 2238.192 | 35811.072 | 0.24544 | 3.927 | 0.12277 | 1.228 | 0.059695 | 0.5971 | 0.14141 | 1.4145 | 0.078333 | 0.78352 | 3.8077 | 6.6362 | 1.5589 | 1.8885
0 | 0 | 0 | 0 | 0 | 0 | 0 | 0 | 0 | 0 | 0 | 0 | 0 | 0 | 0 | 0 | 0 | 0 | 0 | 0
Hot water boiler (< 300 kBtuh, 84.5% AFUE, atmospheric) | 0 | 0 | 0 | 0 | 0 | 0 | 0 | 0 | 0 | 0 | 0 | 0 | 0 | 0 | 0 | 0 | 0 | 0 | 0
Hot water boiler (< 300 kBtuh, 84.5% AFUE, atmospheric) | 0 | 0 | 0 | 0 | 0 | 0 | 0 | 0 | 0 | 0 | 0 | 0 | 0 | 0 | 0 | 0 | 0 | 0 | 0
Hot water boiler (< 300 kBtuh, 84.5% AFUE, atmospheric) | 0 | 0 | 0 | 0 | 0 | 0 | 0 | 0 | 0 | 0 | 0 | 0 | 0 | 0 | 0 | 0 | 0 | 0 | 0
Hot water boiler (< 300 kBtuh, 84.5% AFUE, atmospheric) | 0 | 0 | 0 | 0 | 0 | 0 | 0 | 0 | 0 | 0 | 0 | 0 | 0 | 0 | 0 | 0 | 0 | 0 | 0
Hot water boiler (< 300 kBtuh, 84.5% AFUE, forced draft) | 0 | 0 | 0 | 0 | 0 | 0 | 0 | 0 | 0 | 0 | 0 | 0 | 0 | 0 | 0 | 0 | 0 | 0 | 0
Hot water boiler (< 300 kBtuh, 84.5% AFUE, forced draft) | 0 | 0 | 0 | 0 | 0 | 0 | 0 | 0 | 0 | 0 | 0 | 0 | 0 | 0 | 0 | 0 | 0 | 0 | 0
Hot water boiler (< 300 kBtuh, 84.5% AFUE, forced draft) | 0 | 0 | 0 | 0 | 0 | 0 | 0 | 0 | 0 | 0 | 0 | 0 | 0 | 0 | 0 | 0 | 0 | 0 | 0
Hot water boiler (< 300 kBtuh, 84.5% AFUE, forced draft) | 0 | 0 | 0 | 0 | 0 | 0 | 0 | 0 | 0 | 0 | 0 | 0 | 0 | 0 | 0 | 0 | 0 | 0 | 0
Hot water boiler (< 300 kBtuh, 94.0 AFUE, condensing) | 0 | 0 | 0 | 0 | 0 | 0 | 0 | 0 | 0 | 0 | 0 | 0 | 0 | 0 | 0 | 0 | 0 | 0 | 0
Hot water boiler (< 300 kBtuh, 94.0 AFUE, condensing) | 0 | 0 | 0 | 0 | 0 | 0 | 0 | 0 | 0 | 0 | 0 | 0 | 0 | 0 | 0 | 0 | 0 | 0 | 0
Hot water boiler (< 300 kBtuh, 94.0 AFUE, condensing) | 0 | 0 | 0 | 0 | 0 | 0 | 0 | 0 | 0 | 0 | 0 | 0 | 0 | 0 | 0 | 0 | 0 | 0 | 0
Hot water boiler (< 300 kBtuh, 94.0 AFUE, condensing) | 0 | 0 | 0 | 0 | 0 | 0 | 0 | 0 | 0 | 0 | 0 | 0 | 0 | 0 | 0 | 0 | 0 | 0 | 0
Hot water boiler (> 2500 kBtuh, 85.0% combustion efficiency, atmospheric) | 0 | 0 | 0 | 0 | 0 | 0 | 0 | 0 | 0 | 0 | 0 | 0 | 0 | 0 | 0 | 0 | 0 | 0 | 0
Hot water boiler (> 2500 kBtuh, 85.0% combustion efficiency, atmospheric) | 0 | 0 | 0 | 0 | 0 | 0 | 0 | 0 | 0 | 0 | 0 | 0 | 0 | 0 | 0 | 0 | 0 | 0 | 0
Hot water boiler (> 2500 kBtuh, 85.0% combustion efficiency, atmospheric) | 0 | 0 | 0 | 0 | 0 | 0 | 0 | 0 | 0 | 0 | 0 | 0 | 0 | 0 | 0 | 0 | 0 | 0 | 0
Hot water boiler (> 2500 kBtuh, 85.0% combustion efficiency, atmospheric) | 0 | 0 | 0 | 0 | 0 | 0 | 0 | 0 | 0 | 0 | 0 | 0 | 0 | 0 | 0 | 0 | 0 | 0 | 0
Hot water boiler (> 2500 kBtuh, 85.0% combustion efficiency, forced draft) | 0 | 0 | 0 | 0 | 0 | 0 | 0 | 0 | 0 | 0 | 0 | 0 | 0 | 0 | 0 | 0 | 0 | 0 | 0
Hot water boiler (> 2500 kBtuh, 85.0% combustion efficiency, forced draft) | 0 | 0 | 0 | 0 | 0 | 0 | 0 | 0 | 0 | 0 | 0 | 0 | 0 | 0 | 0 | 0 | 0 | 0 | 0
Hot water boiler (> 2500 kBtuh, 85.0% combustion efficiency, forced draft) | 0 | 0 | 0 | 0 | 0 | 0 | 0 | 0 | 0 | 0 | 0 | 0 | 0 | 0 | 0 | 0 | 0 | 0 | 0
Hot water boiler (> 2500 kBtuh, 85.0% combustion efficiency, forced draft) | 0 | 0 | 0 | 0 | 0 | 0 | 0 | 0 | 0 | 0 | 0 | 0 | 0 | 0 | 0 | 0 | 0 | 0 | 0
Hot water boiler (300-2500 kBtuh, 85.0% thermal efficiency, atmospheric) | 0 | 0 | 0 | 0 | 0 | 0 | 0 | 0 | 0 | 0 | 0 | 0 | 0 | 0 | 0 | 0 | 0 | 0 | 0
Hot water boiler (300-2500 kBtuh, 85.0% thermal efficiency, atmospheric) | 0 | 0 | 0 | 0 | 0 | 0 | 0 | 0 | 0 | 0 | 0 | 0 | 0 | 0 | 0 | 0 | 0 | 0 | 0
Hot water boiler (300-2500 kBtuh, 85.0% thermal efficiency, atmospheric) | 0 | 0 | 0 | 0 | 0 | 0 | 0 | 0 | 0 | 0 | 0 | 0 | 0 | 0 | 0 | 0 | 0 | 0 | 0
Hot water boiler (300-2500 kBtuh, 85.0% thermal efficiency, atmospheric) | 0 | 0 | 0 | 0 | 0 | 0 | 0 | 0 | 0 | 0 | 0 | 0 | 0 | 0 | 0 | 0 | 0 | 0 | 0
Hot water boiler (300-2500 kBtuh, 85.0% thermal efficiency, forced draft) | 0 | 0 | 0 | 0 | 0 | 0 | 0 | 0 | 0 | 0 | 0 | 0 | 0 | 0 | 0 | 0 | 0 | 0 | 0
Hot water boiler (300-2500 kBtuh, 85.0% thermal efficiency, forced draft) | 0 | 0 | 0 | 0 | 0 | 0 | 0 | 0 | 0 | 0 | 0 | 0 | 0 | 0 | 0 | 0 | 0 | 0 | 0
Hot water boiler (300-2500 kBtuh, 85.0% thermal efficiency, forced draft) | 0 | 0 | 0 | 0 | 0 | 0 | 0 | 0 | 0 | 0 | 0 | 0 | 0 | 0 | 0 | 0 | 0 | 0 | 0
Hot water boiler (300-2500 kBtuh, 85.0% thermal efficiency, forced draft) | 0 | 0 | 0 | 0 | 0 | 0 | 0 | 0 | 0 | 0 | 0 | 0 | 0 | 0 | 0 | 0 | 0 | 0 | 0
Hot water boiler (300-2500 kBtuh, 94.0% thermal efficiency, condensing) | -0.019961 | -0.029142 | -0.019961 | -805.7491 | -16114.9824 | 1690.8523 | 33817.0464 | 0.13592 | 0.7076 | 0.13592 | 0.14085 | 0.13592 | 1.0709 | 0.13592 | 0.50413 | 1.8154 | 3.3667 | 1.0561 | 1.443
Hot water boiler (300-2500 kBtuh, 94.0% thermal efficiency, condensing) | -0.016237 | -0.023706 | -0.016237 | -750.8117 | -15016.2336 | 1526.04 | 30520.8 | 0.13503 | 0.62246 | 0.13503 | 0.055699 | 0.13503 | 1.025 | 0.13503 | 0.45822 | 1.6365 | 3.035 | 0.99255 | 1.3775
Hot water boiler (300-2500 kBtuh, 94.0% thermal efficiency, condensing) | -0.016237 | -0.023706 | -0.016237 | -750.8117 | -15016.2336 | 1526.04 | 30520.8 | 0.13506 | 0.62246 | 0.13506 | 0.055699 | 0.13506 | 1.025 | 0.13506 | 0.45822 | 1.6365 | 3.035 | 0.99253 | 1.3775
Hot water boiler (300-2500 kBtuh, 94.0% thermal efficiency, condensing) | -0.017885 | -0.026112 | -0.017885 | -659.2493 | -13184.9856 | 1367.3318 | 27346.6368 | 0.13611 | 0.52106 | 0.13611 | -0.045695 | 0.13611 | 0.9703 | 0.13611 | 0.40355 | 1.4671 | 2.7209 | 0.92779 | 1.3093
0 | 0 | 0 | 0 | 0 | 0 | 0 | 0 | 0 | 0 | 0 | 0 | 0 | 0 | 0 | 0 | 0 | 0 | 0 | 0
Small storage HP water heater: 40 gallon, EF = 2.00, RE = 0.98, Cap = 4.5 kW, UA = 4.20 BTU/hr-F | 0 | 0 | 0 | 0 | 0 | 0 | 0 | 0 | 0 | 0 | 0 | 0 | 0 | 0 | 0 | 0 | 0 | 0 | 0
Small storage HP water heater: 40 gallon, EF = 2.00, RE = 0.98, Cap = 4.5 kW, UA = 4.20 BTU/hr-F | 0 | 0 | 0 | 0 | 0 | 0 | 0 | 0 | 0 | 0 | 0 | 0 | 0 | 0 | 0 | 0 | 0 | 0 | 0
Small storage HP water heater: 40 gallon, EF = 2.00, RE = 0.98, Cap = 4.5 kW, UA = 4.20 BTU/hr-F | 0 | 0 | 0 | 0 | 0 | 0 | 0 | 0 | 0 | 0 | 0 | 0 | 0 | 0 | 0 | 0 | 0 | 0 | 0
Small storage HP water heater: 40 gallon, EF = 2.00, RE = 0.98, Cap = 4.5 kW, UA = 4.20 BTU/hr-F | 0 | 0 | 0 | 0 | 0 | 0 | 0 | 0 | 0 | 0 | 0 | 0 | 0 | 0 | 0 | 0 | 0 | 0 | 0
Small storage HP water heater: 40 gallon, EF = 2.20, RE = 0.98, Cap = 4.5 kW, UA = 4.20 BTU/hr-F | 2.9042 | 4.2402 | 2.9042 | 13948.9594 | 139489.5938 | 0 | 0 | 0.1052 | 0 | 0.035742 | 0 | 0.13902 | 0 | 0.069558 | 0 | 2.3462 | 4.1359 | 1.2421 | 1.6113
Small storage HP water heater: 40 gallon, EF = 2.20, RE = 0.98, Cap = 4.5 kW, UA = 4.20 BTU/hr-F | 2.8792 | 4.2036 | 2.8792 | 13162.095 | 131620.95 | 0 | 0 | 0.094581 | 0 | 0.027373 | 0 | 0.13042 | 0 | 0.063211 | 0 | 2.142 | 3.7759 | 1.1825 | 1.5536
Small storage HP water heater: 40 gallon, EF = 2.20, RE = 0.98, Cap = 4.5 kW, UA = 4.20 BTU/hr-F | 2.8792 | 4.2036 | 2.8792 | 13162.095 | 131620.95 | 0 | 0 | 0.094987 | 0 | 0.027625 | 0 | 0.13082 | 0 | 0.063463 | 0 | 2.1469 | 3.7846 | 1.1839 | 1.555
Small storage HP water heater: 40 gallon, EF = 2.20, RE = 0.98, Cap = 4.5 kW, UA = 4.20 BTU/hr-F | 2.6968 | 3.9373 | 2.6968 | 12661.3631 | 126613.6313 | 0 | 0 | 0.09741 | 0 | 0.02789 | 0 | 0.13467 | 0 | 0.065145 | 0 | 2.1314 | 3.7573 | 1.1792 | 1.5504
Small storage HP water heater: 40 gallon, EF = 2.40, RE = 0.98, Cap = 4.5 kW, UA = 4.20 BTU/hr-F | 3.1546 | 4.6057 | 3.1546 | 15343.8553 | 153438.5531 | 0 | 0 | 0.11201 | 0 | 0.042658 | 0 | 0.14275 | 0 | 0.0734 | 0 | 2.5766 | 4.542 | 1.3039 | 1.6694
Small storage HP water heater: 40 gallon, EF = 2.40, RE = 0.98, Cap = 4.5 kW, UA = 4.20 BTU/hr-F | 3.1332 | 4.5744 | 3.1332 | 14485.4578 | 144854.5781 | 0 | 0 | 0.10194 | 0 | 0.034813 | 0 | 0.13451 | 0 | 0.067377 | 0 | 2.3547 | 4.1508 | 1.2445 | 1.6135
Small storage HP water heater: 40 gallon, EF = 2.40, RE = 0.98, Cap = 4.5 kW, UA = 4.20 BTU/hr-F | 3.1332 | 4.5744 | 3.1332 | 14485.4578 | 144854.5781 | 0 | 0 | 0.10235 | 0 | 0.035062 | 0 | 0.13491 | 0 | 0.067626 | 0 | 2.36 | 4.1602 | 1.246 | 1.6149
Small storage HP water heater: 40 gallon, EF = 2.40, RE = 0.98, Cap = 4.5 kW, UA = 4.20 BTU/hr-F | 2.9293 | 4.2768 | 2.9293 | 13948.9594 | 139489.5938 | 0 | 0 | 0.10502 | 0 | 0.035625 | 0 | 0.13883 | 0 | 0.069441 | 0 | 2.3438 | 4.1317 | 1.2415 | 1.6106
Small storage HP water heater: 50 gallon, EF = 2.00, RE = 0.98, Cap = 5 kW, UA = 4.20 BTU/hr-F | 0 | 0 | 0 | 0 | 0 | 0 | 0 | 0 | 0 | 0 | 0 | 0 | 0 | 0 | 0 | 0 | 0 | 0 | 0
Small storage HP water heater: 50 gallon, EF = 2.00, RE = 0.98, Cap = 5 kW, UA = 4.20 BTU/hr-F | 0 | 0 | 0 | 0 | 0 | 0 | 0 | 0 | 0 | 0 | 0 | 0 | 0 | 0 | 0 | 0 | 0 | 0 | 0
Small storage HP water heater: 50 gallon, EF = 2.00, RE = 0.98, Cap = 5 kW, UA = 4.20 BTU/hr-F | 0 | 0 | 0 | 0 | 0 | 0 | 0 | 0 | 0 | 0 | 0 | 0 | 0 | 0 | 0 | 0 | 0 | 0 | 0
Small storage HP water heater: 50 gallon, EF = 2.00, RE = 0.98, Cap = 5 kW, UA = 4.20 BTU/hr-F | 0 | 0 | 0 | 0 | 0 | 0 | 0 | 0 | 0 | 0 | 0 | 0 | 0 | 0 | 0 | 0 | 0 | 0 | 0
Small storage HP water heater: 50 gallon, EF = 2.20, RE = 0.98, Cap = 5 kW, UA = 4.20 BTU/hr-F | 3.2047 | 4.6788 | 3.2047 | 16059.1866 | 160591.8656 | 0 | 0 | 0.1346 | 0 | 0.065516 | 0 | 0.15402 | 0 | 0.084936 | 0 | 3.8188 | 6.4364 | 1.5608 | 1.8719
Small storage HP water heater: 50 gallon, EF = 2.20, RE = 0.98, Cap = 5 kW, UA = 4.20 BTU/hr-F | 3.2083 | 4.6841 | 3.2083 | 15200.7891 | 152007.8906 | 0 | 0 | 0.12631 | 0 | 0.059349 | 0 | 0.14683 | 0 | 0.079866 | 0 | 3.5039 | 5.9057 | 1.5055 | 1.8242
Small storage HP water heater: 50 gallon, EF = 2.20, RE = 0.98, Cap = 5 kW, UA = 4.20 BTU/hr-F | 3.2083 | 4.6841 | 3.2083 | 15200.7891 | 152007.8906 | 0 | 0 | 0.12671 | 0 | 0.059592 | 0 | 0.14722 | 0 | 0.080109 | 0 | 3.5116 | 5.9188 | 1.5069 | 1.8255
Small storage HP water heater: 50 gallon, EF = 2.20, RE = 0.98, Cap = 5 kW, UA = 4.20 BTU/hr-F | 3.008 | 4.3916 | 3.008 | 14700.0572 | 147000.5719 | 0 | 0 | 0.13039 | 0 | 0.061226 | 0 | 0.1516 | 0 | 0.082442 | 0 | 3.4994 | 5.8982 | 1.5046 | 1.8235
Small storage HP water heater: 50 gallon, EF = 2.40, RE = 0.98, Cap = 5 kW, UA = 4.20 BTU/hr-F | 3.4801 | 5.0809 | 3.4801 | 17632.9153 | 176329.1531 | 0 | 0 | 0.13861 | 0 | 0.06962 | 0 | 0.15629 | 0 | 0.087307 | 0 | 4.1871 | 7.0573 | 1.619 | 1.9211
Small storage HP water heater: 50 gallon, EF = 2.40, RE = 0.98, Cap = 5 kW, UA = 4.20 BTU/hr-F | 3.4872 | 5.0914 | 3.4872 | 16702.9847 | 167029.8469 | 0 | 0 | 0.13066 | 0 | 0.063768 | 0 | 0.14933 | 0 | 0.08244 | 0 | 3.846 | 6.4824 | 1.5653 | 1.8758
Small storage HP water heater: 50 gallon, EF = 2.40, RE = 0.98, Cap = 5 kW, UA = 4.20 BTU/hr-F | 3.4872 | 5.0914 | 3.4872 | 16702.9847 | 167029.8469 | 0 | 0 | 0.13105 | 0 | 0.064009 | 0 | 0.14972 | 0 | 0.082681 | 0 | 3.8545 | 6.4966 | 1.5667 | 1.877
Small storage HP water heater: 50 gallon, EF = 2.40, RE = 0.98, Cap = 5 kW, UA = 4.20 BTU/hr-F | 3.2619 | 4.7624 | 3.2619 | 16166.4863 | 161664.8625 | 0 | 0 | 0.13479 | 0 | 0.065756 | 0 | 0.15408 | 0 | 0.085048 | 0 | 3.8417 | 6.4751 | 1.5646 | 1.8752
Small storage HP water heater: 60 gallon, EF = 2.20, RE = 0.98, Cap = 5.5 kW, UA = 4.20 BTU/hr-F | 0 | 0 | 0 | 0 | 0 | 0 | 0 | 0 | 0 | 0 | 0 | 0 | 0 | 0 | 0 | 0 | 0 | 0 | 0
Small storage HP water heater: 60 gallon, EF = 2.20, RE = 0.98, Cap = 5.5 kW, UA = 4.20 BTU/hr-F | 0 | 0 | 0 | 0 | 0 | 0 | 0 | 0 | 0 | 0 | 0 | 0 | 0 | 0 | 0 | 0 | 0 | 0 | 0
Small storage HP water heater: 60 gallon, EF = 2.20, RE = 0.98, Cap = 5.5 kW, UA = 4.20 BTU/hr-F | 0 | 0 | 0 | 0 | 0 | 0 | 0 | 0 | 0 | 0 | 0 | 0 | 0 | 0 | 0 | 0 | 0 | 0 | 0
Small storage HP water heater: 60 gallon, EF = 2.20, RE = 0.98, Cap = 5.5 kW, UA = 4.20 BTU/hr-F | 0 | 0 | 0 | 0 | 0 | 0 | 0 | 0 | 0 | 0 | 0 | 0 | 0 | 0 | 0 | 0 | 0 | 0 | 0
Small storage HP water heater: 60 gallon, EF = 2.40, RE = 0.98, Cap = 5.5 kW, UA = 4.20 BTU/hr-F | 0 | 0 | 0 | 0 | 0 | 0 | 0 | 0 | 0 | 0 | 0 | 0 | 0 | 0 | 0 | 0 | 0 | 0 | 0
Small storage HP water heater: 60 gallon, EF = 2.40, RE = 0.98, Cap = 5.5 kW, UA = 4.20 BTU/hr-F | 0 | 0 | 0 | 0 | 0 | 0 | 0 | 0 | 0 | 0 | 0 | 0 | 0 | 0 | 0 | 0 | 0 | 0 | 0
Small storage HP water heater: 60 gallon, EF = 2.40, RE = 0.98, Cap = 5.5 kW, UA = 4.20 BTU/hr-F | 0 | 0 | 0 | 0 | 0 | 0 | 0 | 0 | 0 | 0 | 0 | 0 | 0 | 0 | 0 | 0 | 0 | 0 | 0
Small storage HP water heater: 60 gallon, EF = 2.40, RE = 0.98, Cap = 5.5 kW, UA = 4.20 BTU/hr-F | 0 | 0 | 0 | 0 | 0 | 0 | 0 | 0 | 0 | 0 | 0 | 0 | 0 | 0 | 0 | 0 | 0 | 0 | 0
Small storage HP water heater: 75 gallon, EF = 2.20, RE = 0.98, Cap = 5.5 kW, UA = 4.20 BTU/hr-F | 0 | 0 | 0 | 0 | 0 | 0 | 0 | 0 | 0 | 0 | 0 | 0 | 0 | 0 | 0 | 0 | 0 | 0 | 0
Small storage HP water heater: 75 gallon, EF = 2.20, RE = 0.98, Cap = 5.5 kW, UA = 4.20 BTU/hr-F | 0 | 0 | 0 | 0 | 0 | 0 | 0 | 0 | 0 | 0 | 0 | 0 | 0 | 0 | 0 | 0 | 0 | 0 | 0
Small storage HP water heater: 75 gallon, EF = 2.20, RE = 0.98, Cap = 5.5 kW, UA = 4.20 BTU/hr-F | 0 | 0 | 0 | 0 | 0 | 0 | 0 | 0 | 0 | 0 | 0 | 0 | 0 | 0 | 0 | 0 | 0 | 0 | 0
Small storage HP water heater: 75 gallon, EF = 2.20, RE = 0.98, Cap = 5.5 kW, UA = 4.20 BTU/hr-F | 0 | 0 | 0 | 0 | 0 | 0 | 0 | 0 | 0 | 0 | 0 | 0 | 0 | 0 | 0 | 0 | 0 | 0 | 0
Small storage HP water heater: 75 gallon, EF = 2.40, RE = 0.98, Cap = 5.5 kW, UA = 4.20 BTU/hr-F | 0 | 0 | 0 | 0 | 0 | 0 | 0 | 0 | 0 | 0 | 0 | 0 | 0 | 0 | 0 | 0 | 0 | 0 | 0
Small storage HP water heater: 75 gallon, EF = 2.40, RE = 0.98, Cap = 5.5 kW, UA = 4.20 BTU/hr-F | 0 | 0 | 0 | 0 | 0 | 0 | 0 | 0 | 0 | 0 | 0 | 0 | 0 | 0 | 0 | 0 | 0 | 0 | 0
Small storage HP water heater: 75 gallon, EF = 2.40, RE = 0.98, Cap = 5.5 kW, UA = 4.20 BTU/hr-F | 0 | 0 | 0 | 0 | 0 | 0 | 0 | 0 | 0 | 0 | 0 | 0 | 0 | 0 | 0 | 0 | 0 | 0 | 0
Small storage HP water heater: 75 gallon, EF = 2.40, RE = 0.98, Cap = 5.5 kW, UA = 4.20 BTU/hr-F | 0 | 0 | 0 | 0 | 0 | 0 | 0 | 0 | 0 | 0 | 0 | 0 | 0 | 0 | 0 | 0 | 0 | 0 | 0
Small storage Gas water heater: 40 gallon, EF = 0.70, RE = 0.82, Cap = 40kBTUh, UA = 4.63 BTU/hr-F, AuxBTUh: 350 | 0 | 0 | 0 | 0 | 0 | 1096.8413 | 10968.4125 | 0 | 0.52679 | 0 | -0.10928 | 0 | 0.79851 | 0 | 0.16244 | 1.4572 | 1.9069 | 0.93889 | 1.1071
Small storage Gas water heater: 40 gallon, EF = 0.70, RE = 0.82, Cap = 40kBTUh, UA = 4.63 BTU/hr-F, AuxBTUh: 350 | 0 | 0 | 0 | 0 | 0 | 1077.7658 | 10777.6575 | 0 | 0.5064 | 0 | -0.12967 | 0 | 0.78293 | 0 | 0.14686 | 1.4319 | 1.8738 | 0.92831 | 1.0959
Small storage Gas water heater: 40 gallon, EF = 0.70, RE = 0.82, Cap = 40kBTUh, UA = 4.63 BTU/hr-F, AuxBTUh: 350 | 0 | 0 | 0 | 0 | 0 | 1077.7658 | 10777.6575 | 0 | 0.5064 | 0 | -0.12967 | 0 | 0.78293 | 0 | 0.14686 | 1.4319 | 1.8738 | 0.92831 | 1.0959
Small storage Gas water heater: 40 gallon, EF = 0.70, RE = 0.82, Cap = 40kBTUh, UA = 4.63 BTU/hr-F, AuxBTUh: 350 | 0 | 0 | 0 | 0 | 0 | 1011.0015 | 10110.015 | 0 | 0.42897 | 0 | -0.2071 | 0 | 0.72376 | 0 | 0.08769 | 1.3432 | 1.7577 | 0.89019 | 1.0551
Small storage Gas water heater: 40 gallon, EF = 0.82, RE = 0.9, Cap = 40kBTUh, UA = 2.61 BTU/hr-F, VentW: 50, AuxBTUh: 350 | -0.38342 | -0.55979 | -0.38342 | -1974.3142 | -19743.1425 | 3548.043 | 35480.43 | 0.18173 | 1.1447 | 0.18173 | 0.50862 | 0.18173 | 1.2707 | 0.18173 | 0.63462 | 2.9532 | 3.8647 | 1.3482 | 1.5108
Small storage Gas water heater: 40 gallon, EF = 0.82, RE = 0.9, Cap = 40kBTUh, UA = 2.61 BTU/hr-F, VentW: 50, AuxBTUh: 350 | -0.40917 | -0.59739 | -0.40917 | -1917.0878 | -19170.8775 | 3447.8966 | 34478.9662 | 0.17696 | 1.1292 | 0.17696 | 0.4931 | 0.17696 | 1.2588 | 0.17696 | 0.62276 | 2.8749 | 3.7621 | 1.3328 | 1.4965
Small storage Gas water heater: 40 gallon, EF = 0.82, RE = 0.9, Cap = 40kBTUh, UA = 2.61 BTU/hr-F, VentW: 50, AuxBTUh: 350 | -0.40917 | -0.59739 | -0.40917 | -1917.0878 | -19170.8775 | 3447.8966 | 34478.9662 | 0.17736 | 1.1292 | 0.17736 | 0.4931 | 0.17736 | 1.2588 | 0.17736 | 0.62276 | 2.8745 | 3.7616 | 1.3327 | 1.4963
Small storage Gas water heater: 40 gallon, EF = 0.82, RE = 0.9, Cap = 40kBTUh, UA = 2.61 BTU/hr-F, VentW: 50, AuxBTUh: 350 | -0.37054 | -0.54099 | -0.37054 | -1831.248 | -18312.48 | 3247.6039 | 32476.0387 | 0.18229 | 1.0953 | 0.18229 | 0.45919 | 0.18229 | 1.2329 | 0.18229 | 0.59685 | 2.7003 | 3.5337 | 1.2922 | 1.4566
Small storage Gas water heater: 50 gallon, EF = 0.67, RE = 0.79, Cap = 40kBTUh, UA = 4.85 BTU/hr-F, AuxBTUh: 350 | 0 | 0 | 0 | 0 | 0 | 0 | 0 | 0 | 0 | 0 | 0 | 0 | 0 | 0 | 0 | 0 | 0 | 0 | 0
Small storage Gas water heater: 50 gallon, EF = 0.67, RE = 0.79, Cap = 40kBTUh, UA = 4.85 BTU/hr-F, AuxBTUh: 350 | 0 | 0 | 0 | 0 | 0 | 0 | 0 | 0 | 0 | 0 | 0 | 0 | 0 | 0 | 0 | 0 | 0 | 0 | 0
Small storage Gas water heater: 50 gallon, EF = 0.67, RE = 0.79, Cap = 40kBTUh, UA = 4.85 BTU/hr-F, AuxBTUh: 350 | 0 | 0 | 0 | 0 | 0 | 0 | 0 | 0 | 0 | 0 | 0 | 0 | 0 | 0 | 0 | 0 | 0 | 0 | 0
Small storage Gas water heater: 50 gallon, EF = 0.67, RE = 0.79, Cap = 40kBTUh, UA = 4.85 BTU/hr-F, AuxBTUh: 350 | 0 | 0 | 0 | 0 | 0 | 0 | 0 | 0 | 0 | 0 | 0 | 0 | 0 | 0 | 0 | 0 | 0 | 0 | 0
Small storage Gas water heater: 50 gallon, EF = 0.70, RE = 0.82, Cap = 40kBTUh, UA = 4.63 BTU/hr-F, AuxBTUh: 350 | 0 | 0 | 0 | 0 | 0 | 1392.5115 | 13925.115 | 0 | 0.67325 | 0 | 0.037183 | 0 | 0.91534 | 0 | 0.27927 | 1.6694 | 2.1987 | 1.0226 | 1.1995
Small storage Gas water heater: 50 gallon, EF = 0.70, RE = 0.82, Cap = 40kBTUh, UA = 4.63 BTU/hr-F, AuxBTUh: 350 | 0 | 0 | 0 | 0 | 0 | 1411.587 | 14115.87 | 0 | 0.68684 | 0 | 0.050774 | 0 | 0.92566 | 0 | 0.28959 | 1.6923 | 2.2288 | 1.0312 | 1.2084
Small storage Gas water heater: 50 gallon, EF = 0.70, RE = 0.82, Cap = 40kBTUh, UA = 4.63 BTU/hr-F, AuxBTUh: 350 | 0 | 0 | 0 | 0 | 0 | 1411.587 | 14115.87 | 0 | 0.68684 | 0 | 0.050774 | 0 | 0.92566 | 0 | 0.28959 | 1.6923 | 2.2288 | 1.0312 | 1.2084
Small storage Gas water heater: 50 gallon, EF = 0.70, RE = 0.82, Cap = 40kBTUh, UA = 4.63 BTU/hr-F, AuxBTUh: 350 | 0 | 0 | 0 | 0 | 0 | 1230.3698 | 12303.6975 | 0 | 0.54072 | 0 | -0.095352 | 0 | 0.81471 | 0 | 0.17864 | 1.475 | 1.9427 | 0.94626 | 1.1191
Small storage Gas water heater: 50 gallon, EF = 0.82, RE = 0.9, Cap = 40kBTUh, UA = 2.61 BTU/hr-F, VentW: 50, AuxBTUh: 350 | -0.41346 | -0.60365 | -0.41346 | -2174.607 | -21746.07 | 4377.8273 | 43778.2725 | 0.18126 | 1.1991 | 0.18126 | 0.56304 | 0.18126 | 1.3146 | 0.18126 | 0.67855 | 3.3113 | 4.3611 | 1.4239 | 1.5883
Small storage Gas water heater: 50 gallon, EF = 0.82, RE = 0.9, Cap = 40kBTUh, UA = 2.61 BTU/hr-F, VentW: 50, AuxBTUh: 350 | -0.44064 | -0.64334 | -0.44064 | -2117.3805 | -21173.805 | 4435.0537 | 44350.5375 | 0.17652 | 1.2053 | 0.17652 | 0.56924 | 0.17652 | 1.3193 | 0.17652 | 0.68325 | 3.3668 | 4.4341 | 1.437 | 1.6016
Small storage Gas water heater: 50 gallon, EF = 0.82, RE = 0.9, Cap = 40kBTUh, UA = 2.61 BTU/hr-F, VentW: 50, AuxBTUh: 350 | -0.44064 | -0.64334 | -0.44064 | -2117.3805 | -21173.805 | 4435.0537 | 44350.5375 | 0.1769 | 1.2053 | 0.1769 | 0.56924 | 0.1769 | 1.3193 | 0.1769 | 0.68325 | 3.3664 | 4.4336 | 1.4368 | 1.6014
Small storage Gas water heater: 50 gallon, EF = 0.82, RE = 0.9, Cap = 40kBTUh, UA = 2.61 BTU/hr-F, VentW: 50, AuxBTUh: 350 | -0.39915 | -0.58277 | -0.39915 | -2017.2341 | -20172.3412 | 3920.0152 | 39200.1525 | 0.18178 | 1.1431 | 0.18178 | 0.507 | 0.18178 | 1.2721 | 0.18178 | 0.636 | 2.9585 | 3.8964 | 1.3528 | 1.5201
Small storage Gas water heater: 60 gallon, EF = 0.78, RE = 0.9, Cap = 40kBTUh, UA = 4.13 BTU/hr-F, VentW: 50, AuxBTUh: 350 | 0 | 0 | 0 | 0 | 0 | 0 | 0 | 0 | 0 | 0 | 0 | 0 | 0 | 0 | 0 | 0 | 0 | 0 | 0
Small storage Gas water heater: 60 gallon, EF = 0.78, RE = 0.9, Cap = 40kBTUh, UA = 4.13 BTU/hr-F, VentW: 50, AuxBTUh: 350 | 0 | 0 | 0 | 0 | 0 | 0 | 0 | 0 | 0 | 0 | 0 | 0 | 0 | 0 | 0 | 0 | 0 | 0 | 0
Small storage Gas water heater: 60 gallon, EF = 0.78, RE = 0.9, Cap = 40kBTUh, UA = 4.13 BTU/hr-F, VentW: 50, AuxBTUh: 350 | 0 | 0 | 0 | 0 | 0 | 0 | 0 | 0 | 0 | 0 | 0 | 0 | 0 | 0 | 0 | 0 | 0 | 0 | 0
Small storage Gas water heater: 60 gallon, EF = 0.78, RE = 0.9, Cap = 40kBTUh, UA = 4.13 BTU/hr-F, VentW: 50, AuxBTUh: 350 | 0 | 0 | 0 | 0 | 0 | 0 | 0 | 0 | 0 | 0 | 0 | 0 | 0 | 0 | 0 | 0 | 0 | 0 | 0
Small storage Gas water heater: 60 gallon, EF = 0.80, RE = 0.92, Cap = 40kBTUh, UA = 4.02 BTU/hr-F, VentW: 50, AuxBTUh: 350 | 0.036625 | 0.053472 | 0.036625 | 165.0031 | 1650.0307 | 1325.7473 | 13257.4725 | 0.061979 | 0.56266 | -0.0080866 | -0.073412 | 0.089786 | 0.81509 | 0.01972 | 0.17902 | 1.504 | 1.9435 | 0.95811 | 1.1194
Small storage Gas water heater: 60 gallon, EF = 0.80, RE = 0.92, Cap = 40kBTUh, UA = 4.02 BTU/hr-F, VentW: 50, AuxBTUh: 350 | 0.041871 | 0.061131 | 0.041871 | 165.0031 | 1650.0307 | 1316.2095 | 13162.095 | 0.059527 | 0.55429 | -0.008782 | -0.081775 | 0.086839 | 0.80862 | 0.018531 | 0.17255 | 1.4929 | 1.9291 | 0.95356 | 1.1145
Small storage Gas water heater: 60 gallon, EF = 0.80, RE = 0.92, Cap = 40kBTUh, UA = 4.02 BTU/hr-F, VentW: 50, AuxBTUh: 350 | 0.041871 | 0.061131 | 0.041871 | 165.0031 | 1650.0307 | 1316.2095 | 13162.095 | 0.059686 | 0.55433 | -0.0088007 | -0.081736 | 0.087069 | 0.80865 | 0.018582 | 0.17258 | 1.4929 | 1.9292 | 0.95358 | 1.1146
Small storage Gas water heater: 60 gallon, EF = 0.80, RE = 0.92, Cap = 40kBTUh, UA = 4.02 BTU/hr-F, VentW: 50, AuxBTUh: 350 | 0.022891 | 0.03342 | 0.022891 | 144.02 | 1440.2003 | 1154.0678 | 11540.6775 | 0.041822 | 0.39593 | -0.025366 | -0.24014 | 0.072469 | 0.68607 | 0.0052812 | 0.049997 | 1.3086 | 1.691 | 0.87487 | 1.0307
Small storage Gas water heater: 60 gallon, EF = 0.82, RE = 0.92, Cap = 40kBTUh, UA = 3.26 BTU/hr-F, VentW: 50, AuxBTUh: 350 | 0.037483 | 0.054726 | 0.037483 | 170.7257 | 1707.2572 | 1363.8983 | 13638.9825 | 0.065327 | 0.59395 | -0.0046332 | -0.042125 | 0.092314 | 0.83931 | 0.022353 | 0.20324 | 1.5474 | 1.9996 | 0.97552 | 1.1377
Small storage Gas water heater: 60 gallon, EF = 0.82, RE = 0.92, Cap = 40kBTUh, UA = 3.26 BTU/hr-F, VentW: 50, AuxBTUh: 350 | 0.04292 | 0.062663 | 0.04292 | 169.772 | 1697.7195 | 1363.8983 | 13638.9825 | 0.06371 | 0.59351 | -0.0045685 | -0.042559 | 0.090059 | 0.83897 | 0.02178 | 0.2029 | 1.5468 | 1.9988 | 0.97528 | 1.1375
Small storage Gas water heater: 60 gallon, EF = 0.82, RE = 0.92, Cap = 40kBTUh, UA = 3.26 BTU/hr-F, VentW: 50, AuxBTUh: 350 | 0.04292 | 0.062663 | 0.04292 | 169.772 | 1697.7195 | 1363.8983 | 13638.9825 | 0.06388 | 0.59355 | -0.0045764 | -0.042522 | 0.090297 | 0.839 | 0.02184 | 0.20293 | 1.5468 | 1.9988 | 0.9753 | 1.1375
Small storage Gas water heater: 60 gallon, EF = 0.82, RE = 0.92, Cap = 40kBTUh, UA = 3.26 BTU/hr-F, VentW: 50, AuxBTUh: 350 | 0.023463 | 0.034256 | 0.023463 | 148.7889 | 1487.889 | 1192.2188 | 11922.1875 | 0.04612 | 0.43697 | -0.021014 | -0.1991 | 0.075763 | 0.71783 | 0.0086294 | 0.08176 | 1.3518 | 1.7469 | 0.89399 | 1.0512
Small storage Gas water heater: 75 gallon, EF = 0.78, RE = 0.9, Cap = 70kBTUh, UA = 4.03 BTU/hr-F, VentW: 50, AuxBTUh: 350 | 0 | 0 | 0 | 0 | 0 | 0 | 0 | 0 | 0 | 0 | 0 | 0 | 0 | 0 | 0 | 0 | 0 | 0 | 0
Small storage Gas water heater: 75 gallon, EF = 0.78, RE = 0.9, Cap = 70kBTUh, UA = 4.03 BTU/hr-F, VentW: 50, AuxBTUh: 350 | 0 | 0 | 0 | 0 | 0 | 0 | 0 | 0 | 0 | 0 | 0 | 0 | 0 | 0 | 0 | 0 | 0 | 0 | 0
Small storage Gas water heater: 75 gallon, EF = 0.78, RE = 0.9, Cap = 70kBTUh, UA = 4.03 BTU/hr-F, VentW: 50, AuxBTUh: 350 | 0 | 0 | 0 | 0 | 0 | 0 | 0 | 0 | 0 | 0 | 0 | 0 | 0 | 0 | 0 | 0 | 0 | 0 | 0
Small storage Gas water heater: 75 gallon, EF = 0.78, RE = 0.9, Cap = 70kBTUh, UA = 4.03 BTU/hr-F, VentW: 50, AuxBTUh: 350 | 0 | 0 | 0 | 0 | 0 | 0 | 0 | 0 | 0 | 0 | 0 | 0 | 0 | 0 | 0 | 0 | 0 | 0 | 0
Small storage Gas water heater: 75 gallon, EF = 0.80, RE = 0.92, Cap = 70kBTUh, UA = 3.92 BTU/hr-F, VentW: 50, AuxBTUh: 350 | 0 | 0 | 0 | 0 | 0 | 0 | 0 | 0 | 0 | 0 | 0 | 0 | 0 | 0 | 0 | 0 | 0 | 0 | 0
Small storage Gas water heater: 75 gallon, EF = 0.80, RE = 0.92, Cap = 70kBTUh, UA = 3.92 BTU/hr-F, VentW: 50, AuxBTUh: 350 | 0 | 0 | 0 | 0 | 0 | 0 | 0 | 0 | 0 | 0 | 0 | 0 | 0 | 0 | 0 | 0 | 0 | 0 | 0
Small storage Gas water heater: 75 gallon, EF = 0.80, RE = 0.92, Cap = 70kBTUh, UA = 3.92 BTU/hr-F, VentW: 50, AuxBTUh: 350 | 0 | 0 | 0 | 0 | 0 | 0 | 0 | 0 | 0 | 0 | 0 | 0 | 0 | 0 | 0 | 0 | 0 | 0 | 0
Small storage Gas water heater: 75 gallon, EF = 0.80, RE = 0.92, Cap = 70kBTUh, UA = 3.92 BTU/hr-F, VentW: 50, AuxBTUh: 350 | 0 | 0 | 0 | 0 | 0 | 0 | 0 | 0 | 0 | 0 | 0 | 0 | 0 | 0 | 0 | 0 | 0 | 0 | 0
Small storage Gas water heater: 75 gallon, EF = 0.82, RE = 0.94, Cap = 70kBTUh, UA = 3.83 BTU/hr-F, VentW: 50, AuxBTUh: 350 | 0 | 0 | 0 | 0 | 0 | 0 | 0 | 0 | 0 | 0 | 0 | 0 | 0 | 0 | 0 | 0 | 0 | 0 | 0
Small storage Gas water heater: 75 gallon, EF = 0.82, RE = 0.94, Cap = 70kBTUh, UA = 3.83 BTU/hr-F, VentW: 50, AuxBTUh: 350 | 0 | 0 | 0 | 0 | 0 | 0 | 0 | 0 | 0 | 0 | 0 | 0 | 0 | 0 | 0 | 0 | 0 | 0 | 0
Small storage Gas water heater: 75 gallon, EF = 0.82, RE = 0.94, Cap = 70kBTUh, UA = 3.83 BTU/hr-F, VentW: 50, AuxBTUh: 350 | 0 | 0 | 0 | 0 | 0 | 0 | 0 | 0 | 0 | 0 | 0 | 0 | 0 | 0 | 0 | 0 | 0 | 0 | 0
Small storage Gas water heater: 75 gallon, EF = 0.82, RE = 0.94, Cap = 70kBTUh, UA = 3.83 BTU/hr-F, VentW: 50, AuxBTUh: 350 | 0 | 0 | 0 | 0 | 0 | 0 | 0 | 0 | 0 | 0 | 0 | 0 | 0 | 0 | 0 | 0 | 0 | 0 | 0
0 | 0 | 0 | 0 | 0 | 0 | 0 | 0 | 0 | 0 | 0 | 0 | 0 | 0 | 0 | 0 | 0 | 0 | 0 | 0
Instantaneous Gas water heater: EF = 0.82, RE = 0.82, Cap = 150kBTUh, AuxBTUh: 350 | 0 | 0 | 0 | 0 | 0 | 0 | 0 | 0 | 0 | 0 | 0 | 0 | 0 | 0 | 0 | 0 | 0 | 0 | 0
Instantaneous Gas water heater: EF = 0.82, RE = 0.82, Cap = 150kBTUh, AuxBTUh: 350 | 0 | 0 | 0 | 0 | 0 | 0 | 0 | 0 | 0 | 0 | 0 | 0 | 0 | 0 | 0 | 0 | 0 | 0 | 0
Instantaneous Gas water heater: EF = 0.82, RE = 0.82, Cap = 150kBTUh, AuxBTUh: 350 | 0 | 0 | 0 | 0 | 0 | 0 | 0 | 0 | 0 | 0 | 0 | 0 | 0 | 0 | 0 | 0 | 0 | 0 | 0
Instantaneous Gas water heater: EF = 0.82, RE = 0.82, Cap = 150kBTUh, AuxBTUh: 350 | 0 | 0 | 0 | 0 | 0 | 0 | 0 | 0 | 0 | 0 | 0 | 0 | 0 | 0 | 0 | 0 | 0 | 0 | 0
Instantaneous Gas water heater: EF = 0.92, RE = 0.92, Cap = 150kBTUh, VentW: 50, AuxBTUh: 350 | 0.041132 | 0.060052 | 0.041132 | 214.5994 | 3218.9906 | 289.7092 | 4345.6373 | 0.13549 | 1.3254 | 0.069115 | 0.6761 | 0.15726 | 1.5383 | 0.090876 | 0.88896 | 4.4113 | 9.7566 | 1.6514 | 2.0775
Instantaneous Gas water heater: EF = 0.92, RE = 0.92, Cap = 150kBTUh, VentW: 50, AuxBTUh: 350 | 0.043814 | 0.063968 | 0.043814 | 209.2344 | 3138.5159 | 270.0375 | 4050.5632 | 0.12915 | 1.2977 | 0.064527 | 0.64833 | 0.15185 | 1.5257 | 0.087227 | 0.87641 | 4.1171 | 9.1059 | 1.6084 | 2.0464
Instantaneous Gas water heater: EF = 0.92, RE = 0.92, Cap = 150kBTUh, VentW: 50, AuxBTUh: 350 | 0.043814 | 0.063968 | 0.043814 | 209.2344 | 3138.5159 | 270.0375 | 4050.5632 | 0.12944 | 1.2977 | 0.064675 | 0.6484 | 0.15219 | 1.5258 | 0.087421 | 0.87644 | 4.1178 | 9.1073 | 1.6085 | 2.0465
Instantaneous Gas water heater: EF = 0.92, RE = 0.92, Cap = 150kBTUh, VentW: 50, AuxBTUh: 350 | 0.039701 | 0.057963 | 0.039701 | 198.5044 | 2977.5663 | 255.7309 | 3835.9638 | 0.1308 | 1.2754 | 0.064207 | 0.62606 | 0.15544 | 1.5157 | 0.088849 | 0.86634 | 3.908 | 8.6434 | 1.5755 | 2.0221
0 | 0 | 0 | 0 | 0 | 0 | 0 | 0 | 0 | 0 | 0 | 0 | 0 | 0 | 0 | 0 | 0 | 0 | 0 | 0
Air cooled package reciprocating chiller (1.008 kW/ton) | 0.094964 | 0.048907 | 0.094964 | 243.0961 | 4861.921 | 0 | 0 | -0.079235 | 0 | -0.14817 | 0 | -0.023321 | 0 | -0.092255 | 0 | 0.69664 | 0.8864 | 0.55118 | 0.66357
Air cooled package reciprocating chiller (1.008 kW/ton) | 0.075387 | 0.038825 | 0.075387 | 237.8715 | 4757.4297 | 0 | 0 | -0.10105 | 0 | -0.16378 | 0 | -0.043971 | 0 | -0.1067 | 0 | 0.62101 | 0.79017 | 0.50273 | 0.60812
Air cooled package reciprocating chiller (1.008 kW/ton) | 0.075387 | 0.038825 | 0.075387 | 237.8715 | 4757.4297 | 0 | 0 | -0.10055 | 0 | -0.16347 | 0 | -0.043472 | 0 | -0.10639 | 0 | 0.62289 | 0.79255 | 0.50396 | 0.60953
Air cooled package reciprocating chiller (1.008 kW/ton) | 0.15028 | 0.077396 | 0.15028 | 329.7624 | 6595.2482 | 0 | 0 | -0.0054568 | 0 | -0.076352 | 0 | 0.035772 | 0 | -0.035124 | 0 | 0.97167 | 1.2363 | 0.71022 | 0.84197
Air cooled package reciprocating chiller (1.008 kW/ton) | 0.092567 | 0.047672 | 0.092567 | 275.9801 | 5519.6019 | 0 | 0 | -0.05358 | 0 | -0.12043 | 0 | -0.0043351 | 0 | -0.071186 | 0 | 0.76708 | 0.97602 | 0.59436 | 0.71255
Air cooled package reciprocating chiller (1.008 kW/ton) | 0.072345 | 0.037258 | 0.072345 | 256.9258 | 5138.5158 | 0 | 0 | -0.083928 | 0 | -0.1457 | 0 | -0.031055 | 0 | -0.092829 | 0 | 0.66019 | 0.84002 | 0.52811 | 0.63723
Air cooled package reciprocating chiller (1.008 kW/ton) | 0.072345 | 0.037258 | 0.072345 | 256.9258 | 5138.5158 | 0 | 0 | -0.083484 | 0 | -0.14543 | 0 | -0.030611 | 0 | -0.092553 | 0 | 0.66199 | 0.8423 | 0.52926 | 0.63854
Air cooled package reciprocating chiller (1.008 kW/ton) | 0.14321 | 0.073756 | 0.14321 | 297.493 | 5949.8604 | 0 | 0 | -0.024111 | 0 | -0.095912 | 0 | 0.021623 | 0 | -0.050178 | 0 | 0.88714 | 1.1288 | 0.66398 | 0.79067
Air cooled package reciprocating chiller (1.008 kW/ton) | 0.1005 | 0.051755 | 0.1005 | 128.4629 | 2569.2579 | 0 | 0 | -0.27301 | 0 | -0.35672 | 0 | -0.16726 | 0 | -0.25097 | 0 | 0.44732 | 0.56916 | 0.3825 | 0.4682
Air cooled package reciprocating chiller (1.008 kW/ton) | 0.014967 | 0.0077079 | 0.014967 | 98.6521 | 1973.0426 | 0 | 0 | -0.4889 | 0 | -0.54721 | 0 | -0.35128 | 0 | -0.4096 | 0 | 0.23946 | 0.30469 | 0.21955 | 0.27316
Air cooled package reciprocating chiller (1.008 kW/ton) | 0.014967 | 0.0077079 | 0.014967 | 98.6521 | 1973.0426 | 0 | 0 | -0.48866 | 0 | -0.54707 | 0 | -0.35105 | 0 | -0.40945 | 0 | 0.23983 | 0.30516 | 0.21986 | 0.27354
Air cooled package reciprocating chiller (1.008 kW/ton) | 0.14936 | 0.076921 | 0.14936 | 161.9616 | 3239.2319 | 0 | 0 | -0.15999 | 0 | -0.24795 | 0 | -0.076041 | 0 | -0.164 | 0 | 0.59202 | 0.75328 | 0.48357 | 0.58604
Air cooled package reciprocating chiller (1.008 kW/ton) | 0.063586 | 0.032747 | 0.063586 | 164.1129 | 3282.2577 | 0 | 0 | -0.20509 | 0 | -0.27392 | 0 | -0.1223 | 0 | -0.19112 | 0 | 0.46972 | 0.59767 | 0.39876 | 0.48732
Air cooled package reciprocating chiller (1.008 kW/ton) | 0.052153 | 0.026859 | 0.052153 | 152.1271 | 3042.5423 | 0 | 0 | -0.24904 | 0 | -0.31248 | 0 | -0.15988 | 0 | -0.22332 | 0 | 0.40207 | 0.51159 | 0.34892 | 0.42853
Air cooled package reciprocating chiller (1.008 kW/ton) | 0.052153 | 0.026859 | 0.052153 | 152.1271 | 3042.5423 | 0 | 0 | -0.2485 | 0 | -0.31215 | 0 | -0.15934 | 0 | -0.22298 | 0 | 0.40337 | 0.51324 | 0.3499 | 0.42969
Air cooled package reciprocating chiller (1.008 kW/ton) | 0.12416 | 0.063943 | 0.12416 | 202.5288 | 4050.5765 | 0 | 0 | -0.11127 | 0 | -0.1879 | 0 | -0.04415 | 0 | -0.12078 | 0 | 0.64512 | 0.82084 | 0.51842 | 0.62613
Air cooled package reciprocating chiller (1.008 kW/ton) | 0.09269 | 0.047735 | 0.09269 | 146.5952 | 2931.9044 | 0 | 0 | -0.2273 | 0 | -0.3053 | 0 | -0.13457 | 0 | -0.21257 | 0 | 0.47527 | 0.60472 | 0.40275 | 0.49201
Air cooled package reciprocating chiller (1.008 kW/ton) | 0.047052 | 0.024232 | 0.047052 | 114.0185 | 2280.37 | 0 | 0 | -0.38414 | 0 | -0.44942 | 0 | -0.26502 | 0 | -0.3303 | 0 | 0.30966 | 0.39401 | 0.27715 | 0.34283
Air cooled package reciprocating chiller (1.008 kW/ton) | 0.047052 | 0.024232 | 0.047052 | 114.0185 | 2280.37 | 0 | 0 | -0.38349 | 0 | -0.44901 | 0 | -0.26437 | 0 | -0.32989 | 0 | 0.31083 | 0.39549 | 0.27808 | 0.34396
Air cooled package reciprocating chiller (1.008 kW/ton) | 0.15059 | 0.077554 | 0.15059 | 182.5525 | 3651.0507 | 0 | 0 | -0.12595 | 0 | -0.21026 | 0 | -0.051344 | 0 | -0.13565 | 0 | 0.63859 | 0.81254 | 0.51419 | 0.62129
Air cooled package reciprocating chiller (1.008 kW/ton) | 0.099267 | 0.051122 | 0.099267 | 130.3069 | 2606.1372 | 0 | 0 | -0.26835 | 0 | -0.35124 | 0 | -0.16407 | 0 | -0.24695 | 0 | 0.44913 | 0.57146 | 0.38382 | 0.46976
Air cooled package reciprocating chiller (1.008 kW/ton) | 0.02892 | 0.014894 | 0.02892 | 97.4228 | 1948.4564 | 0 | 0 | -0.48765 | 0 | -0.54983 | 0 | -0.34812 | 0 | -0.4103 | 0 | 0.25182 | 0.32041 | 0.22989 | 0.28572
Air cooled package reciprocating chiller (1.008 kW/ton) | 0.02892 | 0.014894 | 0.02892 | 97.4228 | 1948.4564 | 0 | 0 | -0.48718 | 0 | -0.54954 | 0 | -0.34765 | 0 | -0.41001 | 0 | 0.25254 | 0.32132 | 0.23048 | 0.28645
Air cooled package reciprocating chiller (1.008 kW/ton) | 0.14936 | 0.076921 | 0.14936 | 161.0396 | 3220.7922 | 0 | 0 | -0.16168 | 0 | -0.24983 | 0 | -0.07726 | 0 | -0.16541 | 0 | 0.59001 | 0.75072 | 0.48222 | 0.58449
Air cooled package reciprocating chiller (1.008 kW/ton) | 0.068196 | 0.035121 | 0.068196 | 154.5857 | 3091.7146 | 0 | 0 | -0.22339 | 0 | -0.29426 | 0 | -0.13553 | 0 | -0.20639 | 0 | 0.45572 | 0.57985 | 0.38862 | 0.47541
Air cooled package reciprocating chiller (1.008 kW/ton) | 0.059253 | 0.030515 | 0.059253 | 130.3069 | 2606.1372 | 0 | 0 | -0.31187 | 0 | -0.37827 | 0 | -0.20759 | 0 | -0.27399 | 0 | 0.35979 | 0.4578 | 0.31663 | 0.39013
Air cooled package reciprocating chiller (1.008 kW/ton) | 0.059253 | 0.030515 | 0.059253 | 130.3069 | 2606.1372 | 0 | 0 | -0.31115 | 0 | -0.37782 | 0 | -0.20687 | 0 | -0.27354 | 0 | 0.36127 | 0.45967 | 0.31777 | 0.39149
Air cooled package reciprocating chiller (1.008 kW/ton) | 0.12232 | 0.062993 | 0.12232 | 191.7724 | 3835.4472 | 0 | 0 | -0.12656 | 0 | -0.20411 | 0 | -0.055651 | 0 | -0.1332 | 0 | 0.61793 | 0.78624 | 0.50071 | 0.6058
Air cooled screw chiller (1.008 kW/ton) | 0.10295 | 0.053022 | 0.10295 | 270.1409 | 5402.8175 | 0 | 0 | -0.05407 | 0 | -0.12263 | 0 | -0.0037562 | 0 | -0.072313 | 0 | 0.76995 | 0.97967 | 0.59608 | 0.71449
Air cooled screw chiller (1.008 kW/ton) | 0.080397 | 0.041404 | 0.080397 | 266.1456 | 5322.9123 | 0 | 0 | -0.073657 | 0 | -0.136 | 0 | -0.022664 | 0 | -0.085002 | 0 | 0.69078 | 0.87894 | 0.5475 | 0.65938
Air cooled screw chiller (1.008 kW/ton) | 0.080397 | 0.041404 | 0.080397 | 266.1456 | 5322.9123 | 0 | 0 | -0.073182 | 0 | -0.1357 | 0 | -0.022188 | 0 | -0.084707 | 0 | 0.69278 | 0.88148 | 0.54875 | 0.66081
Air cooled screw chiller (1.008 kW/ton) | 0.15797 | 0.081353 | 0.15797 | 362.3391 | 7246.7825 | 0 | 0 | 0.0098933 | 0 | -0.060276 | 0 | 0.047425 | 0 | -0.022744 | 0 | 1.0564 | 1.3442 | 0.75447 | 0.89064
Air cooled screw chiller (1.008 kW/ton) | 0.098345 | 0.050648 | 0.098345 | 314.396 | 6287.9207 | 0 | 0 | -0.027758 | 0 | -0.093764 | 0 | 0.015482 | 0 | -0.050524 | 0 | 0.86258 | 1.0975 | 0.65012 | 0.7752
Air cooled screw chiller (1.008 kW/ton) | 0.079598 | 0.040993 | 0.079598 | 295.6491 | 5912.9811 | 0 | 0 | -0.052411 | 0 | -0.11386 | 0 | -0.0064696 | 0 | -0.067917 | 0 | 0.75578 | 0.96164 | 0.58755 | 0.70485
Air cooled screw chiller (1.008 kW/ton) | 0.079598 | 0.040993 | 0.079598 | 295.6491 | 5912.9811 | 0 | 0 | -0.051987 | 0 | -0.11359 | 0 | -0.0060453 | 0 | -0.067653 | 0 | 0.75776 | 0.96416 | 0.58874 | 0.7062
Air cooled screw chiller (1.008 kW/ton) | 0.16073 | 0.082777 | 0.16073 | 337.7529 | 6755.0585 | 0 | 0 | 0.00081596 | 0 | -0.070799 | 0 | 0.041108 | 0 | -0.030507 | 0 | 1.0043 | 1.2779 | 0.72752 | 0.86104
Air cooled screw chiller (1.008 kW/ton) | 0.10818 | 0.055712 | 0.10818 | 142.9073 | 2858.1457 | 0 | 0 | -0.22568 | 0 | -0.30843 | 0 | -0.13061 | 0 | -0.21336 | 0 | 0.49183 | 0.62579 | 0.41458 | 0.50586
Air cooled screw chiller (1.008 kW/ton) | 0.017395 | 0.0089583 | 0.017395 | 111.2526 | 2225.0511 | 0 | 0 | -0.41568 | 0 | -0.47413 | 0 | -0.29367 | 0 | -0.35212 | 0 | 0.27067 | 0.3444 | 0.2455 | 0.30465
Air cooled screw chiller (1.008 kW/ton) | 0.017395 | 0.0089583 | 0.017395 | 111.2526 | 2225.0511 | 0 | 0 | -0.41544 | 0 | -0.47398 | 0 | -0.29343 | 0 | -0.35197 | 0 | 0.27111 | 0.34495 | 0.24585 | 0.30508
Air cooled screw chiller (1.008 kW/ton) | 0.16688 | 0.085943 | 0.16688 | 179.1719 | 3583.4387 | 0 | 0 | -0.12149 | 0 | -0.20981 | 0 | -0.045578 | 0 | -0.1339 | 0 | 0.6574 | 0.83647 | 0.52632 | 0.63518
Air cooled screw chiller (1.008 kW/ton) | 0.069948 | 0.036023 | 0.069948 | 187.1624 | 3743.249 | 0 | 0 | -0.15894 | 0 | -0.22724 | 0 | -0.086316 | 0 | -0.15462 | 0 | 0.53148 | 0.67625 | 0.44241 | 0.53833
Air cooled screw chiller (1.008 kW/ton) | 0.058116 | 0.02993 | 0.058116 | 177.0206 | 3540.4128 | 0 | 0 | -0.19182 | 0 | -0.25486 | 0 | -0.11514 | 0 | -0.17818 | 0 | 0.46451 | 0.59104 | 0.395 | 0.48291
Air cooled screw chiller (1.008 kW/ton) | 0.058116 | 0.02993 | 0.058116 | 177.0206 | 3540.4128 | 0 | 0 | -0.1913 | 0 | -0.25454 | 0 | -0.11462 | 0 | -0.17785 | 0 | 0.46596 | 0.59288 | 0.39604 | 0.48413
Air cooled screw chiller (1.008 kW/ton) | 0.13891 | 0.07154 | 0.13891 | 230.4956 | 4609.9125 | 0 | 0 | -0.074137 | 0 | -0.15043 | 0 | -0.015158 | 0 | -0.091447 | 0 | 0.73091 | 0.92999 | 0.57241 | 0.6877
Air cooled screw chiller (1.008 kW/ton) | 0.098345 | 0.050648 | 0.098345 | 163.1909 | 3263.818 | 0 | 0 | -0.18589 | 0 | -0.2628 | 0 | -0.10264 | 0 | -0.17955 | 0 | 0.52201 | 0.6642 | 0.43582 | 0.53067
Air cooled screw chiller (1.008 kW/ton) | 0.052153 | 0.026859 | 0.052153 | 128.4629 | 2569.2579 | 0 | 0 | -0.32215 | 0 | -0.38724 | 0 | -0.2164 | 0 | -0.2815 | 0 | 0.34784 | 0.44259 | 0.30734 | 0.37904
Air cooled screw chiller (1.008 kW/ton) | 0.052153 | 0.026859 | 0.052153 | 128.4629 | 2569.2579 | 0 | 0 | -0.32151 | 0 | -0.38684 | 0 | -0.21576 | 0 | -0.2811 | 0 | 0.34914 | 0.44424 | 0.30835 | 0.38024
Air cooled screw chiller (1.008 kW/ton) | 0.16811 | 0.086576 | 0.16811 | 202.8362 | 4056.723 | 0 | 0 | -0.090563 | 0 | -0.17505 | 0 | -0.023439 | 0 | -0.10792 | 0 | 0.71118 | 0.90489 | 0.56023 | 0.67388
Air cooled screw chiller (1.008 kW/ton) | 0.10695 | 0.055079 | 0.10695 | 144.7513 | 2895.0251 | 0 | 0 | -0.22208 | 0 | -0.3041 | 0 | -0.12819 | 0 | -0.21021 | 0 | 0.49364 | 0.6281 | 0.41587 | 0.50737
Air cooled screw chiller (1.008 kW/ton) | 0.033468 | 0.017236 | 0.033468 | 109.1013 | 2182.0253 | 0 | 0 | -0.4169 | 0 | -0.47935 | 0 | -0.29236 | 0 | -0.35481 | 0 | 0.28337 | 0.36055 | 0.2559 | 0.31722
Air cooled screw chiller (1.008 kW/ton) | 0.033468 | 0.017236 | 0.033468 | 109.1013 | 2182.0253 | 0 | 0 | -0.41641 | 0 | -0.47905 | 0 | -0.29188 | 0 | -0.35451 | 0 | 0.2842 | 0.36161 | 0.25657 | 0.31804
Air cooled screw chiller (1.008 kW/ton) | 0.16657 | 0.085784 | 0.16657 | 178.5573 | 3571.1456 | 0 | 0 | -0.12238 | 0 | -0.2107 | 0 | -0.046278 | 0 | -0.1346 | 0 | 0.65576 | 0.83437 | 0.52526 | 0.63397
Air cooled screw chiller (1.008 kW/ton) | 0.074158 | 0.038191 | 0.074158 | 172.7181 | 3454.3611 | 0 | 0 | -0.18173 | 0 | -0.25214 | 0 | -0.10304 | 0 | -0.17345 | 0 | 0.50561 | 0.64333 | 0.42433 | 0.51726
Air cooled screw chiller (1.008 kW/ton) | 0.066413 | 0.034203 | 0.066413 | 148.1319 | 2962.6371 | 0 | 0 | -0.25303 | 0 | -0.31928 | 0 | -0.16143 | 0 | -0.22768 | 0 | 0.40866 | 0.51997 | 0.35387 | 0.4344
Air cooled screw chiller (1.008 kW/ton) | 0.066413 | 0.034203 | 0.066413 | 148.1319 | 2962.6371 | 0 | 0 | -0.25233 | 0 | -0.31884 | 0 | -0.16072 | 0 | -0.22724 | 0 | 0.41031 | 0.52207 | 0.35511 | 0.43587
Air cooled screw chiller (1.008 kW/ton) | 0.13676 | 0.070432 | 0.13676 | 212.6706 | 4253.4126 | 0 | 0 | -0.093711 | 0 | -0.17145 | 0 | -0.029722 | 0 | -0.10746 | 0 | 0.68649 | 0.87348 | 0.5448 | 0.6563
0 | 0 | 0 | 0 | 0 | 0 | 0 | 0 | 0 | 0 | 0 | 0 | 0 | 0 | 0 | 0 | 0 | 0 | 0 | 0
Hsp--Efficient HVAC Motors - Supply Fans, NumUnit: 282hp | 0.84438 | 0.43486 | 0.84438 | 5322.179 | 74510.5053 | -10.8491 | -151.8868 | 0.10578 | 1.9211 | 0.034848 | 1.9211 | 0.15265 | 1.9211 | 0.081722 | 1.9211 | 2.2506 | 5.3018 | 1.203 | 1.7375
Hsp--Efficient HVAC Motors - Supply Fans, NumUnit: 282hp | 0.87509 | 0.45067 | 0.87509 | 5424.5285 | 75943.3997 | -9.1603 | -128.244 | 0.10215 | 1.9211 | 0.033178 | 1.9211 | 0.14814 | 1.9211 | 0.079167 | 1.9211 | 2.2377 | 5.2714 | 1.201 | 1.7379
Hsp--Efficient HVAC Motors - Supply Fans, NumUnit: 282hp | 0.87509 | 0.45067 | 0.87509 | 5424.5285 | 75943.3997 | -9.1603 | -128.244 | 0.10245 | 1.9211 | 0.033363 | 1.9211 | 0.14844 | 1.9211 | 0.079353 | 1.9211 | 2.2415 | 5.2802 | 1.2021 | 1.7388
Hsp--Efficient HVAC Motors - Supply Fans, NumUnit: 283hp | 0.84438 | 0.43486 | 0.84438 | 5219.8294 | 73077.611 | -14.1754 | -198.4559 | 0.10402 | 1.9211 | 0.03315 | 1.9211 | 0.15181 | 1.9211 | 0.080943 | 1.9211 | 2.1897 | 5.1584 | 1.1815 | 1.7136
Htl--Efficient HVAC Motors - Supply Fans, NumUnit: 27.5hp | 5.1244 | 2.6391 | 5.1244 | 39268.8243 | 549763.5402 | -158.0501 | -2212.7008 | 0.16073 | 1.9211 | 0.091043 | 1.9211 | 0.17409 | 1.9211 | 0.1044 | 1.9211 | 7.5915 | 17.8834 | 1.8968 | 2.2154
Htl--Efficient HVAC Motors - Supply Fans, NumUnit: 27.2hp | 4.6023 | 2.3702 | 4.6023 | 36483.8013 | 510773.2182 | -181.0265 | -2534.3709 | 0.15417 | 1.9211 | 0.086296 | 1.9211 | 0.16854 | 1.9211 | 0.10067 | 1.9211 | 6.7893 | 15.9938 | 1.8267 | 2.1614
Htl--Efficient HVAC Motors - Supply Fans, NumUnit: 27.2hp | 4.6023 | 2.3702 | 4.6023 | 36483.8013 | 510773.2182 | -181.0265 | -2534.3709 | 0.1544 | 1.9211 | 0.086441 | 1.9211 | 0.16878 | 1.9211 | 0.10082 | 1.9211 | 6.7987 | 16.0158 | 1.8275 | 2.1619
Htl--Efficient HVAC Motors - Supply Fans, NumUnit: 27.8hp | 7.1714 | 3.6933 | 7.1714 | 36901.5548 | 516621.7665 | -110.7047 | -1549.8653 | 0.16606 | 1.9211 | 0.093793 | 1.9211 | 0.18028 | 1.9211 | 0.10801 | 1.9211 | 7.4899 | 17.644 | 1.9078 | 2.2355
Nrs--Efficient HVAC Motors - Supply Fans, NumUnit: 2.61hp | 21.1662 | 10.9006 | 21.1662 | 125326.035 | 1754564.49 | -2241.9435 | -31387.2092 | 0.17901 | 1.9211 | 0.10763 | 1.9211 | 0.18443 | 1.9211 | 0.11304 | 1.9211 | 16.3684 | 38.5592 | 1.9068 | 2.0438
Nrs--Efficient HVAC Motors - Supply Fans, NumUnit: 2.61hp | 17.5456 | 9.036 | 17.5456 | 123237.2677 | 1725321.7485 | -2130.5426 | -29827.5963 | 0.17092 | 1.9211 | 0.10254 | 1.9211 | 0.17643 | 1.9211 | 0.10805 | 1.9211 | 15.3878 | 36.2493 | 1.8894 | 2.0331
Nrs--Efficient HVAC Motors - Supply Fans, NumUnit: 2.61hp | 17.5456 | 9.036 | 17.5456 | 123237.2677 | 1725321.7485 | -2130.5426 | -29827.5963 | 0.17119 | 1.9211 | 0.10271 | 1.9211 | 0.17669 | 1.9211 | 0.10822 | 1.9211 | 15.4154 | 36.3142 | 1.8904 | 2.0339
Nrs--Efficient HVAC Motors - Supply Fans, NumUnit: 2.61hp | 18.6597 | 9.6097 | 18.6597 | 125326.035 | 1754564.49 | -2499.5581 | -34993.814 | 0.17619 | 1.9211 | 0.10588 | 1.9211 | 0.18161 | 1.9211 | 0.11129 | 1.9211 | 15.6493 | 36.8652 | 1.8474 | 1.9821
OfL--Efficient HVAC Motors - Supply Fans, NumUnit: 233hp | 0 | 0 | 0 | 0 | 0 | 0 | 0 | 0 | 0 | 0 | 0 | 0 | 0 | 0 | 0 | 0 | 0 | 0 | 0
OfL--Efficient HVAC Motors - Supply Fans, NumUnit: 232hp | 0 | 0 | 0 | 0 | 0 | 0 | 0 | 0 | 0 | 0 | 0 | 0 | 0 | 0 | 0 | 0 | 0 | 0 | 0
OfL--Efficient HVAC Motors - Supply Fans, NumUnit: 232hp | 0 | 0 | 0 | 0 | 0 | 0 | 0 | 0 | 0 | 0 | 0 | 0 | 0 | 0 | 0 | 0 | 0 | 0 | 0
OfL--Efficient HVAC Motors - Supply Fans, NumUnit: 227hp | 0 | 0 | 0 | 0 | 0 | 0 | 0 | 0 | 0 | 0 | 0 | 0 | 0 | 0 | 0 | 0 | 0 | 0 | 0
Rt3--Efficient HVAC Motors - Supply Fans, NumUnit: 88.2hp | 0 | 0 | 0 | 0 | 0 | 0 | 0 | 0 | 0 | 0 | 0 | 0 | 0 | 0 | 0 | 0 | 0 | 0 | 0
Rt3--Efficient HVAC Motors - Supply Fans, NumUnit: 87.4hp | 0 | 0 | 0 | 0 | 0 | 0 | 0 | 0 | 0 | 0 | 0 | 0 | 0 | 0 | 0 | 0 | 0 | 0 | 0
Rt3--Efficient HVAC Motors - Supply Fans, NumUnit: 87.4hp | 0 | 0 | 0 | 0 | 0 | 0 | 0 | 0 | 0 | 0 | 0 | 0 | 0 | 0 | 0 | 0 | 0 | 0 | 0
Rt3--Efficient HVAC Motors - Supply Fans, NumUnit: 89.3hp | 0 | 0 | 0 | 0 | 0 | 0 | 0 | 0 | 0 | 0 | 0 | 0 | 0 | 0 | 0 | 0 | 0 | 0 | 0
Hsp--Efficient HVAC Motors - Return Fans, NumUnit: 96.2hp | 0 | 0 | 0 | 0 | 0 | 0 | 0 | 0 | 0 | 0 | 0 | 0 | 0 | 0 | 0 | 0 | 0 | 0 | 0
Hsp--Efficient HVAC Motors - Return Fans, NumUnit: 96.1hp | 0 | 0 | 0 | 0 | 0 | 0 | 0 | 0 | 0 | 0 | 0 | 0 | 0 | 0 | 0 | 0 | 0 | 0 | 0
Hsp--Efficient HVAC Motors - Return Fans, NumUnit: 96.1hp | 0 | 0 | 0 | 0 | 0 | 0 | 0 | 0 | 0 | 0 | 0 | 0 | 0 | 0 | 0 | 0 | 0 | 0 | 0
Hsp--Efficient HVAC Motors - Return Fans, NumUnit: 96.4hp | 0 | 0 | 0 | 0 | 0 | 0 | 0 | 0 | 0 | 0 | 0 | 0 | 0 | 0 | 0 | 0 | 0 | 0 | 0
Htl--Efficient HVAC Motors - Return Fans, NumUnit: 6.9hp | 0 | 0 | 0 | 0 | 0 | 0 | 0 | 0 | 0 | 0 | 0 | 0 | 0 | 0 | 0 | 0 | 0 | 0 | 0
Htl--Efficient HVAC Motors - Return Fans, NumUnit: 6.78hp | 0 | 0 | 0 | 0 | 0 | 0 | 0 | 0 | 0 | 0 | 0 | 0 | 0 | 0 | 0 | 0 | 0 | 0 | 0
Htl--Efficient HVAC Motors - Return Fans, NumUnit: 6.78hp | 0 | 0 | 0 | 0 | 0 | 0 | 0 | 0 | 0 | 0 | 0 | 0 | 0 | 0 | 0 | 0 | 0 | 0 | 0
Htl--Efficient HVAC Motors - Return Fans, NumUnit: 6.99hp | 0 | 0 | 0 | 0 | 0 | 0 | 0 | 0 | 0 | 0 | 0 | 0 | 0 | 0 | 0 | 0 | 0 | 0 | 0
Nrs--Efficient HVAC Motors - Return Fans, NumUnit: 28.8hp | 0 | 0 | 0 | 0 | 0 | 0 | 0 | 0 | 0 | 0 | 0 | 0 | 0 | 0 | 0 | 0 | 0 | 0 | 0
Nrs--Efficient HVAC Motors - Return Fans, NumUnit: 28.7hp | 0 | 0 | 0 | 0 | 0 | 0 | 0 | 0 | 0 | 0 | 0 | 0 | 0 | 0 | 0 | 0 | 0 | 0 | 0
Nrs--Efficient HVAC Motors - Return Fans, NumUnit: 28.7hp | 0 | 0 | 0 | 0 | 0 | 0 | 0 | 0 | 0 | 0 | 0 | 0 | 0 | 0 | 0 | 0 | 0 | 0 | 0
Nrs--Efficient HVAC Motors - Return Fans, NumUnit: 28.9hp | 0 | 0 | 0 | 0 | 0 | 0 | 0 | 0 | 0 | 0 | 0 | 0 | 0 | 0 | 0 | 0 | 0 | 0 | 0
OfL--Efficient HVAC Motors - Return Fans, NumUnit: 79.2hp | 0 | 0 | 0 | 0 | 0 | 0 | 0 | 0 | 0 | 0 | 0 | 0 | 0 | 0 | 0 | 0 | 0 | 0 | 0
OfL--Efficient HVAC Motors - Return Fans, NumUnit: 78.8hp | 0 | 0 | 0 | 0 | 0 | 0 | 0 | 0 | 0 | 0 | 0 | 0 | 0 | 0 | 0 | 0 | 0 | 0 | 0
OfL--Efficient HVAC Motors - Return Fans, NumUnit: 78.8hp | 0 | 0 | 0 | 0 | 0 | 0 | 0 | 0 | 0 | 0 | 0 | 0 | 0 | 0 | 0 | 0 | 0 | 0 | 0
OfL--Efficient HVAC Motors - Return Fans, NumUnit: 77.1hp | 0 | 0 | 0 | 0 | 0 | 0 | 0 | 0 | 0 | 0 | 0 | 0 | 0 | 0 | 0 | 0 | 0 | 0 | 0
Rt3--Efficient HVAC Motors - Return Fans, NumUnit: 30.2hp | 0 | 0 | 0 | 0 | 0 | 0 | 0 | 0 | 0 | 0 | 0 | 0 | 0 | 0 | 0 | 0 | 0 | 0 | 0
Rt3--Efficient HVAC Motors - Return Fans, NumUnit: 29.9hp | 0 | 0 | 0 | 0 | 0 | 0 | 0 | 0 | 0 | 0 | 0 | 0 | 0 | 0 | 0 | 0 | 0 | 0 | 0
Rt3--Efficient HVAC Motors - Return Fans, NumUnit: 29.9hp | 0 | 0 | 0 | 0 | 0 | 0 | 0 | 0 | 0 | 0 | 0 | 0 | 0 | 0 | 0 | 0 | 0 | 0 | 0
Rt3--Efficient HVAC Motors - Return Fans, NumUnit: 30.6hp | 0 | 0 | 0 | 0 | 0 | 0 | 0 | 0 | 0 | 0 | 0 | 0 | 0 | 0 | 0 | 0 | 0 | 0 | 0
0 | 0 | 0 | 0 | 0 | 0 | 0 | 0 | 0 | 0 | 0 | 0 | 0 | 0 | 0 | 0 | 0 | 0 | 0 | 0
Add econo with Econo-Lockout=NO, DB limit = 68, Max OSA = 100% | 0 | 0 | 0 | 0 | 0 | 0 | 0 | 0 | 0 | 0 | 0 | 0 | 0 | 0 | 0 | 0 | 0 | 0 | 0
Add econo with Econo-Lockout=NO, DB limit = 68, Max OSA = 100% | 0 | 0 | 0 | 0 | 0 | 0 | 0 | 0 | 0 | 0 | 0 | 0 | 0 | 0 | 0 | 0 | 0 | 0 | 0
Add econo with Econo-Lockout=NO, DB limit = 68, Max OSA = 100% | 0 | 0 | 0 | 0 | 0 | 0 | 0 | 0 | 0 | 0 | 0 | 0 | 0 | 0 | 0 | 0 | 0 | 0 | 0
Add econo with Econo-Lockout=NO, DB limit = 68, Max OSA = 100% | 0 | 0 | 0 | 0 | 0 | 0 | 0 | 0 | 0 | 0 | 0 | 0 | 0 | 0 | 0 | 0 | 0 | 0 | 0
Add econo with Econo-Lockout=NO, DB limit = 68, Max OSA = 100% | 0 | 0 | 0 | 33420.276 | 467883.864 | -0.36205 | -5.0687 | 0.14701 | 1.9211 | 0.083104 | 1.9211 | 0.15949 | 1.9211 | 0.095583 | 1.9211 | 7.7793 | 18.3258 | 1.9707 | 2.307
Add econo with Econo-Lockout=NO, DB limit = 68, Max OSA = 100% | 0 | 0 | 0 | 45256.6238 | 633592.7325 | -1.0513 | -14.7188 | 0.15269 | 1.9211 | 0.088775 | 1.9211 | 0.1619 | 1.9211 | 0.09799 | 1.9211 | 10.533 | 24.8127 | 2.1102 | 2.3852
Add econo with Econo-Lockout=NO, DB limit = 68, Max OSA = 100% | 0 | 0 | 0 | 45256.6238 | 633592.7325 | -1.0513 | -14.7188 | 0.15269 | 1.9211 | 0.088775 | 1.9211 | 0.1619 | 1.9211 | 0.09799 | 1.9211 | 10.533 | 24.8127 | 2.1102 | 2.3852
Add econo with Econo-Lockout=NO, DB limit = 68, Max OSA = 100% | 0 | 0 | 0 | 29730.1205 | 416221.6874 | -0.2698 | -3.7772 | 0.14432 | 1.9211 | 0.080413 | 1.9211 | 0.15835 | 1.9211 | 0.09444 | 1.9211 | 6.9205 | 16.3026 | 1.9106 | 2.2716
Add econo with Econo-Lockout=NO, DB limit = 68, Max OSA = 100% | 0 | 0 | 0 | 0 | 0 | 0 | 0 | 0 | 0 | 0 | 0 | 0 | 0 | 0 | 0 | 0 | 0 | 0 | 0
Add econo with Econo-Lockout=NO, DB limit = 68, Max OSA = 100% | 0 | 0 | 0 | 0 | 0 | 0 | 0 | 0 | 0 | 0 | 0 | 0 | 0 | 0 | 0 | 0 | 0 | 0 | 0
Add econo with Econo-Lockout=NO, DB limit = 68, Max OSA = 100% | 0 | 0 | 0 | 0 | 0 | 0 | 0 | 0 | 0 | 0 | 0 | 0 | 0 | 0 | 0 | 0 | 0 | 0 | 0
Add econo with Econo-Lockout=NO, DB limit = 68, Max OSA = 100% | 0 | 0 | 0 | 0 | 0 | 0 | 0 | 0 | 0 | 0 | 0 | 0 | 0 | 0 | 0 | 0 | 0 | 0 | 0
Add econo with Econo-Lockout=NO, DB limit = 68, Max OSA = 100% | 0 | 0 | 0 | 0 | 0 | 0 | 0 | 0 | 0 | 0 | 0 | 0 | 0 | 0 | 0 | 0 | 0 | 0 | 0
Add econo with Econo-Lockout=NO, DB limit = 68, Max OSA = 100% | 0 | 0 | 0 | 0 | 0 | 0 | 0 | 0 | 0 | 0 | 0 | 0 | 0 | 0 | 0 | 0 | 0 | 0 | 0
Add econo with Econo-Lockout=NO, DB limit = 68, Max OSA = 100% | 0 | 0 | 0 | 0 | 0 | 0 | 0 | 0 | 0 | 0 | 0 | 0 | 0 | 0 | 0 | 0 | 0 | 0 | 0
Add econo with Econo-Lockout=NO, DB limit = 68, Max OSA = 100% | 0 | 0 | 0 | 0 | 0 | 0 | 0 | 0 | 0 | 0 | 0 | 0 | 0 | 0 | 0 | 0 | 0 | 0 | 0
Add econo with Econo-Lockout=NO, DB limit = 68, Max OSA = 100% | 0 | 0 | 0 | 0 | 0 | 0 | 0 | 0 | 0 | 0 | 0 | 0 | 0 | 0 | 0 | 0 | 0 | 0 | 0
Add econo with Econo-Lockout=NO, DB limit = 68, Max OSA = 100% | 0 | 0 | 0 | 0 | 0 | 0 | 0 | 0 | 0 | 0 | 0 | 0 | 0 | 0 | 0 | 0 | 0 | 0 | 0
Add econo with Econo-Lockout=NO, DB limit = 68, Max OSA = 100% | 0 | 0 | 0 | 0 | 0 | 0 | 0 | 0 | 0 | 0 | 0 | 0 | 0 | 0 | 0 | 0 | 0 | 0 | 0
Add econo with Econo-Lockout=NO, DB limit = 68, Max OSA = 100% | 0 | 0 | 0 | 0 | 0 | 0 | 0 | 0 | 0 | 0 | 0 | 0 | 0 | 0 | 0 | 0 | 0 | 0 | 0
Add econo with Econo-Lockout=NO, DB limit = 68, Max OSA = 100% | 0 | 0 | 0 | 0 | 0 | 0 | 0 | 0 | 0 | 0 | 0 | 0 | 0 | 0 | 0 | 0 | 0 | 0 | 0
Add econo with Econo-Lockout=NO, DB limit = 68, Max OSA = 100% | 0 | 0 | 0 | 0 | 0 | 0 | 0 | 0 | 0 | 0 | 0 | 0 | 0 | 0 | 0 | 0 | 0 | 0 | 0
Add econo with Econo-Lockout=NO, DB limit = 68, Max OSA = 100% | 0 | 0 | 0 | 0 | 0 | 0 | 0 | 0 | 0 | 0 | 0 | 0 | 0 | 0 | 0 | 0 | 0 | 0 | 0
Add econo with Econo-Lockout=NO, DB limit = 68, Max OSA = 100% | 0 | 0 | 0 | 0 | 0 | 0 | 0 | 0 | 0 | 0 | 0 | 0 | 0 | 0 | 0 | 0 | 0 | 0 | 0
Add econo with Econo-Lockout=NO, DB limit = 68, Max OSA = 100% | 0 | 0 | 0 | 6231.489 | 87240.8455 | -0.4456 | -6.2385 | 0.05241 | 1.9211 | -0.011501 | 1.9211 | 0.11933 | 1.9211 | 0.055423 | 1.9211 | 1.4495 | 3.4146 | 0.93542 | 1.4881
Add econo with Econo-Lockout=NO, DB limit = 68, Max OSA = 100% | 0 | 0 | 0 | 13611.7999 | 190565.1988 | 0 | 0 | 0.11546 | 0 | 0.05155 | 0 | 0.1461 | 0 | 0.082188 | 0 | 3.1688 | 7.4649 | 1.44 | 1.95
Add econo with Econo-Lockout=NO, DB limit = 68, Max OSA = 100% | 0 | 0 | 0 | 13611.7999 | 190565.1988 | 0 | 0 | 0.11546 | 0 | 0.05155 | 0 | 0.1461 | 0 | 0.082188 | 0 | 3.1688 | 7.4649 | 1.44 | 1.95
Add econo with Econo-Lockout=NO, DB limit = 68, Max OSA = 100% | 0 | 0 | 0 | 4769.3519 | 66770.9264 | -0.33246 | -4.6545 | 0.01676 | 1.9211 | -0.047151 | 1.9211 | 0.1042 | 1.9211 | 0.040289 | 1.9211 | 1.1094 | 2.6135 | 0.78094 | 1.3127
Add econo with Econo-Lockout=NO, DB limit = 68, Max OSA = 100% | 0 | 0 | 0 | 39338.4499 | 550738.2982 | -0.7067 | -9.8938 | 0.15028 | 1.9211 | 0.086366 | 1.9211 | 0.16088 | 1.9211 | 0.096967 | 1.9211 | 9.1561 | 21.5692 | 2.0486 | 2.3514
Add econo with Econo-Lockout=NO, DB limit = 68, Max OSA = 100% | 0 | 0 | 0 | 58485.483 | 818796.762 | -0.70322 | -9.8451 | 0.15631 | 1.9211 | 0.092397 | 1.9211 | 0.16344 | 1.9211 | 0.099527 | 1.9211 | 13.6136 | 32.0697 | 2.2107 | 2.4385
Add econo with Econo-Lockout=NO, DB limit = 68, Max OSA = 100% | 0 | 0 | 0 | 58485.483 | 818796.762 | -0.70322 | -9.8451 | 0.15631 | 1.9211 | 0.092397 | 1.9211 | 0.16344 | 1.9211 | 0.099527 | 1.9211 | 13.6136 | 32.0697 | 2.2107 | 2.4385
Add econo with Econo-Lockout=NO, DB limit = 68, Max OSA = 100% | 0 | 0 | 0 | 30948.5681 | 433279.9532 | -0.64056 | -8.9678 | 0.14528 | 1.9211 | 0.081372 | 1.9211 | 0.15876 | 1.9211 | 0.094848 | 1.9211 | 7.2031 | 16.9685 | 1.9314 | 2.2838
Add econo with Econo-Lockout=NO, DB limit = 68, Max OSA = 100% | -0.0068233 | -0.003514 | -0.0068233 | 26318.4673 | 368458.5429 | -0.099913 | -1.3988 | 0.14113 | 1.9211 | 0.077234 | 1.9211 | 0.15698 | 1.9211 | 0.09308 | 1.9211 | 6.1256 | 14.4301 | 1.8446 | 2.2313
Add econo with Econo-Lockout=NO, DB limit = 68, Max OSA = 100% | 0.037598 | 0.019363 | 0.037598 | 37597.8105 | 526369.347 | -0.26423 | -3.6992 | 0.14951 | 1.9211 | 0.085565 | 1.9211 | 0.1606 | 1.9211 | 0.096657 | 1.9211 | 8.7564 | 20.6275 | 2.0281 | 2.34
Add econo with Econo-Lockout=NO, DB limit = 68, Max OSA = 100% | 0.037598 | 0.019363 | 0.037598 | 37597.8105 | 526369.347 | -0.26423 | -3.6992 | 0.14951 | 1.9211 | 0.085566 | 1.9211 | 0.1606 | 1.9211 | 0.096658 | 1.9211 | 8.7565 | 20.6278 | 2.0281 | 2.34
Add econo with Econo-Lockout=NO, DB limit = 68, Max OSA = 100% | 0.063359 | 0.03263 | 0.063359 | 21270.6132 | 297788.5843 | -0.090861 | -1.2721 | 0.13497 | 1.9211 | 0.070929 | 1.9211 | 0.15457 | 1.9211 | 0.090535 | 1.9211 | 4.9615 | 11.6879 | 1.7229 | 2.1532
Add econo with Econo-Lockout=NO, DB limit = 68, Max OSA = 100% | 0 | 0 | 0 | 0 | 0 | 0 | 0 | 0 | 0 | 0 | 0 | 0 | 0 | 0 | 0 | 0 | 0 | 0 | 0
Add econo with Econo-Lockout=NO, DB limit = 68, Max OSA = 100% | 0 | 0 | 0 | 0 | 0 | 0 | 0 | 0 | 0 | 0 | 0 | 0 | 0 | 0 | 0 | 0 | 0 | 0 | 0
Add econo with Econo-Lockout=NO, DB limit = 68, Max OSA = 100% | 0 | 0 | 0 | 0 | 0 | 0 | 0 | 0 | 0 | 0 | 0 | 0 | 0 | 0 | 0 | 0 | 0 | 0 | 0
Add econo with Econo-Lockout=NO, DB limit = 68, Max OSA = 100% | 0 | 0 | 0 | 0 | 0 | 0 | 0 | 0 | 0 | 0 | 0 | 0 | 0 | 0 | 0 | 0 | 0 | 0 | 0
Add econo with Econo-Lockout=NO, DB limit = 68, Max OSA = 100% | 0 | 0 | 0 | 0 | 0 | 0 | 0 | 0 | 0 | 0 | 0 | 0 | 0 | 0 | 0 | 0 | 0 | 0 | 0
Add econo with Econo-Lockout=NO, DB limit = 68, Max OSA = 100% | 0 | 0 | 0 | 0 | 0 | 0 | 0 | 0 | 0 | 0 | 0 | 0 | 0 | 0 | 0 | 0 | 0 | 0 | 0
Add econo with Econo-Lockout=NO, DB limit = 68, Max OSA = 100% | 0 | 0 | 0 | 0 | 0 | 0 | 0 | 0 | 0 | 0 | 0 | 0 | 0 | 0 | 0 | 0 | 0 | 0 | 0
Add econo with Econo-Lockout=NO, DB limit = 68, Max OSA = 100% | 0 | 0 | 0 | 0 | 0 | 0 | 0 | 0 | 0 | 0 | 0 | 0 | 0 | 0 | 0 | 0 | 0 | 0 | 0
Add econo with Econo-Lockout=NO, DB limit = 68, Max OSA = 100% | 0 | 0 | 0 | 12462.9779 | 174481.691 | -0.11976 | -1.6766 | 0.11055 | 1.9211 | 0.046643 | 1.9211 | 0.14402 | 1.9211 | 0.080105 | 1.9211 | 2.9011 | 6.8341 | 1.382 | 1.904
Add econo with Econo-Lockout=NO, DB limit = 68, Max OSA = 100% | 0 | 0 | 0 | 20609.1702 | 288528.3828 | -0.20261 | -2.8365 | 0.13354 | 1.9211 | 0.069626 | 1.9211 | 0.15377 | 1.9211 | 0.089861 | 1.9211 | 4.7973 | 11.301 | 1.7026 | 2.1396
Add econo with Econo-Lockout=NO, DB limit = 68, Max OSA = 100% | 0 | 0 | 0 | 20609.1702 | 288528.3828 | -0.20261 | -2.8365 | 0.13354 | 1.9211 | 0.069626 | 1.9211 | 0.15377 | 1.9211 | 0.089861 | 1.9211 | 4.7973 | 11.301 | 1.7026 | 2.1396
Add econo with Econo-Lockout=NO, DB limit = 68, Max OSA = 100% | 0.086684 | 0.044642 | 0.086684 | 10234.9595 | 143289.4334 | -0.056745 | -0.79443 | 0.098858 | 1.9211 | 0.034583 | 1.9211 | 0.1396 | 1.9211 | 0.075329 | 1.9211 | 2.3961 | 5.6446 | 1.256 | 1.7985
Add econo with Econo-Lockout=NO, DB limit = 68, Max OSA = 100% | 0 | 0 | 0 | 2200.5163 | 30807.2282 | -0.093309 | -1.3063 | 0.0073373 | 1.9211 | -0.056573 | 1.9211 | 0.1002 | 1.9211 | 0.03629 | 1.9211 | 1.045 | 2.4616 | 0.7485 | 1.2735
Add econo with Econo-Lockout=NO, DB limit = 68, Max OSA = 100% | 0 | 0 | 0 | 4179.2751 | 58509.852 | 0.0053392 | 0.074749 | 0.083738 | 0.95357 | 0.019827 | 0.22578 | 0.13263 | 1.5104 | 0.068722 | 0.78257 | 1.9856 | 4.6775 | 1.1332 | 1.6874
Add econo with Econo-Lockout=NO, DB limit = 68, Max OSA = 100% | 0 | 0 | 0 | 4179.2751 | 58509.852 | 0.0053392 | 0.074749 | 0.083738 | 0.95357 | 0.019827 | 0.22578 | 0.13263 | 1.5104 | 0.068722 | 0.78257 | 1.9856 | 4.6775 | 1.1332 | 1.6874
Add econo with Econo-Lockout=NO, DB limit = 68, Max OSA = 100% | 0 | 0 | 0 | 1859.351 | 26030.9137 | -0.054245 | -0.75943 | -0.02227 | 1.9211 | -0.086181 | 1.9211 | 0.087632 | 1.9211 | 0.023721 | 1.9211 | 0.88309 | 2.0803 | 0.66166 | 1.1632
Add econo with Econo-Lockout=NO, DB limit = 68, Max OSA = 100% | 0 | 0 | 0 | 0 | 0 | 0 | 0 | 0 | 0 | 0 | 0 | 0 | 0 | 0 | 0 | 0 | 0 | 0 | 0
Add econo with Econo-Lockout=NO, DB limit = 68, Max OSA = 100% | 0 | 0 | 0 | 0 | 0 | 0 | 0 | 0 | 0 | 0 | 0 | 0 | 0 | 0 | 0 | 0 | 0 | 0 | 0
Add econo with Econo-Lockout=NO, DB limit = 68, Max OSA = 100% | 0 | 0 | 0 | 0 | 0 | 0 | 0 | 0 | 0 | 0 | 0 | 0 | 0 | 0 | 0 | 0 | 0 | 0 | 0
Add econo with Econo-Lockout=NO, DB limit = 68, Max OSA = 100% | 0 | 0 | 0 | 0 | 0 | 0 | 0 | 0 | 0 | 0 | 0 | 0 | 0 | 0 | 0 | 0 | 0 | 0 | 0
Add econo with Econo-Lockout=NO, DB limit = 68, Max OSA = 100% | 0 | 0 | 0 | 14133.9917 | 197875.8842 | -0.5396 | -7.5544 | 0.11743 | 1.9211 | 0.053517 | 1.9211 | 0.14693 | 1.9211 | 0.083023 | 1.9211 | 3.289 | 7.7479 | 1.464 | 1.9682
Add econo with Econo-Lockout=NO, DB limit = 68, Max OSA = 100% | 0.013995 | 0.0072073 | 0.013995 | 26771.0336 | 374794.4702 | -0.71366 | -9.9913 | 0.14167 | 1.9211 | 0.077746 | 1.9211 | 0.15725 | 1.9211 | 0.093323 | 1.9211 | 6.232 | 14.6808 | 1.8538 | 2.2367
Add econo with Econo-Lockout=NO, DB limit = 68, Max OSA = 100% | 0.013995 | 0.0072073 | 0.013995 | 26771.0336 | 374794.4702 | -0.71366 | -9.9913 | 0.14167 | 1.9211 | 0.077746 | 1.9211 | 0.15725 | 1.9211 | 0.093324 | 1.9211 | 6.2321 | 14.6809 | 1.8538 | 2.2367
Add econo with Econo-Lockout=NO, DB limit = 68, Max OSA = 100% | 0 | 0 | 0 | 10896.4025 | 152549.6348 | -0.1859 | -2.6026 | 0.10219 | 1.9211 | 0.038284 | 1.9211 | 0.14047 | 1.9211 | 0.076556 | 1.9211 | 2.5362 | 5.9745 | 1.2933 | 1.8305
Add econo with Econo-Lockout=NO, DB limit = 68, Max OSA = 100% | 0 | 0 | 0 | 9712.7677 | 135978.748 | -0.18694 | -2.6172 | 0.09409 | 1.9211 | 0.03018 | 1.9211 | 0.13703 | 1.9211 | 0.073116 | 1.9211 | 2.2606 | 5.3254 | 1.2176 | 1.7646
Add econo with Econo-Lockout=NO, DB limit = 68, Max OSA = 100% | 0 | 0 | 0 | 18207.0879 | 254899.2301 | -0.36205 | -5.0687 | 0.1289 | 1.9211 | 0.064987 | 1.9211 | 0.1518 | 1.9211 | 0.087892 | 1.9211 | 4.2377 | 9.9827 | 1.6262 | 2.0872
Add econo with Econo-Lockout=NO, DB limit = 68, Max OSA = 100% | 0 | 0 | 0 | 18207.0879 | 254899.2301 | -0.36205 | -5.0687 | 0.1289 | 1.9211 | 0.064987 | 1.9211 | 0.1518 | 1.9211 | 0.087892 | 1.9211 | 4.2377 | 9.9827 | 1.6262 | 2.0872
Add econo with Econo-Lockout=NO, DB limit = 68, Max OSA = 100% | 0 | 0 | 0 | 7937.3155 | 111122.4177 | -0.22942 | -3.2118 | 0.077402 | 1.9211 | 0.013491 | 1.9211 | 0.12994 | 1.9211 | 0.066032 | 1.9211 | 1.8472 | 4.3515 | 1.0866 | 1.6426
Add econo with Econo-Lockout=NO, DB limit = 68, Max OSA = 100% | 0 | 0 | 0 | 0 | 0 | 0 | 0 | 0 | 0 | 0 | 0 | 0 | 0 | 0 | 0 | 0 | 0 | 0 | 0
Add econo with Econo-Lockout=NO, DB limit = 68, Max OSA = 100% | 0 | 0 | 0 | 0 | 0 | 0 | 0 | 0 | 0 | 0 | 0 | 0 | 0 | 0 | 0 | 0 | 0 | 0 | 0
Add econo with Econo-Lockout=NO, DB limit = 68, Max OSA = 100% | 0 | 0 | 0 | 0 | 0 | 0 | 0 | 0 | 0 | 0 | 0 | 0 | 0 | 0 | 0 | 0 | 0 | 0 | 0
Add econo with Econo-Lockout=NO, DB limit = 68, Max OSA = 100% | 0 | 0 | 0 | 0 | 0 | 0 | 0 | 0 | 0 | 0 | 0 | 0 | 0 | 0 | 0 | 0 | 0 | 0 | 0
Add econo with Econo-Lockout=NO, DB limit = 68, Max OSA = 100% | 0 | 0 | 0 | 11453.4071 | 160347.6992 | 0.11349 | 1.5889 | 0.10544 | 1.2007 | 0.041525 | 0.47287 | 0.14184 | 1.6152 | 0.077932 | 0.88746 | 2.6667 | 6.2819 | 1.3265 | 1.8586
Add econo with Econo-Lockout=NO, DB limit = 68, Max OSA = 100% | 0 | 0 | 0 | 18172.2751 | 254411.851 | 0.14761 | 2.0665 | 0.12882 | 1.467 | 0.064914 | 0.73921 | 0.15177 | 1.7283 | 0.087861 | 1.0005 | 4.2309 | 9.9668 | 1.6255 | 2.0869
Add econo with Econo-Lockout=NO, DB limit = 68, Max OSA = 100% | 0 | 0 | 0 | 18172.2751 | 254411.851 | 0.14761 | 2.0665 | 0.12882 | 1.467 | 0.064914 | 0.73921 | 0.15177 | 1.7283 | 0.087861 | 1.0005 | 4.2309 | 9.9668 | 1.6255 | 2.0869
Add econo with Econo-Lockout=NO, DB limit = 68, Max OSA = 100% | 0 | 0 | 0 | 7763.2516 | 108685.5226 | -0.020226 | -0.28317 | 0.075355 | 1.9211 | 0.011444 | 1.9211 | 0.12907 | 1.9211 | 0.065163 | 1.9211 | 1.8072 | 4.2573 | 1.0727 | 1.6293
Add ecomizer with Econo-Lockout=NO, DB limit = 68, Max OSA = 100% | 0.016188 | 0.0083368 | 0.016188 | 15630.9416 | 218833.1822 | -431.6786 | -6043.4999 | 0.12246 | 1.9211 | 0.058502 | 1.9211 | 0.14914 | 1.9211 | 0.085182 | 1.9211 | 2.4971 | 5.8825 | 1.0494 | 1.3842
Add ecomizer with Econo-Lockout=NO, DB limit = 68, Max OSA = 100% | 0.036553 | 0.018825 | 0.036553 | 15944.2567 | 223219.5934 | -577.8923 | -8090.4918 | 0.12344 | 1.9211 | 0.059456 | 1.9211 | 0.14959 | 1.9211 | 0.085612 | 1.9211 | 2.184 | 5.1449 | 0.90705 | 1.1919
Add ecomizer with Econo-Lockout=NO, DB limit = 68, Max OSA = 100% | 0.036553 | 0.018825 | 0.036553 | 15944.2567 | 223219.5934 | -577.8923 | -8090.4918 | 0.12344 | 1.9211 | 0.059459 | 1.9211 | 0.1496 | 1.9211 | 0.085615 | 1.9211 | 2.1841 | 5.1451 | 0.90708 | 1.192
Add ecomizer with Econo-Lockout=NO, DB limit = 68, Max OSA = 100% | 0.015283 | 0.0078706 | 0.015283 | 13785.8638 | 193002.0939 | -375.9781 | -5263.6935 | 0.11626 | 1.9211 | 0.052301 | 1.9211 | 0.14651 | 1.9211 | 0.082552 | 1.9211 | 2.215 | 5.218 | 0.99921 | 1.3496
Add ecomizer with Econo-Lockout=NO, DB limit = 68, Max OSA = 100% | 0 | 0 | 0 | 0 | 0 | 0 | 0 | 0 | 0 | 0 | 0 | 0 | 0 | 0 | 0 | 0 | 0 | 0 | 0
Add ecomizer with Econo-Lockout=NO, DB limit = 68, Max OSA = 100% | 0 | 0 | 0 | 0 | 0 | 0 | 0 | 0 | 0 | 0 | 0 | 0 | 0 | 0 | 0 | 0 | 0 | 0 | 0
Add ecomizer with Econo-Lockout=NO, DB limit = 68, Max OSA = 100% | 0 | 0 | 0 | 0 | 0 | 0 | 0 | 0 | 0 | 0 | 0 | 0 | 0 | 0 | 0 | 0 | 0 | 0 | 0
Add ecomizer with Econo-Lockout=NO, DB limit = 68, Max OSA = 100% | 0 | 0 | 0 | 0 | 0 | 0 | 0 | 0 | 0 | 0 | 0 | 0 | 0 | 0 | 0 | 0 | 0 | 0 | 0
Add ecomizer with Econo-Lockout=NO, DB limit = 68, Max OSA = 100% | 0.032863 | 0.016925 | 0.032863 | 19460.3482 | 272444.875 | -553.5233 | -7749.3265 | 0.13166 | 1.9211 | 0.067672 | 1.9211 | 0.15309 | 1.9211 | 0.089102 | 1.9211 | 3.0683 | 7.228 | 1.1287 | 1.4319
Add ecomizer with Econo-Lockout=NO, DB limit = 68, Max OSA = 100% | 0.054656 | 0.028148 | 0.054656 | 20121.7912 | 281705.0765 | -724.106 | -10137.4837 | 0.13291 | 1.9211 | 0.068914 | 1.9211 | 0.15364 | 1.9211 | 0.089639 | 1.9211 | 2.771 | 6.5277 | 0.99783 | 1.2587
Add ecomizer with Econo-Lockout=NO, DB limit = 68, Max OSA = 100% | 0.054656 | 0.028148 | 0.054656 | 20121.7912 | 281705.0765 | -724.106 | -10137.4837 | 0.13291 | 1.9211 | 0.068917 | 1.9211 | 0.15364 | 1.9211 | 0.089642 | 1.9211 | 2.7711 | 6.528 | 0.99786 | 1.2587
Add ecomizer with Econo-Lockout=NO, DB limit = 68, Max OSA = 100% | 0.0060574 | 0.0031196 | 0.0060574 | 17093.0787 | 239303.1013 | -487.379 | -6823.3063 | 0.12634 | 1.9211 | 0.062418 | 1.9211 | 0.15074 | 1.9211 | 0.086816 | 1.9211 | 2.6882 | 6.3326 | 1.0719 | 1.3911
Add ecomizer with Econo-Lockout=NO, DB limit = 68, Max OSA = 100% | 0.0088424 | 0.0045539 | 0.0088424 | 62314.8896 | 872408.4547 | -1514.3563 | -21200.9876 | 0.15709 | 1.9211 | 0.093168 | 1.9211 | 0.16378 | 1.9211 | 0.099861 | 1.9211 | 10.4938 | 24.7203 | 1.6153 | 1.7723
Add ecomizer with Econo-Lockout=NO, DB limit = 68, Max OSA = 100% | 0.031506 | 0.016225 | 0.031506 | 66144.2962 | 926020.1475 | -1664.0512 | -23296.7174 | 0.15778 | 1.9211 | 0.093856 | 1.9211 | 0.16409 | 1.9211 | 0.10016 | 1.9211 | 10.9906 | 25.8907 | 1.608 | 1.7558
Add ecomizer with Econo-Lockout=NO, DB limit = 68, Max OSA = 100% | 0.031506 | 0.016225 | 0.031506 | 66144.2962 | 926020.1475 | -1664.0512 | -23296.7174 | 0.15778 | 1.9211 | 0.093856 | 1.9211 | 0.16409 | 1.9211 | 0.10016 | 1.9211 | 10.9907 | 25.8908 | 1.608 | 1.7558
Add ecomizer with Econo-Lockout=NO, DB limit = 68, Max OSA = 100% | 0.034291 | 0.01766 | 0.034291 | 57092.9715 | 799301.601 | -1319.4046 | -18471.665 | 0.15607 | 1.9211 | 0.092137 | 1.9211 | 0.16338 | 1.9211 | 0.099441 | 1.9211 | 9.7989 | 23.0833 | 1.623 | 1.794
Add ecomizer with Econo-Lockout=NO, DB limit = 68, Max OSA = 100% | 0.44212 | 0.22769 | 0.44212 | 206091.702 | 2885283.828 | -2085.286 | -29194.0036 | 0.16543 | 1.9211 | 0.10143 | 1.9211 | 0.16746 | 1.9211 | 0.10345 | 1.9211 | 42.5213 | 100.1681 | 2.2143 | 2.2827
Add ecomizer with Econo-Lockout=NO, DB limit = 68, Max OSA = 100% | 4.7345 | 2.4383 | 4.7345 | 199129.1445 | 2787808.023 | -2255.8686 | -31582.1608 | 0.16703 | 1.9211 | 0.10237 | 1.9211 | 0.16912 | 1.9211 | 0.10447 | 1.9211 | 40.9183 | 96.3919 | 2.1803 | 2.2493
Add ecomizer with Econo-Lockout=NO, DB limit = 68, Max OSA = 100% | 4.7345 | 2.4383 | 4.7345 | 199129.1445 | 2787808.023 | -2255.8686 | -31582.1608 | 0.16707 | 1.9211 | 0.1024 | 1.9211 | 0.16917 | 1.9211 | 0.10449 | 1.9211 | 40.9304 | 96.4204 | 2.1804 | 2.2494
Add ecomizer with Econo-Lockout=NO, DB limit = 68, Max OSA = 100% | 1.7511 | 0.90181 | 1.7511 | 189381.564 | 2651341.896 | -1785.896 | -25002.544 | 0.16592 | 1.9211 | 0.10161 | 1.9211 | 0.16812 | 1.9211 | 0.10381 | 1.9211 | 39.628 | 93.3523 | 2.2255 | 2.2998
Add ecomizer with Econo-Lockout=NO, DB limit = 68, Max OSA = 100% | 0.014552 | 0.0074941 | 0.014552 | 48389.7746 | 677456.8448 | -1180.1535 | -16522.1489 | 0.15376 | 1.9211 | 0.089834 | 1.9211 | 0.16238 | 1.9211 | 0.098452 | 1.9211 | 8.1389 | 19.1729 | 1.5448 | 1.7342
Add ecomizer with Econo-Lockout=NO, DB limit = 68, Max OSA = 100% | 0.014969 | 0.0077093 | 0.014969 | 53959.8206 | 755437.4888 | -1517.8375 | -21249.7255 | 0.15529 | 1.9211 | 0.091372 | 1.9211 | 0.16302 | 1.9211 | 0.0991 | 1.9211 | 8.5398 | 20.1172 | 1.4827 | 1.6473
Add ecomizer with Econo-Lockout=NO, DB limit = 68, Max OSA = 100% | 0.014969 | 0.0077093 | 0.014969 | 53959.8206 | 755437.4888 | -1517.8375 | -21249.7255 | 0.15529 | 1.9211 | 0.091372 | 1.9211 | 0.16302 | 1.9211 | 0.099101 | 1.9211 | 8.5398 | 20.1173 | 1.4827 | 1.6473
Add ecomizer with Econo-Lockout=NO, DB limit = 68, Max OSA = 100% | 0.013995 | 0.0072073 | 0.013995 | 43864.1122 | 614097.5715 | -1089.6402 | -15254.9635 | 0.15221 | 1.9211 | 0.088289 | 1.9211 | 0.16172 | 1.9211 | 0.097797 | 1.9211 | 7.3251 | 17.2559 | 1.5043 | 1.7059
Add ecomizer with Econo-Lockout=NO, DB limit = 68, Max OSA = 100% | 0 | 0 | 0 | 17594.3828 | 246321.3592 | -528.8062 | -7403.2874 | 0.13987 | 1.9211 | 0.075957 | 1.9211 | 0.15646 | 1.9211 | 0.092548 | 1.9211 | 3.8487 | 9.0665 | 1.1964 | 1.4571
Add ecomizer with Econo-Lockout=NO, DB limit = 68, Max OSA = 100% | 0.028755 | 0.014809 | 0.028755 | 19568.2679 | 273955.75 | -643.3403 | -9006.7644 | 0.1429 | 1.9211 | 0.07894 | 1.9211 | 0.15782 | 1.9211 | 0.093859 | 1.9211 | 4.0761 | 9.6021 | 1.1756 | 1.4096
Add ecomizer with Econo-Lockout=NO, DB limit = 68, Max OSA = 100% | 0.028755 | 0.014809 | 0.028755 | 19568.2679 | 273955.75 | -643.3403 | -9006.7644 | 0.1429 | 1.9211 | 0.078942 | 1.9211 | 0.15782 | 1.9211 | 0.09386 | 1.9211 | 4.0762 | 9.6024 | 1.1756 | 1.4096
Add ecomizer with Econo-Lockout=NO, DB limit = 68, Max OSA = 100% | -0.0026562 | -0.001368 | -0.0026562 | 15961.6631 | 223463.283 | -480.0683 | -6720.9568 | 0.1369 | 1.9211 | 0.072996 | 1.9211 | 0.15519 | 1.9211 | 0.091285 | 1.9211 | 3.4897 | 8.2207 | 1.159 | 1.4329
Add ecomizer with Econo-Lockout=NO, DB limit = 68, Max OSA = 100% | 0 | 0 | 0 | 15864.1873 | 222098.6217 | -460.5732 | -6448.0245 | 0.13672 | 1.9211 | 0.072812 | 1.9211 | 0.15512 | 1.9211 | 0.091214 | 1.9211 | 3.5317 | 8.3197 | 1.1777 | 1.4574
Add ecomizer with Econo-Lockout=NO, DB limit = 68, Max OSA = 100% | 0.022419 | 0.011546 | 0.022419 | 16985.159 | 237792.2263 | -565.3597 | -7915.0354 | 0.13894 | 1.9211 | 0.074991 | 1.9211 | 0.15613 | 1.9211 | 0.092177 | 1.9211 | 3.5113 | 8.2717 | 1.1178 | 1.3685
Add ecomizer with Econo-Lockout=NO, DB limit = 68, Max OSA = 100% | 0.022419 | 0.011546 | 0.022419 | 16985.159 | 237792.2263 | -565.3597 | -7915.0354 | 0.13894 | 1.9211 | 0.074992 | 1.9211 | 0.15613 | 1.9211 | 0.092179 | 1.9211 | 3.5114 | 8.2719 | 1.1178 | 1.3685
Add ecomizer with Econo-Lockout=NO, DB limit = 68, Max OSA = 100% | -0.013817 | -0.0071159 | -0.013817 | 14718.8466 | 206063.8518 | -406.9615 | -5697.4608 | 0.13413 | 1.9211 | 0.070258 | 1.9211 | 0.15396 | 1.9211 | 0.090091 | 1.9211 | 3.3507 | 7.8934 | 1.1743 | 1.471
ecomizer with Econo-Lockout=NO, DB limit = 68, Max OSA = 100% | 0 | 0 | 0 | 0 | 0 | 0 | 0 | 0 | 0 | 0 | 0 | 0 | 0 | 0 | 0 | 0 | 0 | 0 | 0
ecomizer with Econo-Lockout=NO, DB limit = 68, Max OSA = 100% | 0 | 0 | 0 | 0 | 0 | 0 | 0 | 0 | 0 | 0 | 0 | 0 | 0 | 0 | 0 | 0 | 0 | 0 | 0
ecomizer with Econo-Lockout=NO, DB limit = 68, Max OSA = 100% | 0 | 0 | 0 | 0 | 0 | 0 | 0 | 0 | 0 | 0 | 0 | 0 | 0 | 0 | 0 | 0 | 0 | 0 | 0
ecomizer with Econo-Lockout=NO, DB limit = 68, Max OSA = 100% | 0 | 0 | 0 | 0 | 0 | 0 | 0 | 0 | 0 | 0 | 0 | 0 | 0 | 0 | 0 | 0 | 0 | 0 | 0
ecomizer with Econo-Lockout=NO, DB limit = 68, Max OSA = 100% | 0 | 0 | 0 | 0 | 0 | 0 | 0 | 0 | 0 | 0 | 0 | 0 | 0 | 0 | 0 | 0 | 0 | 0 | 0
ecomizer with Econo-Lockout=NO, DB limit = 68, Max OSA = 100% | 0 | 0 | 0 | 0 | 0 | 0 | 0 | 0 | 0 | 0 | 0 | 0 | 0 | 0 | 0 | 0 | 0 | 0 | 0
ecomizer with Econo-Lockout=NO, DB limit = 68, Max OSA = 100% | 0 | 0 | 0 | 0 | 0 | 0 | 0 | 0 | 0 | 0 | 0 | 0 | 0 | 0 | 0 | 0 | 0 | 0 | 0
ecomizer with Econo-Lockout=NO, DB limit = 68, Max OSA = 100% | 0 | 0 | 0 | 0 | 0 | 0 | 0 | 0 | 0 | 0 | 0 | 0 | 0 | 0 | 0 | 0 | 0 | 0 | 0
ecomizer with Econo-Lockout=NO, DB limit = 68, Max OSA = 100% | 0.015642 | 0.0080559 | 0.015642 | 5288.0624 | 74032.8739 | -111.5611 | -1561.8548 | 0.1019 | 1.9211 | 0.037855 | 1.9211 | 0.14054 | 1.9211 | 0.076498 | 1.9211 | 1.9139 | 4.5087 | 0.97962 | 1.3887
ecomizer with Econo-Lockout=NO, DB limit = 68, Max OSA = 100% | 0.018764 | 0.0096635 | 0.018764 | 7198.5882 | 100780.2348 | -204.6992 | -2865.7887 | 0.11959 | 1.9211 | 0.055595 | 1.9211 | 0.14797 | 1.9211 | 0.083982 | 1.9211 | 2.317 | 5.4581 | 1.0085 | 1.3456
ecomizer with Econo-Lockout=NO, DB limit = 68, Max OSA = 100% | 0.018764 | 0.0096635 | 0.018764 | 7198.5882 | 100780.2348 | -204.6992 | -2865.7887 | 0.11959 | 1.9211 | 0.055598 | 1.9211 | 0.14798 | 1.9211 | 0.083985 | 1.9211 | 2.3171 | 5.4584 | 1.0086 | 1.3457
ecomizer with Econo-Lockout=NO, DB limit = 68, Max OSA = 100% | 0.0027293 | 0.0014056 | 0.0027293 | 4725.1396 | 66151.9551 | -98.2556 | -1375.5786 | 0.093617 | 1.9211 | 0.029682 | 1.9211 | 0.13686 | 1.9211 | 0.072928 | 1.9211 | 1.7142 | 4.0382 | 0.92619 | 1.3441
ecomizer with Econo-Lockout=NO, DB limit = 68, Max OSA = 100% | -0.00043168 | -0.00022231 | -0.00043168 | 33803.2167 | 473245.0333 | -532.6356 | -7456.8991 | 0.14726 | 1.9211 | 0.083349 | 1.9211 | 0.1596 | 1.9211 | 0.095686 | 1.9211 | 6.4573 | 15.2116 | 1.6219 | 1.896
ecomizer with Econo-Lockout=NO, DB limit = 68, Max OSA = 100% | 0.085988 | 0.044284 | 0.085988 | 46997.2631 | 657961.6838 | -971.2768 | -13597.8748 | 0.15343 | 1.9211 | 0.089462 | 1.9211 | 0.1623 | 1.9211 | 0.098336 | 1.9211 | 8.3759 | 19.7313 | 1.6268 | 1.8315
ecomizer with Econo-Lockout=NO, DB limit = 68, Max OSA = 100% | 0.085988 | 0.044284 | 0.085988 | 46997.2631 | 657961.6838 | -971.2768 | -13597.8748 | 0.15343 | 1.9211 | 0.089464 | 1.9211 | 0.16231 | 1.9211 | 0.098338 | 1.9211 | 8.3762 | 19.7318 | 1.6268 | 1.8315
ecomizer with Econo-Lockout=NO, DB limit = 68, Max OSA = 100% | 0.018068 | 0.0093049 | 0.018068 | 29869.3717 | 418171.2035 | -546.5608 | -7651.8507 | 0.14451 | 1.9211 | 0.080569 | 1.9211 | 0.15847 | 1.9211 | 0.094531 | 1.9211 | 5.5075 | 12.9741 | 1.515 | 1.7999
ecomizer with Econo-Lockout=NO, DB limit = 68, Max OSA = 100% | 0.77633 | 0.39981 | 0.77633 | 82506.3064 | 1155088.2892 | -1409.9179 | -19738.8505 | 0.16101 | 1.9211 | 0.096687 | 1.9211 | 0.16607 | 1.9211 | 0.10174 | 1.9211 | 15.5949 | 36.7371 | 1.8735 | 2.0126
ecomizer with Econo-Lockout=NO, DB limit = 68, Max OSA = 100% | 6.2663 | 3.2271 | 6.2663 | 116274.7103 | 1627845.9435 | -1897.2969 | -26562.1569 | 0.16693 | 1.9211 | 0.10133 | 1.9211 | 0.17052 | 1.9211 | 0.10492 | 1.9211 | 22.7555 | 53.6055 | 1.9742 | 2.078
ecomizer with Econo-Lockout=NO, DB limit = 68, Max OSA = 100% | 6.2663 | 3.2271 | 6.2663 | 116274.7103 | 1627845.9435 | -1897.2969 | -26562.1569 | 0.16703 | 1.9211 | 0.10139 | 1.9211 | 0.17062 | 1.9211 | 0.10498 | 1.9211 | 22.7715 | 53.6432 | 1.9746 | 2.0783
ecomizer with Econo-Lockout=NO, DB limit = 68, Max OSA = 100% | 2.2106 | 1.1385 | 2.2106 | 76240.0046 | 1067360.0647 | -1110.5279 | -15547.3909 | 0.16248 | 1.9211 | 0.097327 | 1.9211 | 0.16795 | 1.9211 | 0.1028 | 1.9211 | 15.151 | 35.6915 | 1.9288 | 2.0813
ecomizer with Econo-Lockout=NO, DB limit = 68, Max OSA = 100% | 0.013716 | 0.0070639 | 0.013716 | 13751.0511 | 192514.7149 | -264.5772 | -3704.0806 | 0.11612 | 1.9211 | 0.052162 | 1.9211 | 0.14644 | 1.9211 | 0.082489 | 1.9211 | 2.5021 | 5.8941 | 1.1303 | 1.5274
ecomizer with Econo-Lockout=NO, DB limit = 68, Max OSA = 100% | 0.013647 | 0.007028 | 0.013647 | 22628.3119 | 316796.3663 | -529.1544 | -7408.1612 | 0.13672 | 1.9211 | 0.072794 | 1.9211 | 0.15515 | 1.9211 | 0.091224 | 1.9211 | 3.8666 | 9.1087 | 1.2905 | 1.5972
ecomizer with Econo-Lockout=NO, DB limit = 68, Max OSA = 100% | 0.013647 | 0.007028 | 0.013647 | 22628.3119 | 316796.3663 | -529.1544 | -7408.1612 | 0.13672 | 1.9211 | 0.072795 | 1.9211 | 0.15515 | 1.9211 | 0.091225 | 1.9211 | 3.8667 | 9.1088 | 1.2905 | 1.5973
ecomizer with Econo-Lockout=NO, DB limit = 68, Max OSA = 100% | 0.0099565 | 0.0051276 | 0.0099565 | 11627.471 | 162784.5943 | -226.2831 | -3167.9637 | 0.10647 | 1.9211 | 0.042526 | 1.9211 | 0.14234 | 1.9211 | 0.078392 | 1.9211 | 2.1086 | 4.9672 | 1.0407 | 1.4536
ecomizer with Econo-Lockout=NO, DB limit = 68, Max OSA = 100% | 0.0082158 | 0.0042311 | 0.0082158 | 9712.7677 | 135978.748 | -174.0639 | -2436.8951 | 0.094189 | 1.9211 | 0.030241 | 1.9211 | 0.13713 | 1.9211 | 0.073177 | 1.9211 | 1.801 | 4.2427 | 0.96978 | 1.4053
ecomizer with Econo-Lockout=NO, DB limit = 68, Max OSA = 100% | 0.036205 | 0.018646 | 0.036205 | 14725.8091 | 206161.3276 | -307.0488 | -4298.683 | 0.11969 | 1.9211 | 0.055704 | 1.9211 | 0.14801 | 1.9211 | 0.084024 | 1.9211 | 2.6183 | 6.168 | 1.1382 | 1.518
ecomizer with Econo-Lockout=NO, DB limit = 68, Max OSA = 100% | 0.036205 | 0.018646 | 0.036205 | 14725.8091 | 206161.3276 | -307.0488 | -4298.683 | 0.1197 | 1.9211 | 0.055707 | 1.9211 | 0.14802 | 1.9211 | 0.084027 | 1.9211 | 2.6184 | 6.1682 | 1.1383 | 1.518
ecomizer with Econo-Lockout=NO, DB limit = 68, Max OSA = 100% | 0.0080766 | 0.0041594 | 0.0080766 | 8076.5667 | 113071.9338 | -139.9474 | -1959.2637 | 0.079089 | 1.9211 | 0.015136 | 1.9211 | 0.13072 | 1.9211 | 0.066771 | 1.9211 | 1.5105 | 3.5583 | 0.88188 | 1.3281
ecomizer with Econo-Lockout=NO, DB limit = 68, Max OSA = 100% | 0.003154 | 0.0016243 | 0.003154 | 10931.2153 | 153037.0139 | -207.8323 | -2909.6528 | 0.10244 | 1.9211 | 0.038517 | 1.9211 | 0.14059 | 1.9211 | 0.076667 | 1.9211 | 1.9943 | 4.6981 | 1.0153 | 1.436
ecomizer with Econo-Lockout=NO, DB limit = 68, Max OSA = 100% | 0.060922 | 0.031375 | 0.060922 | 15839.8183 | 221757.4564 | -365.5343 | -5117.4798 | 0.12327 | 1.9211 | 0.059237 | 1.9211 | 0.1496 | 1.9211 | 0.085565 | 1.9211 | 2.7254 | 6.4204 | 1.1358 | 1.4941
ecomizer with Econo-Lockout=NO, DB limit = 68, Max OSA = 100% | 0.060922 | 0.031375 | 0.060922 | 15839.8183 | 221757.4564 | -365.5343 | -5117.4798 | 0.12327 | 1.9211 | 0.059241 | 1.9211 | 0.1496 | 1.9211 | 0.085569 | 1.9211 | 2.7256 | 6.4207 | 1.1358 | 1.4941
ecomizer with Econo-Lockout=NO, DB limit = 68, Max OSA = 100% | 0.0085988 | 0.0044284 | 0.0085988 | 8703.1969 | 121844.7563 | -145.8656 | -2042.1181 | 0.085548 | 1.9211 | 0.021595 | 1.9211 | 0.13347 | 1.9211 | 0.069512 | 1.9211 | 1.6408 | 3.8652 | 0.92798 | 1.3758
0 | 0 | 0 | 0 | 0 | 0 | 0 | 0 | 0 | 0 | 0 | 0 | 0 | 0 | 0 | 0 | 0 | 0 | 0 | 0
indirect evap cooling for make-up air only, 65% effectiveness | 0 | 0 | 0 | 0 | 0 | 0 | 0 | 0 | 0 | 0 | 0 | 0 | 0 | 0 | 0 | 0 | 0 | 0 | 0
indirect evap cooling for make-up air only, 65% effectiveness | 0 | 0 | 0 | 0 | 0 | 0 | 0 | 0 | 0 | 0 | 0 | 0 | 0 | 0 | 0 | 0 | 0 | 0 | 0
indirect evap cooling for make-up air only, 65% effectiveness | 0 | 0 | 0 | 0 | 0 | 0 | 0 | 0 | 0 | 0 | 0 | 0 | 0 | 0 | 0 | 0 | 0 | 0 | 0
indirect evap cooling for make-up air only, 65% effectiveness | 0 | 0 | 0 | 0 | 0 | 0 | 0 | 0 | 0 | 0 | 0 | 0 | 0 | 0 | 0 | 0 | 0 | 0 | 0
indirect evap cooling for make-up air only, 65% effectiveness | 0 | 0 | 0 | 0 | 0 | 0 | 0 | 0 | 0 | 0 | 0 | 0 | 0 | 0 | 0 | 0 | 0 | 0 | 0
indirect evap cooling for make-up air only, 65% effectiveness | 0 | 0 | 0 | 0 | 0 | 0 | 0 | 0 | 0 | 0 | 0 | 0 | 0 | 0 | 0 | 0 | 0 | 0 | 0
indirect evap cooling for make-up air only, 65% effectiveness | 0 | 0 | 0 | 0 | 0 | 0 | 0 | 0 | 0 | 0 | 0 | 0 | 0 | 0 | 0 | 0 | 0 | 0 | 0
indirect evap cooling for make-up air only, 65% effectiveness | 0 | 0 | 0 | 0 | 0 | 0 | 0 | 0 | 0 | 0 | 0 | 0 | 0 | 0 | 0 | 0 | 0 | 0 | 0
indirect evap cooling for make-up air only, 65% effectiveness | 0 | 0 | 0 | 0 | 0 | 0 | 0 | 0 | 0 | 0 | 0 | 0 | 0 | 0 | 0 | 0 | 0 | 0 | 0
indirect evap cooling for make-up air only, 65% effectiveness | 0 | 0 | 0 | 0 | 0 | 0 | 0 | 0 | 0 | 0 | 0 | 0 | 0 | 0 | 0 | 0 | 0 | 0 | 0
indirect evap cooling for make-up air only, 65% effectiveness | 0 | 0 | 0 | 0 | 0 | 0 | 0 | 0 | 0 | 0 | 0 | 0 | 0 | 0 | 0 | 0 | 0 | 0 | 0
indirect evap cooling for make-up air only, 65% effectiveness | 0 | 0 | 0 | 0 | 0 | 0 | 0 | 0 | 0 | 0 | 0 | 0 | 0 | 0 | 0 | 0 | 0 | 0 | 0
indirect evap cooling for make-up air only, 65% effectiveness | 0 | 0 | 0 | 0 | 0 | 0 | 0 | 0 | 0 | 0 | 0 | 0 | 0 | 0 | 0 | 0 | 0 | 0 | 0
indirect evap cooling for make-up air only, 65% effectiveness | 0 | 0 | 0 | 0 | 0 | 0 | 0 | 0 | 0 | 0 | 0 | 0 | 0 | 0 | 0 | 0 | 0 | 0 | 0
indirect evap cooling for make-up air only, 65% effectiveness | 0 | 0 | 0 | 0 | 0 | 0 | 0 | 0 | 0 | 0 | 0 | 0 | 0 | 0 | 0 | 0 | 0 | 0 | 0
indirect evap cooling for make-up air only, 65% effectiveness | 0 | 0 | 0 | 0 | 0 | 0 | 0 | 0 | 0 | 0 | 0 | 0 | 0 | 0 | 0 | 0 | 0 | 0 | 0
indirect evap cooling for make-up air only, 65% effectiveness | 0 | 0 | 0 | 0 | 0 | 0 | 0 | 0 | 0 | 0 | 0 | 0 | 0 | 0 | 0 | 0 | 0 | 0 | 0
indirect evap cooling for make-up air only, 65% effectiveness | 0 | 0 | 0 | 0 | 0 | 0 | 0 | 0 | 0 | 0 | 0 | 0 | 0 | 0 | 0 | 0 | 0 | 0 | 0
indirect evap cooling for make-up air only, 65% effectiveness | 0 | 0 | 0 | 0 | 0 | 0 | 0 | 0 | 0 | 0 | 0 | 0 | 0 | 0 | 0 | 0 | 0 | 0 | 0
indirect evap cooling for make-up air only, 65% effectiveness | 0 | 0 | 0 | 0 | 0 | 0 | 0 | 0 | 0 | 0 | 0 | 0 | 0 | 0 | 0 | 0 | 0 | 0 | 0
indirect evap cooling for make-up air only, 65% effectiveness | 0 | 0 | 0 | 0 | 0 | 0 | 0 | 0 | 0 | 0 | 0 | 0 | 0 | 0 | 0 | 0 | 0 | 0 | 0
indirect evap cooling for make-up air only, 65% effectiveness | 0 | 0 | 0 | 0 | 0 | 0 | 0 | 0 | 0 | 0 | 0 | 0 | 0 | 0 | 0 | 0 | 0 | 0 | 0
indirect evap cooling for make-up air only, 65% effectiveness | 0 | 0 | 0 | 0 | 0 | 0 | 0 | 0 | 0 | 0 | 0 | 0 | 0 | 0 | 0 | 0 | 0 | 0 | 0
indirect evap cooling for make-up air only, 65% effectiveness | 0 | 0 | 0 | 0 | 0 | 0 | 0 | 0 | 0 | 0 | 0 | 0 | 0 | 0 | 0 | 0 | 0 | 0 | 0
indirect evap cooling for make-up air only, 65% effectiveness | 0 | 0 | 0 | 0 | 0 | 0 | 0 | 0 | 0 | 0 | 0 | 0 | 0 | 0 | 0 | 0 | 0 | 0 | 0
indirect evap cooling for make-up air only, 65% effectiveness | 0 | 0 | 0 | 0 | 0 | 0 | 0 | 0 | 0 | 0 | 0 | 0 | 0 | 0 | 0 | 0 | 0 | 0 | 0
indirect evap cooling for make-up air only, 65% effectiveness | 0 | 0 | 0 | 0 | 0 | 0 | 0 | 0 | 0 | 0 | 0 | 0 | 0 | 0 | 0 | 0 | 0 | 0 | 0
indirect evap cooling for make-up air only, 65% effectiveness | 0 | 0 | 0 | 0 | 0 | 0 | 0 | 0 | 0 | 0 | 0 | 0 | 0 | 0 | 0 | 0 | 0 | 0 | 0
indirect evap cooling for make-up air only, 65% effectiveness | 0 | 0 | 0 | 0 | 0 | 0 | 0 | 0 | 0 | 0 | 0 | 0 | 0 | 0 | 0 | 0 | 0 | 0 | 0
indirect evap cooling for make-up air only, 65% effectiveness | 0 | 0 | 0 | 0 | 0 | 0 | 0 | 0 | 0 | 0 | 0 | 0 | 0 | 0 | 0 | 0 | 0 | 0 | 0
indirect evap cooling for make-up air only, 65% effectiveness | 0 | 0 | 0 | 0 | 0 | 0 | 0 | 0 | 0 | 0 | 0 | 0 | 0 | 0 | 0 | 0 | 0 | 0 | 0
indirect evap cooling for make-up air only, 65% effectiveness | 0 | 0 | 0 | 0 | 0 | 0 | 0 | 0 | 0 | 0 | 0 | 0 | 0 | 0 | 0 | 0 | 0 | 0 | 0
indirect evap cooling for make-up air only, 65% effectiveness | 0 | 0 | 0 | 0 | 0 | 0 | 0 | 0 | 0 | 0 | 0 | 0 | 0 | 0 | 0 | 0 | 0 | 0 | 0
indirect evap cooling for make-up air only, 65% effectiveness | 0 | 0 | 0 | 0 | 0 | 0 | 0 | 0 | 0 | 0 | 0 | 0 | 0 | 0 | 0 | 0 | 0 | 0 | 0
indirect evap cooling for make-up air only, 65% effectiveness | 0 | 0 | 0 | 0 | 0 | 0 | 0 | 0 | 0 | 0 | 0 | 0 | 0 | 0 | 0 | 0 | 0 | 0 | 0
indirect evap cooling for make-up air only, 65% effectiveness | 0 | 0 | 0 | 0 | 0 | 0 | 0 | 0 | 0 | 0 | 0 | 0 | 0 | 0 | 0 | 0 | 0 | 0 | 0
indirect evap cooling for make-up air only, 65% effectiveness | 0 | 0 | 0 | 0 | 0 | 0 | 0 | 0 | 0 | 0 | 0 | 0 | 0 | 0 | 0 | 0 | 0 | 0 | 0
indirect evap cooling for make-up air only, 65% effectiveness | 0 | 0 | 0 | 0 | 0 | 0 | 0 | 0 | 0 | 0 | 0 | 0 | 0 | 0 | 0 | 0 | 0 | 0 | 0
indirect evap cooling for make-up air only, 65% effectiveness | 0 | 0 | 0 | 0 | 0 | 0 | 0 | 0 | 0 | 0 | 0 | 0 | 0 | 0 | 0 | 0 | 0 | 0 | 0
indirect evap cooling for make-up air only, 65% effectiveness | 0 | 0 | 0 | 0 | 0 | 0 | 0 | 0 | 0 | 0 | 0 | 0 | 0 | 0 | 0 | 0 | 0 | 0 | 0
indirect evap cooling for make-up air only, 65% effectiveness | 0 | 0 | 0 | 0 | 0 | 0 | 0 | 0 | 0 | 0 | 0 | 0 | 0 | 0 | 0 | 0 | 0 | 0 | 0
indirect evap cooling for make-up air only, 65% effectiveness | 0 | 0 | 0 | 0 | 0 | 0 | 0 | 0 | 0 | 0 | 0 | 0 | 0 | 0 | 0 | 0 | 0 | 0 | 0
indirect evap cooling for make-up air only, 65% effectiveness | 0 | 0 | 0 | 0 | 0 | 0 | 0 | 0 | 0 | 0 | 0 | 0 | 0 | 0 | 0 | 0 | 0 | 0 | 0
indirect evap cooling for make-up air only, 65% effectiveness | 0 | 0 | 0 | 0 | 0 | 0 | 0 | 0 | 0 | 0 | 0 | 0 | 0 | 0 | 0 | 0 | 0 | 0 | 0
indirect evap cooling for make-up air only, 65% effectiveness | 0 | 0 | 0 | 0 | 0 | 0 | 0 | 0 | 0 | 0 | 0 | 0 | 0 | 0 | 0 | 0 | 0 | 0 | 0
indirect evap cooling for make-up air only, 65% effectiveness | 0 | 0 | 0 | 0 | 0 | 0 | 0 | 0 | 0 | 0 | 0 | 0 | 0 | 0 | 0 | 0 | 0 | 0 | 0
indirect evap cooling for make-up air only, 65% effectiveness | 0 | 0 | 0 | 0 | 0 | 0 | 0 | 0 | 0 | 0 | 0 | 0 | 0 | 0 | 0 | 0 | 0 | 0 | 0
indirect evap cooling for make-up air only, 65% effectiveness | 0 | 0 | 0 | 0 | 0 | 0 | 0 | 0 | 0 | 0 | 0 | 0 | 0 | 0 | 0 | 0 | 0 | 0 | 0
indirect evap cooling for make-up air only, 65% effectiveness | 0 | 0 | 0 | 0 | 0 | 0 | 0 | 0 | 0 | 0 | 0 | 0 | 0 | 0 | 0 | 0 | 0 | 0 | 0
indirect evap cooling for make-up air only, 65% effectiveness | 0 | 0 | 0 | 0 | 0 | 0 | 0 | 0 | 0 | 0 | 0 | 0 | 0 | 0 | 0 | 0 | 0 | 0 | 0
indirect evap cooling for make-up air only, 65% effectiveness | 0 | 0 | 0 | 0 | 0 | 0 | 0 | 0 | 0 | 0 | 0 | 0 | 0 | 0 | 0 | 0 | 0 | 0 | 0
indirect evap cooling for make-up air only, 65% effectiveness | 0 | 0 | 0 | 0 | 0 | 0 | 0 | 0 | 0 | 0 | 0 | 0 | 0 | 0 | 0 | 0 | 0 | 0 | 0
indirect evap cooling for make-up air only, 65% effectiveness | 0 | 0 | 0 | 0 | 0 | 0 | 0 | 0 | 0 | 0 | 0 | 0 | 0 | 0 | 0 | 0 | 0 | 0 | 0
indirect evap cooling for make-up air only, 65% effectiveness | 0 | 0 | 0 | 0 | 0 | 0 | 0 | 0 | 0 | 0 | 0 | 0 | 0 | 0 | 0 | 0 | 0 | 0 | 0
indirect evap cooling for make-up air only, 65% effectiveness | 0 | 0 | 0 | 0 | 0 | 0 | 0 | 0 | 0 | 0 | 0 | 0 | 0 | 0 | 0 | 0 | 0 | 0 | 0
indirect evap cooling for make-up air only, 65% effectiveness | 0 | 0 | 0 | 0 | 0 | 0 | 0 | 0 | 0 | 0 | 0 | 0 | 0 | 0 | 0 | 0 | 0 | 0 | 0
indirect evap cooling for make-up air only, 65% effectiveness | 0 | 0 | 0 | 0 | 0 | 0 | 0 | 0 | 0 | 0 | 0 | 0 | 0 | 0 | 0 | 0 | 0 | 0 | 0
indirect evap cooling for make-up air only, 65% effectiveness | 0 | 0 | 0 | 0 | 0 | 0 | 0 | 0 | 0 | 0 | 0 | 0 | 0 | 0 | 0 | 0 | 0 | 0 | 0
indirect evap cooling for make-up air only, 65% effectiveness | 0 | 0 | 0 | 0 | 0 | 0 | 0 | 0 | 0 | 0 | 0 | 0 | 0 | 0 | 0 | 0 | 0 | 0 | 0
indirect evap cooling for make-up air only, 65% effectiveness | 0 | 0 | 0 | 0 | 0 | 0 | 0 | 0 | 0 | 0 | 0 | 0 | 0 | 0 | 0 | 0 | 0 | 0 | 0
indirect evap cooling for make-up air only, 65% effectiveness | 0 | 0 | 0 | 0 | 0 | 0 | 0 | 0 | 0 | 0 | 0 | 0 | 0 | 0 | 0 | 0 | 0 | 0 | 0
indirect evap cooling for make-up air only, 65% effectiveness | 0 | 0 | 0 | 0 | 0 | 0 | 0 | 0 | 0 | 0 | 0 | 0 | 0 | 0 | 0 | 0 | 0 | 0 | 0
indirect evap cooling for make-up air only, 65% effectiveness | 0 | 0 | 0 | 0 | 0 | 0 | 0 | 0 | 0 | 0 | 0 | 0 | 0 | 0 | 0 | 0 | 0 | 0 | 0
indirect evap cooling for make-up air only, 65% effectiveness | 0 | 0 | 0 | 0 | 0 | 0 | 0 | 0 | 0 | 0 | 0 | 0 | 0 | 0 | 0 | 0 | 0 | 0 | 0
indirect evap cooling for make-up air only, 65% effectiveness | 0 | 0 | 0 | 0 | 0 | 0 | 0 | 0 | 0 | 0 | 0 | 0 | 0 | 0 | 0 | 0 | 0 | 0 | 0
indirect evap cooling for make-up air only, 65% effectiveness | 0 | 0 | 0 | 0 | 0 | 0 | 0 | 0 | 0 | 0 | 0 | 0 | 0 | 0 | 0 | 0 | 0 | 0 | 0
indirect evap cooling for make-up air only, 65% effectiveness | 0 | 0 | 0 | 0 | 0 | 0 | 0 | 0 | 0 | 0 | 0 | 0 | 0 | 0 | 0 | 0 | 0 | 0 | 0
indirect evap cooling for make-up air only, 65% effectiveness | 0 | 0 | 0 | 0 | 0 | 0 | 0 | 0 | 0 | 0 | 0 | 0 | 0 | 0 | 0 | 0 | 0 | 0 | 0
indirect evap cooling for make-up air only, 65% effectiveness | 0 | 0 | 0 | 0 | 0 | 0 | 0 | 0 | 0 | 0 | 0 | 0 | 0 | 0 | 0 | 0 | 0 | 0 | 0
indirect evap cooling for make-up air only, 65% effectiveness | 0 | 0 | 0 | 0 | 0 | 0 | 0 | 0 | 0 | 0 | 0 | 0 | 0 | 0 | 0 | 0 | 0 | 0 | 0
indirect evap cooling for make-up air only, 65% effectiveness | 0 | 0 | 0 | 0 | 0 | 0 | 0 | 0 | 0 | 0 | 0 | 0 | 0 | 0 | 0 | 0 | 0 | 0 | 0
indirect evap cooling for make-up air only, 65% effectiveness | 0 | 0 | 0 | 0 | 0 | 0 | 0 | 0 | 0 | 0 | 0 | 0 | 0 | 0 | 0 | 0 | 0 | 0 | 0
indirect evap cooling for make-up air only, 65% effectiveness | 0 | 0 | 0 | 0 | 0 | 0 | 0 | 0 | 0 | 0 | 0 | 0 | 0 | 0 | 0 | 0 | 0 | 0 | 0
indirect evap cooling for make-up air only, 65% effectiveness | 0 | 0 | 0 | 0 | 0 | 0 | 0 | 0 | 0 | 0 | 0 | 0 | 0 | 0 | 0 | 0 | 0 | 0 | 0
indirect evap cooling for make-up air only, 65% effectiveness | 0 | 0 | 0 | 0 | 0 | 0 | 0 | 0 | 0 | 0 | 0 | 0 | 0 | 0 | 0 | 0 | 0 | 0 | 0
indirect evap cooling for make-up air only, 65% effectiveness | 0 | 0 | 0 | 0 | 0 | 0 | 0 | 0 | 0 | 0 | 0 | 0 | 0 | 0 | 0 | 0 | 0 | 0 | 0
indirect evap cooling for make-up air only, 65% effectiveness | 0 | 0 | 0 | 0 | 0 | 0 | 0 | 0 | 0 | 0 | 0 | 0 | 0 | 0 | 0 | 0 | 0 | 0 | 0
indirect evap cooling for make-up air only, 65% effectiveness | 0 | 0 | 0 | 0 | 0 | 0 | 0 | 0 | 0 | 0 | 0 | 0 | 0 | 0 | 0 | 0 | 0 | 0 | 0
indirect evap cooling for make-up air only, 65% effectiveness | 0 | 0 | 0 | 0 | 0 | 0 | 0 | 0 | 0 | 0 | 0 | 0 | 0 | 0 | 0 | 0 | 0 | 0 | 0
indirect evap cooling for make-up air only, 65% effectiveness | 0 | 0 | 0 | 0 | 0 | 0 | 0 | 0 | 0 | 0 | 0 | 0 | 0 | 0 | 0 | 0 | 0 | 0 | 0
indirect evap cooling for make-up air only, 65% effectiveness | 0 | 0 | 0 | 0 | 0 | 0 | 0 | 0 | 0 | 0 | 0 | 0 | 0 | 0 | 0 | 0 | 0 | 0 | 0
indirect evap cooling for make-up air only, 65% effectiveness | 0 | 0 | 0 | 0 | 0 | 0 | 0 | 0 | 0 | 0 | 0 | 0 | 0 | 0 | 0 | 0 | 0 | 0 | 0
indirect evap cooling for make-up air only, 65% effectiveness | 0 | 0 | 0 | 0 | 0 | 0 | 0 | 0 | 0 | 0 | 0 | 0 | 0 | 0 | 0 | 0 | 0 | 0 | 0
indirect evap cooling for make-up air only, 65% effectiveness | 0 | 0 | 0 | 0 | 0 | 0 | 0 | 0 | 0 | 0 | 0 | 0 | 0 | 0 | 0 | 0 | 0 | 0 | 0
indirect evap cooling for make-up air only, 65% effectiveness | 0 | 0 | 0 | 0 | 0 | 0 | 0 | 0 | 0 | 0 | 0 | 0 | 0 | 0 | 0 | 0 | 0 | 0 | 0
indirect evap cooling for make-up air only, 65% effectiveness | 0 | 0 | 0 | 0 | 0 | 0 | 0 | 0 | 0 | 0 | 0 | 0 | 0 | 0 | 0 | 0 | 0 | 0 | 0
indirect evap cooling for make-up air only, 65% effectiveness | 0 | 0 | 0 | 0 | 0 | 0 | 0 | 0 | 0 | 0 | 0 | 0 | 0 | 0 | 0 | 0 | 0 | 0 | 0
indirect evap cooling for make-up air only, 65% effectiveness | 0 | 0 | 0 | 0 | 0 | 0 | 0 | 0 | 0 | 0 | 0 | 0 | 0 | 0 | 0 | 0 | 0 | 0 | 0
indirect evap cooling for make-up air only, 65% effectiveness | 0 | 0 | 0 | 0 | 0 | 0 | 0 | 0 | 0 | 0 | 0 | 0 | 0 | 0 | 0 | 0 | 0 | 0 | 0
indirect evap cooling for make-up air only, 65% effectiveness | 0 | 0 | 0 | 0 | 0 | 0 | 0 | 0 | 0 | 0 | 0 | 0 | 0 | 0 | 0 | 0 | 0 | 0 | 0
indirect evap cooling for make-up air only, 65% effectiveness | 0 | 0 | 0 | 0 | 0 | 0 | 0 | 0 | 0 | 0 | 0 | 0 | 0 | 0 | 0 | 0 | 0 | 0 | 0
indirect evap cooling for make-up air only, 65% effectiveness | 0 | 0 | 0 | 0 | 0 | 0 | 0 | 0 | 0 | 0 | 0 | 0 | 0 | 0 | 0 | 0 | 0 | 0 | 0
indirect evap cooling for make-up air only, 65% effectiveness | 0 | 0 | 0 | 0 | 0 | 0 | 0 | 0 | 0 | 0 | 0 | 0 | 0 | 0 | 0 | 0 | 0 | 0 | 0
indirect evap cooling for make-up air only, 65% effectiveness | 0 | 0 | 0 | 0 | 0 | 0 | 0 | 0 | 0 | 0 | 0 | 0 | 0 | 0 | 0 | 0 | 0 | 0 | 0
indirect evap cooling for make-up air only, 65% effectiveness | 0 | 0 | 0 | 0 | 0 | 0 | 0 | 0 | 0 | 0 | 0 | 0 | 0 | 0 | 0 | 0 | 0 | 0 | 0
indirect evap cooling for make-up air only, 65% effectiveness | 0 | 0 | 0 | 0 | 0 | 0 | 0 | 0 | 0 | 0 | 0 | 0 | 0 | 0 | 0 | 0 | 0 | 0 | 0
indirect evap cooling for make-up air only, 65% effectiveness | 0 | 0 | 0 | 0 | 0 | 0 | 0 | 0 | 0 | 0 | 0 | 0 | 0 | 0 | 0 | 0 | 0 | 0 | 0
indirect evap cooling for make-up air only, 65% effectiveness | 0 | 0 | 0 | 0 | 0 | 0 | 0 | 0 | 0 | 0 | 0 | 0 | 0 | 0 | 0 | 0 | 0 | 0 | 0
indirect evap cooling for make-up air only, 65% effectiveness | 0 | 0 | 0 | 0 | 0 | 0 | 0 | 0 | 0 | 0 | 0 | 0 | 0 | 0 | 0 | 0 | 0 | 0 | 0
indirect evap cooling for make-up air only, 65% effectiveness | 0 | 0 | 0 | 0 | 0 | 0 | 0 | 0 | 0 | 0 | 0 | 0 | 0 | 0 | 0 | 0 | 0 | 0 | 0
indirect evap cooling for make-up air only, 65% effectiveness | 0 | 0 | 0 | 0 | 0 | 0 | 0 | 0 | 0 | 0 | 0 | 0 | 0 | 0 | 0 | 0 | 0 | 0 | 0
indirect evap cooling for make-up air only, 65% effectiveness | 0 | 0 | 0 | 0 | 0 | 0 | 0 | 0 | 0 | 0 | 0 | 0 | 0 | 0 | 0 | 0 | 0 | 0 | 0
indirect evap cooling for make-up air only, 65% effectiveness | 0 | 0 | 0 | 0 | 0 | 0 | 0 | 0 | 0 | 0 | 0 | 0 | 0 | 0 | 0 | 0 | 0 | 0 | 0
indirect evap cooling for make-up air only, 65% effectiveness | 0 | 0 | 0 | 0 | 0 | 0 | 0 | 0 | 0 | 0 | 0 | 0 | 0 | 0 | 0 | 0 | 0 | 0 | 0
MCE Commercial Custom measure Program | 28.6132 | 14.7358 | 28.6132 | 1907550 | 28613250 | 75507.1875 | 1132607.8125 | 0.12269 | 1.1829 | 0.060546 | 0.58376 | 0.13518 | 1.3034 | 0.073042 | 0.70424 | 3.9677 | 5.6866 | 1.5851 | 1.8028
0 | 0 | 0 | 0 | 0 | 0 | 0 | 0 | 0 | 0 | 0 | 0 | 0 | 0 | 0 | 0 | 0 | 0 | 0 | 0
Water Heating Boiler/ Water Heating Storage Water Heater: PGECODHW103 - Large Gas Storage Water Heater>75 kBtuh, ³90% TE, Rev # 5 | 0 | 0 | 0 | 0 | 0 | 30.6162 | 459.2427 | 0 | -0.052175 | 0 | -0.052175 | 0 | -0.024677 | 0 | -0.024677 | 0 | 0 | 0 | 0
Water Heating Boiler: High Efficiency DHW Boiler (>75 MBTU/h) PGECODHW124 | 0 | 0 | 0 | 0 | 0 | 0 | 0 | 0 | 0 | 0 | 0 | 0 | 0 | 0 | 0 | 0 | 0 | 0 | 0
Agricultural/ Industrial - Refrigeration Ice machine: PGECOFST108 - Commercial Ice Machines, Rev # 4 - F200 - Commercial Ice Machines 101-300lbs/day | 1.3162 | 1.2372 | 1.3162 | 11516.8331 | 115168.3313 | 0 | 0 | 0.10109 | 0 | 0.0329 | 0 | 0.14267 | 0 | 0.07448 | 0 | 2.2813 | 4.8232 | 1.2237 | 1.706
Agricultural/ Industrial - Refrigeration Ice machine: PGECOFST108 - Commercial Ice Machines, Rev # 4 - F201 - Commercial Ice Machines 301-500lbs/day | 1.8312 | 1.7214 | 1.8312 | 15980.5001 | 159805.0013 | 0 | 0 | 0.13058 | 0 | 0.062386 | 0 | 0.15663 | 0 | 0.088434 | 0 | 3.6419 | 7.7001 | 1.5304 | 1.9657
Agricultural/ Industrial - Refrigeration Ice machine: PGECOFST108 - Commercial Ice Machines, Rev # 4 - F202 - Commercial Ice Machines 501-1000lbs/day | 2.9472 | 2.7703 | 2.9472 | 25852.0714 | 258520.7137 | 0 | 0 | 0.15136 | 0 | 0.083181 | 0 | 0.16643 | 0 | 0.098254 | 0 | 6.2922 | 13.3035 | 1.8595 | 2.2026
Agricultural/ Industrial - Refrigeration Ice machine: PGECOFST108 - Commercial Ice Machines, Rev # 4 - F203 - Commercial Ice Machines 1001-1500lbs/day | 4.2491 | 3.9941 | 4.2491 | 37211.5316 | 372115.3163 | 0 | 0 | 0.13297 | 0 | 0.06479 | 0 | 0.15774 | 0 | 0.08956 | 0 | 3.8292 | 8.096 | 1.5625 | 1.9906
Agricultural/ Industrial - Refrigeration Ice machine: PGECOFST108 - Commercial Ice Machines, Rev # 4 - F204 - Commercial Ice Machines >1500lbs/day | 5.9516 | 5.5945 | 5.9516 | 52090.4216 | 520904.2163 | 0 | 0 | 0.12645 | 0 | 0.058267 | 0 | 0.15466 | 0 | 0.086477 | 0 | 3.3624 | 7.1091 | 1.4787 | 1.9249
Appliance Refrigerator: commercial reach-in refrigerators and freezers PGECOFST123, Rev # 1 - F171 - <15 cubic feet Glass-Door Reach-In Refrigerator | 1.0587 | 0.78343 | 1.0587 | 10343.6899 | 124124.2785 | 0 | 0 | 0.14071 | 0 | 0.077395 | 0 | 0.15464 | 0 | 0.091319 | 0 | 6.326 | 13.375 | 1.8625 | 2.2045
Appliance Refrigerator: commercial reach-in refrigerators and freezers PGECOFST123, Rev # 1 - F172 - 15-29 cubic feet Glass-Door Reach-In Refrigerator | 0.64857 | 0.47994 | 0.64857 | 6304.4528 | 75653.433 | 0 | 0 | -0.07377 | 0 | -0.1371 | 0 | 0.053215 | 0 | -0.010119 | 0 | 0.69383 | 1.467 | 0.54941 | 0.94292
Appliance Refrigerator: commercial reach-in refrigerators and freezers PGECOFST123, Rev # 1 - F173 - 30-49 cubic feet Glass-Door Reach-In Refrigerator | 0.75348 | 0.55758 | 0.75348 | 7391.7563 | 88701.075 | 0 | 0 | -0.088916 | 0 | -0.15222 | 0 | 0.04601 | 0 | -0.017295 | 0 | 0.65269 | 1.38 | 0.52329 | 0.90621
Appliance Refrigerator: commercial reach-in refrigerators and freezers PGECOFST123, Rev # 1 - F174 - ³ 50 cubic feet Glass-Door Reach-In Refrigerator | 0.91562 | 0.67756 | 0.91562 | 8908.2585 | 106899.102 | 0 | 0 | -0.13861 | 0 | -0.20194 | 0 | 0.022545 | 0 | -0.040786 | 0 | 0.5467 | 1.1559 | 0.4529 | 0.80387
Appliance Refrigerator: commercial reach-in refrigerators and freezers PGECOFST123, Rev # 1 - F175 - <15 cubic feet Glass-Door Reach-In Freezer | 1.6596 | 1.2281 | 1.6596 | 16147.4108 | 193768.929 | 0 | 0 | 0.16439 | 0 | 0.10106 | 0 | 0.16586 | 0 | 0.10252 | 0 | 60.2423 | 127.3694 | 2.5288 | 2.586
Appliance Refrigerator: commercial reach-in refrigerators and freezers PGECOFST123, Rev # 1 - F176 - 15-29 cubic feet Glass-Door Reach-In Freezer | 2.9615 | 2.1915 | 2.9615 | 28756.3163 | 345075.795 | 0 | 0 | 0.15581 | 0 | 0.092469 | 0 | 0.1618 | 0 | 0.098466 | 0 | 14.6934 | 31.0661 | 2.2376 | 2.4329
Appliance Refrigerator: commercial reach-in refrigerators and freezers PGECOFST123, Rev # 1 - F177 - 30-49 cubic feet Glass-Door Reach-In Freezer | 6.767 | 5.0076 | 6.767 | 65796.1684 | 789554.0205 | 0 | 0 | 0.15859 | 0 | 0.095253 | 0 | 0.16311 | 0 | 0.099779 | 0 | 19.4672 | 41.1592 | 2.3244 | 2.4805
Appliance Refrigerator: commercial reach-in refrigerators and freezers PGECOFST123, Rev # 1 - F178 - ³ 50 cubic feet Glass-Door Reach-In Freezer | 11.9174 | 8.8189 | 11.9174 | 115926.5824 | 1391118.9885 | 0 | 0 | 0.14671 | 0 | 0.083375 | 0 | 0.15749 | 0 | 0.09416 | 0 | 8.1694 | 17.2725 | 1.995 | 2.2897
Appliance Refrigerator: commercial reach-in refrigerators and freezers PGECOFST123, Rev # 1 - F179 - <15 cubic feet Solid-Door Reach-In Freezer | 0.8727 | 0.6458 | 0.8727 | 8512.4419 | 102149.3025 | 0 | 0 | 0.087322 | 0 | 0.023999 | 0 | 0.12939 | 0 | 0.066068 | 0 | 2.0939 | 4.4271 | 1.1677 | 1.6536
Appliance Refrigerator: commercial reach-in refrigerators and freezers PGECOFST123, Rev # 1 - F180 - 15-29 cubic feet Solid-Door Reach-In Freezer | 0.84886 | 0.62816 | 0.84886 | 8288.3048 | 99459.657 | 0 | 0 | -0.12209 | 0 | -0.18541 | 0 | 0.03034 | 0 | -0.032979 | 0 | 0.57787 | 1.2218 | 0.47408 | 0.8352
Appliance Refrigerator: commercial reach-in refrigerators and freezers PGECOFST123, Rev # 1 - F181 - 30-49 cubic feet Solid-Door Reach-In Freezer | 2.0315 | 1.5033 | 2.0315 | 19781.2935 | 237375.522 | 0 | 0 | 0.02877 | 0 | -0.034558 | 0 | 0.10171 | 0 | 0.038378 | 0 | 1.2079 | 2.5538 | 0.82868 | 1.298
Appliance Refrigerator: commercial reach-in refrigerators and freezers PGECOFST123, Rev # 1 - F182 - ³ 50 cubic feet Solid-Door Reach-In Freezer | 6.6955 | 4.9547 | 6.6955 | 65123.757 | 781485.084 | 0 | 0 | 0.087456 | 0 | 0.024124 | 0 | 0.12947 | 0 | 0.066136 | 0 | 2.0971 | 4.4339 | 1.1686 | 1.6546
Appliance Refrigerator: commercial reach-in refrigerators and freezers PGECOFST123, Rev # 1 - F183 - <15 cubic feet Solid-Door Reach-In Refrigerator | 0.26706 | 0.19762 | 0.26706 | 2575.1925 | 30902.31 | 0 | 0 | -0.57846 | 0 | -0.64182 | 0 | -0.18545 | 0 | -0.24881 | 0 | 0.22428 | 0.47419 | 0.20671 | 0.40198
Appliance Refrigerator: commercial reach-in refrigerators and freezers PGECOFST123, Rev # 1 - F184 - 15-29 cubic feet Solid-Door Reach-In Refrigerator | 0.48643 | 0.35995 | 0.48643 | 4702.1107 | 56425.329 | 0 | 0 | -0.36038 | 0 | -0.42373 | 0 | -0.082317 | 0 | -0.14567 | 0 | 0.31695 | 0.67013 | 0.28297 | 0.53444
Appliance Refrigerator: commercial reach-in refrigerators and freezers PGECOFST123, Rev # 1 - F185 - 30-49 cubic feet Solid-Door Reach-In Refrigerator | 0.83932 | 0.6211 | 0.83932 | 8145.2385 | 97742.862 | 0 | 0 | -0.25785 | 0 | -0.32119 | 0 | -0.033842 | 0 | -0.097182 | 0 | 0.39335 | 0.83166 | 0.34234 | 0.6324
Appliance Refrigerator: commercial reach-in refrigerators and freezers PGECOFST123, Rev # 1 - F186 - ³ 50 cubic feet Solid-Door Reach-In Refrigerator | 1.2494 | 0.92459 | 1.2494 | 12198.7823 | 146385.387 | 0 | 0 | -0.22544 | 0 | -0.28876 | 0 | -0.018542 | 0 | -0.081862 | 0 | 0.42574 | 0.90014 | 0.36661 | 0.67124
Refrigeration Controls ASH: PGECOREF108 - Anti-Sweat Heat (ASH) Controls, Rev # 4 - HB31 - Freezer ASH Controls | 0 | 0 | 0 | 0 | 0 | 0 | 0 | 0 | 0 | 0 | 0 | 0 | 0 | 0 | 0 | 0 | 0 | 0 | 0
Refrigeration Controls ASH: PGECOREF108 - Anti-Sweat Heat (ASH) Controls, Rev # 4 - HB31 - Freezer ASH Controls | 0 | 0 | 0 | 0 | 0 | 0 | 0 | 0 | 0 | 0 | 0 | 0 | 0 | 0 | 0 | 0 | 0 | 0 | 0
Refrigeration Controls ASH: PGECOREF108 - Anti-Sweat Heat (ASH) Controls, Rev # 4 - R7 - Cooler ASH Controls | 0 | 0 | 0 | 0 | 0 | 0 | 0 | 0 | 0 | 0 | 0 | 0 | 0 | 0 | 0 | 0 | 0 | 0 | 0
Refrigeration Controls ASH: PGECOREF108 - Anti-Sweat Heat (ASH) Controls, Rev # 4 - R7 - Cooler ASH Controls | 0 | 0 | 0 | 0 | 0 | 0 | 0 | 0 | 0 | 0 | 0 | 0 | 0 | 0 | 0 | 0 | 0 | 0 | 0
Commercial/ Industrial - Refrigeration Door Closer: PGECOREF110 - Refrigerated Storage Auto Closer, Rev # 4 - R79/ R80 - Main Cooler Auto Closer/ Main Freezer Auto Closer | 0 | 0 | 0 | 0 | 0 | 0 | 0 | 0 | 0 | 0 | 0 | 0 | 0 | 0 | 0 | 0 | 0 | 0 | 0
Commercial/ Industrial - Refrigeration Door Closer: PGECOREF110 - Refrigerated Storage Auto Closer, Rev # 4 - R79/ R80 - Main Cooler Auto Closer/ Main Freezer Auto Closer | 0 | 0 | 0 | 0 | 0 | 0 | 0 | 0 | 0 | 0 | 0 | 0 | 0 | 0 | 0 | 0 | 0 | 0 | 0
0 | 0 | 0 | 0 | 0 | 0 | 0 | 0 | 0 | 0 | 0 | 0 | 0 | 0 | 0 | 0 | 0 | 0 | 0 | 0
0 | 0 | 0 | 0 | 0 | 0 | 0 | 0 | 0 | 0 | 0 | 0 | 0 | 0 | 0 | 0 | 0 | 0 | 0 | 0
0 | 0 | 0 | 0 | 0 | 0 | 0 | 0 | 0 | 0 | 0 | 0 | 0 | 0 | 0 | 0 | 0 | 0 | 0 | 0
#REF! | 0 | 0 | 0 | 0 | 0 | 0 | 0 | 0 | 0 | 0 | 0 | 0 | 0 | 0 | 0 | 0 | 0 | 0 | 0
0 | 0 | 0 | 0 | 0 | 0 | 0 | 0 | 0 | 0 | 0 | 0 | 0 | 0 | 0 | 0 | 0 | 0 | 0 | 0
0 | 0 | 0 | 0 | 0 | 0 | 0 | 0 | 0 | 0 | 0 | 0 | 0 | 0 | 0 | 0 | 0 | 0 | 0 | 0
0 | 0 | 0 | 0 | 0 | 0 | 0 | 0 | 0 | 0 | 0 | 0 | 0 | 0 | 0 | 0 | 0 | 0 | 0 | 0
0 | 0 | 0 | 0 | 0 | 0 | 0 | 0 | 0 | 0 | 0 | 0 | 0 | 0 | 0 | 0 | 0 | 0 | 0 | 0
0 | 0 | 0 | 0 | 0 | 0 | 0 | 0 | 0 | 0 | 0 | 0 | 0 | 0 | 0 | 0 | 0 | 0 | 0 | 0
0 | 0 | 0 | 0 | 0 | 0 | 0 | 0 | 0 | 0 | 0 | 0 | 0 | 0 | 0 | 0 | 0 | 0 | 0 | 0
0 | 0 | 0 | 0 | 0 | 0 | 0 | 0 | 0 | 0 | 0 | 0 | 0 | 0 | 0 | 0 | 0 | 0 | 0 | 0
0 | 0 | 0 | 0 | 0 | 0 | 0 | 0 | 0 | 0 | 0 | 0 | 0 | 0 | 0 | 0 | 0 | 0 | 0 | 0
0 | 0 | 0 | 0 | 0 | 0 | 0 | 0 | 0 | 0 | 0 | 0 | 0 | 0 | 0 | 0 | 0 | 0 | 0 | 0
0 | 0 | 0 | 0 | 0 | 0 | 0 | 0 | 0 | 0 | 0 | 0 | 0 | 0 | 0 | 0 | 0 | 0 | 0 | 0
0 | 0 | 0 | 0 | 0 | 0 | 0 | 0 | 0 | 0 | 0 | 0 | 0 | 0 | 0 | 0 | 0 | 0 | 0 | 0
0 | 0 | 0 | 0 | 0 | 0 | 0 | 0 | 0 | 0 | 0 | 0 | 0 | 0 | 0 | 0 | 0 | 0 | 0 | 0
0 | 0 | 0 | 0 | 0 | 0 | 0 | 0 | 0 | 0 | 0 | 0 | 0 | 0 | 0 | 0 | 0 | 0 | 0 | 0
0 | 0 | 0 | 0 | 0 | 0 | 0 | 0 | 0 | 0 | 0 | 0 | 0 | 0 | 0 | 0 | 0 | 0 | 0 | 0
0 | 0 | 0 | 0 | 0 | 0 | 0 | 0 | 0 | 0 | 0 | 0 | 0 | 0 | 0 | 0 | 0 | 0 | 0 | 0
0 | 0 | 0 | 0 | 0 | 0 | 0 | 0 | 0 | 0 | 0 | 0 | 0 | 0 | 0 | 0 | 0 | 0 | 0 | 0
0 | 0 | 0 | 0 | 0 | 0 | 0 | 0 | 0 | 0 | 0 | 0 | 0 | 0 | 0 | 0 | 0 | 0 | 0 | 0
0 | 0 | 0 | 0 | 0 | 0 | 0 | 0 | 0 | 0 | 0 | 0 | 0 | 0 | 0 | 0 | 0 | 0 | 0 | 0
0 | 0 | 0 | 0 | 0 | 0 | 0 | 0 | 0 | 0 | 0 | 0 | 0 | 0 | 0 | 0 | 0 | 0 | 0 | 0
0 | 0 | 0 | 0 | 0 | 0 | 0 | 0 | 0 | 0 | 0 | 0 | 0 | 0 | 0 | 0 | 0 | 0 | 0 | 0
0 | 0 | 0 | 0 | 0 | 0 | 0 | 0 | 0 | 0 | 0 | 0 | 0 | 0 | 0 | 0 | 0 | 0 | 0 | 0
0 | 0 | 0 | 0 | 0 | 0 | 0 | 0 | 0 | 0 | 0 | 0 | 0 | 0 | 0 | 0 | 0 | 0 | 0 | 0
0 | 0 | 0 | 0 | 0 | 0 | 0 | 0 | 0 | 0 | 0 | 0 | 0 | 0 | 0 | 0 | 0 | 0 | 0 | 0
0 | 0 | 0 | 0 | 0 | 0 | 0 | 0 | 0 | 0 | 0 | 0 | 0 | 0 | 0 | 0 | 0 | 0 | 0 | 0
0 | 0 | 0 | 0 | 0 | 0 | 0 | 0 | 0 | 0 | 0 | 0 | 0 | 0 | 0 | 0 | 0 | 0 | 0 | 0
0 | 0 | 0 | 0 | 0 | 0 | 0 | 0 | 0 | 0 | 0 | 0 | 0 | 0 | 0 | 0 | 0 | 0 | 0 | 0
0 | 0 | 0 | 0 | 0 | 0 | 0 | 0 | 0 | 0 | 0 | 0 | 0 | 0 | 0 | 0 | 0 | 0 | 0 | 0
0 | 0 | 0 | 0 | 0 | 0 | 0 | 0 | 0 | 0 | 0 | 0 | 0 | 0 | 0 | 0 | 0 | 0 | 0 | 0
0 | 0 | 0 | 0 | 0 | 0 | 0 | 0 | 0 | 0 | 0 | 0 | 0 | 0 | 0 | 0 | 0 | 0 | 0 | 0
0 | 0 | 0 | 0 | 0 | 0 | 0 | 0 | 0 | 0 | 0 | 0 | 0 | 0 | 0 | 0 | 0 | 0 | 0 | 0
0 | 0 | 0 | 0 | 0 | 0 | 0 | 0 | 0 | 0 | 0 | 0 | 0 | 0 | 0 | 0 | 0 | 0 | 0 | 0
0 | 0 | 0 | 0 | 0 | 0 | 0 | 0 | 0 | 0 | 0 | 0 | 0 | 0 | 0 | 0 | 0 | 0 | 0 | 0
0 | 0 | 0 | 0 | 0 | 0 | 0 | 0 | 0 | 0 | 0 | 0 | 0 | 0 | 0 | 0 | 0 | 0 | 0 | 0
0 | 0 | 0 | 0 | 0 | 0 | 0 | 0 | 0 | 0 | 0 | 0 | 0 | 0 | 0 | 0 | 0 | 0 | 0 | 0
0 | 0 | 0 | 0 | 0 | 0 | 0 | 0 | 0 | 0 | 0 | 0 | 0 | 0 | 0 | 0 | 0 | 0 | 0 | 0
0 | 0 | 0 | 0 | 0 | 0 | 0 | 0 | 0 | 0 | 0 | 0 | 0 | 0 | 0 | 0 | 0 | 0 | 0 | 0
0 | 0 | 0 | 0 | 0 | 0 | 0 | 0 | 0 | 0 | 0 | 0 | 0 | 0 | 0 | 0 | 0 | 0 | 0 | 0
0 | 0 | 0 | 0 | 0 | 0 | 0 | 0 | 0 | 0 | 0 | 0 | 0 | 0 | 0 | 0 | 0 | 0 | 0 | 0
0 | 0 | 0 | 0 | 0 | 0 | 0 | 0 | 0 | 0 | 0 | 0 | 0 | 0 | 0 | 0 | 0 | 0 | 0 | 0
0 | 0 | 0 | 0 | 0 | 0 | 0 | 0 | 0 | 0 | 0 | 0 | 0 | 0 | 0 | 0 | 0 | 0 | 0 | 0
0 | 0 | 0 | 0 | 0 | 0 | 0 | 0 | 0 | 0 | 0 | 0 | 0 | 0 | 0 | 0 | 0 | 0 | 0 | 0
0 | 0 | 0 | 0 | 0 | 0 | 0 | 0 | 0 | 0 | 0 | 0 | 0 | 0 | 0 | 0 | 0 | 0 | 0 | 0
0 | 0 | 0 | 0 | 0 | 0 | 0 | 0 | 0 | 0 | 0 | 0 | 0 | 0 | 0 | 0 | 0 | 0 | 0 | 0
0 | 0 | 0 | 0 | 0 | 0 | 0 | 0 | 0 | 0 | 0 | 0 | 0 | 0 | 0 | 0 | 0 | 0 | 0 | 0
0 | 0 | 0 | 0 | 0 | 0 | 0 | 0 | 0 | 0 | 0 | 0 | 0 | 0 | 0 | 0 | 0 | 0 | 0 | 0
0 | 0 | 0 | 0 | 0 | 0 | 0 | 0 | 0 | 0 | 0 | 0 | 0 | 0 | 0 | 0 | 0 | 0 | 0 | 0
0 | 0 | 0 | 0 | 0 | 0 | 0 | 0 | 0 | 0 | 0 | 0 | 0 | 0 | 0 | 0 | 0 | 0 | 0 | 0
0 | 0 | 0 | 0 | 0 | 0 | 0 | 0 | 0 | 0 | 0 | 0 | 0 | 0 | 0 | 0 | 0 | 0 | 0 | 0
0 | 0 | 0 | 0 | 0 | 0 | 0 | 0 | 0 | 0 | 0 | 0 | 0 | 0 | 0 | 0 | 0 | 0 | 0 | 0
0 | 0 | 0 | 0 | 0 | 0 | 0 | 0 | 0 | 0 | 0 | 0 | 0 | 0 | 0 | 0 | 0 | 0 | 0 | 0
0 | 0 | 0 | 0 | 0 | 0 | 0 | 0 | 0 | 0 | 0 | 0 | 0 | 0 | 0 | 0 | 0 | 0 | 0 | 0
0 | 0 | 0 | 0 | 0 | 0 | 0 | 0 | 0 | 0 | 0 | 0 | 0 | 0 | 0 | 0 | 0 | 0 | 0 | 0
0 | 0 | 0 | 0 | 0 | 0 | 0 | 0 | 0 | 0 | 0 | 0 | 0 | 0 | 0 | 0 | 0 | 0 | 0 | 0
0 | 0 | 0 | 0 | 0 | 0 | 0 | 0 | 0 | 0 | 0 | 0 | 0 | 0 | 0 | 0 | 0 | 0 | 0 | 0
0 | 0 | 0 | 0 | 0 | 0 | 0 | 0 | 0 | 0 | 0 | 0 | 0 | 0 | 0 | 0 | 0 | 0 | 0 | 0
0 | 0 | 0 | 0 | 0 | 0 | 0 | 0 | 0 | 0 | 0 | 0 | 0 | 0 | 0 | 0 | 0 | 0 | 0 | 0
0 | 0 | 0 | 0 | 0 | 0 | 0 | 0 | 0 | 0 | 0 | 0 | 0 | 0 | 0 | 0 | 0 | 0 | 0 | 0
0 | 0 | 0 | 0 | 0 | 0 | 0 | 0 | 0 | 0 | 0 | 0 | 0 | 0 | 0 | 0 | 0 | 0 | 0 | 0
0 | 0 | 0 | 0 | 0 | 0 | 0 | 0 | 0 | 0 | 0 | 0 | 0 | 0 | 0 | 0 | 0 | 0 | 0 | 0
0 | 0 | 0 | 0 | 0 | 0 | 0 | 0 | 0 | 0 | 0 | 0 | 0 | 0 | 0 | 0 | 0 | 0 | 0 | 0
0 | 0 | 0 | 0 | 0 | 0 | 0 | 0 | 0 | 0 | 0 | 0 | 0 | 0 | 0 | 0 | 0 | 0 | 0 | 0
0 | 0 | 0 | 0 | 0 | 0 | 0 | 0 | 0 | 0 | 0 | 0 | 0 | 0 | 0 | 0 | 0 | 0 | 0 | 0
0 | 0 | 0 | 0 | 0 | 0 | 0 | 0 | 0 | 0 | 0 | 0 | 0 | 0 | 0 | 0 | 0 | 0 | 0 | 0
0 | 0 | 0 | 0 | 0 | 0 | 0 | 0 | 0 | 0 | 0 | 0 | 0 | 0 | 0 | 0 | 0 | 0 | 0 | 0
0 | 0 | 0 | 0 | 0 | 0 | 0 | 0 | 0 | 0 | 0 | 0 | 0 | 0 | 0 | 0 | 0 | 0 | 0 | 0
0 | 0 | 0 | 0 | 0 | 0 | 0 | 0 | 0 | 0 | 0 | 0 | 0 | 0 | 0 | 0 | 0 | 0 | 0 | 0
0 | 0 | 0 | 0 | 0 | 0 | 0 | 0 | 0 | 0 | 0 | 0 | 0 | 0 | 0 | 0 | 0 | 0 | 0 | 0
0 | 0 | 0 | 0 | 0 | 0 | 0 | 0 | 0 | 0 | 0 | 0 | 0 | 0 | 0 | 0 | 0 | 0 | 0 | 0
0 | 0 | 0 | 0 | 0 | 0 | 0 | 0 | 0 | 0 | 0 | 0 | 0 | 0 | 0 | 0 | 0 | 0 | 0 | 0
0 | 0 | 0 | 0 | 0 | 0 | 0 | 0 | 0 | 0 | 0 | 0 | 0 | 0 | 0 | 0 | 0 | 0 | 0 | 0
0 | 0 | 0 | 0 | 0 | 0 | 0 | 0 | 0 | 0 | 0 | 0 | 0 | 0 | 0 | 0 | 0 | 0 | 0 | 0
0 | 0 | 0 | 0 | 0 | 0 | 0 | 0 | 0 | 0 | 0 | 0 | 0 | 0 | 0 | 0 | 0 | 0 | 0 | 0
0 | 0 | 0 | 0 | 0 | 0 | 0 | 0 | 0 | 0 | 0 | 0 | 0 | 0 | 0 | 0 | 0 | 0 | 0 | 0
0 | 0 | 0 | 0 | 0 | 0 | 0 | 0 | 0 | 0 | 0 | 0 | 0 | 0 | 0 | 0 | 0 | 0 | 0 | 0
0 | 0 | 0 | 0 | 0 | 0 | 0 | 0 | 0 | 0 | 0 | 0 | 0 | 0 | 0 | 0 | 0 | 0 | 0 | 0
0 | 0 | 0 | 0 | 0 | 0 | 0 | 0 | 0 | 0 | 0 | 0 | 0 | 0 | 0 | 0 | 0 | 0 | 0 | 0
0 | 0 | 0 | 0 | 0 | 0 | 0 | 0 | 0 | 0 | 0 | 0 | 0 | 0 | 0 | 0 | 0 | 0 | 0 | 0
0 | 0 | 0 | 0 | 0 | 0 | 0 | 0 | 0 | 0 | 0 | 0 | 0 | 0 | 0 | 0 | 0 | 0 | 0 | 0
0 | 0 | 0 | 0 | 0 | 0 | 0 | 0 | 0 | 0 | 0 | 0 | 0 | 0 | 0 | 0 | 0 | 0 | 0 | 0
0 | 0 | 0 | 0 | 0 | 0 | 0 | 0 | 0 | 0 | 0 | 0 | 0 | 0 | 0 | 0 | 0 | 0 | 0 | 0
0 | 0 | 0 | 0 | 0 | 0 | 0 | 0 | 0 | 0 | 0 | 0 | 0 | 0 | 0 | 0 | 0 | 0 | 0 | 0
0 | 0 | 0 | 0 | 0 | 0 | 0 | 0 | 0 | 0 | 0 | 0 | 0 | 0 | 0 | 0 | 0 | 0 | 0 | 0
0 | 0 | 0 | 0 | 0 | 0 | 0 | 0 | 0 | 0 | 0 | 0 | 0 | 0 | 0 | 0 | 0 | 0 | 0 | 0
0 | 0 | 0 | 0 | 0 | 0 | 0 | 0 | 0 | 0 | 0 | 0 | 0 | 0 | 0 | 0 | 0 | 0 | 0 | 0
0 | 0 | 0 | 0 | 0 | 0 | 0 | 0 | 0 | 0 | 0 | 0 | 0 | 0 | 0 | 0 | 0 | 0 | 0 | 0
0 | 0 | 0 | 0 | 0 | 0 | 0 | 0 | 0 | 0 | 0 | 0 | 0 | 0 | 0 | 0 | 0 | 0 | 0 | 0
0 | 0 | 0 | 0 | 0 | 0 | 0 | 0 | 0 | 0 | 0 | 0 | 0 | 0 | 0 | 0 | 0 | 0 | 0 | 0
0 | 0 | 0 | 0 | 0 | 0 | 0 | 0 | 0 | 0 | 0 | 0 | 0 | 0 | 0 | 0 | 0 | 0 | 0 | 0
0 | 0 | 0 | 0 | 0 | 0 | 0 | 0 | 0 | 0 | 0 | 0 | 0 | 0 | 0 | 0 | 0 | 0 | 0 | 0
0 | 0 | 0 | 0 | 0 | 0 | 0 | 0 | 0 | 0 | 0 | 0 | 0 | 0 | 0 | 0 | 0 | 0 | 0 | 0
0 | 0 | 0 | 0 | 0 | 0 | 0 | 0 | 0 | 0 | 0 | 0 | 0 | 0 | 0 | 0 | 0 | 0 | 0 | 0
0 | 0 | 0 | 0 | 0 | 0 | 0 | 0 | 0 | 0 | 0 | 0 | 0 | 0 | 0 | 0 | 0 | 0 | 0 | 0
0 | 0 | 0 | 0 | 0 | 0 | 0 | 0 | 0 | 0 | 0 | 0 | 0 | 0 | 0 | 0 | 0 | 0 | 0 | 0
0 | 0 | 0 | 0 | 0 | 0 | 0 | 0 | 0 | 0 | 0 | 0 | 0 | 0 | 0 | 0 | 0 | 0 | 0 | 0
0 | 0 | 0 | 0 | 0 | 0 | 0 | 0 | 0 | 0 | 0 | 0 | 0 | 0 | 0 | 0 | 0 | 0 | 0 | 0
0 | 0 | 0 | 0 | 0 | 0 | 0 | 0 | 0 | 0 | 0 | 0 | 0 | 0 | 0 | 0 | 0 | 0 | 0 | 0
0 | 0 | 0 | 0 | 0 | 0 | 0 | 0 | 0 | 0 | 0 | 0 | 0 | 0 | 0 | 0 | 0 | 0 | 0 | 0
0 | 0 | 0 | 0 | 0 | 0 | 0 | 0 | 0 | 0 | 0 | 0 | 0 | 0 | 0 | 0 | 0 | 0 | 0 | 0
0 | 0 | 0 | 0 | 0 | 0 | 0 | 0 | 0 | 0 | 0 | 0 | 0 | 0 | 0 | 0 | 0 | 0 | 0 | 0
0 | 0 | 0 | 0 | 0 | 0 | 0 | 0 | 0 | 0 | 0 | 0 | 0 | 0 | 0 | 0 | 0 | 0 | 0 | 0
0 | 0 | 0 | 0 | 0 | 0 | 0 | 0 | 0 | 0 | 0 | 0 | 0 | 0 | 0 | 0 | 0 | 0 | 0 | 0
0 | 0 | 0 | 0 | 0 | 0 | 0 | 0 | 0 | 0 | 0 | 0 | 0 | 0 | 0 | 0 | 0 | 0 | 0 | 0
0 | 0 | 0 | 0 | 0 | 0 | 0 | 0 | 0 | 0 | 0 | 0 | 0 | 0 | 0 | 0 | 0 | 0 | 0 | 0
0 | 0 | 0 | 0 | 0 | 0 | 0 | 0 | 0 | 0 | 0 | 0 | 0 | 0 | 0 | 0 | 0 | 0 | 0 | 0
0 | 0 | 0 | 0 | 0 | 0 | 0 | 0 | 0 | 0 | 0 | 0 | 0 | 0 | 0 | 0 | 0 | 0 | 0 | 0
0 | 0 | 0 | 0 | 0 | 0 | 0 | 0 | 0 | 0 | 0 | 0 | 0 | 0 | 0 | 0 | 0 | 0 | 0 | 0
0 | 0 | 0 | 0 | 0 | 0 | 0 | 0 | 0 | 0 | 0 | 0 | 0 | 0 | 0 | 0 | 0 | 0 | 0 | 0
0 | 0 | 0 | 0 | 0 | 0 | 0 | 0 | 0 | 0 | 0 | 0 | 0 | 0 | 0 | 0 | 0 | 0 | 0 | 0
0 | 0 | 0 | 0 | 0 | 0 | 0 | 0 | 0 | 0 | 0 | 0 | 0 | 0 | 0 | 0 | 0 | 0 | 0 | 0
0 | 0 | 0 | 0 | 0 | 0 | 0 | 0 | 0 | 0 | 0 | 0 | 0 | 0 | 0 | 0 | 0 | 0 | 0 | 0
0 | 0 | 0 | 0 | 0 | 0 | 0 | 0 | 0 | 0 | 0 | 0 | 0 | 0 | 0 | 0 | 0 | 0 | 0 | 0
0 | 0 | 0 | 0 | 0 | 0 | 0 | 0 | 0 | 0 | 0 | 0 | 0 | 0 | 0 | 0 | 0 | 0 | 0 | 0
0 | 0 | 0 | 0 | 0 | 0 | 0 | 0 | 0 | 0 | 0 | 0 | 0 | 0 | 0 | 0 | 0 | 0 | 0 | 0
0 | 0 | 0 | 0 | 0 | 0 | 0 | 0 | 0 | 0 | 0 | 0 | 0 | 0 | 0 | 0 | 0 | 0 | 0 | 0
0 | 0 | 0 | 0 | 0 | 0 | 0 | 0 | 0 | 0 | 0 | 0 | 0 | 0 | 0 | 0 | 0 | 0 | 0 | 0
0 | 0 | 0 | 0 | 0 | 0 | 0 | 0 | 0 | 0 | 0 | 0 | 0 | 0 | 0 | 0 | 0 | 0 | 0 | 0
0 | 0 | 0 | 0 | 0 | 0 | 0 | 0 | 0 | 0 | 0 | 0 | 0 | 0 | 0 | 0 | 0 | 0 | 0 | 0
0 | 0 | 0 | 0 | 0 | 0 | 0 | 0 | 0 | 0 | 0 | 0 | 0 | 0 | 0 | 0 | 0 | 0 | 0 | 0
0 | 0 | 0 | 0 | 0 | 0 | 0 | 0 | 0 | 0 | 0 | 0 | 0 | 0 | 0 | 0 | 0 | 0 | 0 | 0
0 | 0 | 0 | 0 | 0 | 0 | 0 | 0 | 0 | 0 | 0 | 0 | 0 | 0 | 0 | 0 | 0 | 0 | 0 | 0
0 | 0 | 0 | 0 | 0 | 0 | 0 | 0 | 0 | 0 | 0 | 0 | 0 | 0 | 0 | 0 | 0 | 0 | 0 | 0
0 | 0 | 0 | 0 | 0 | 0 | 0 | 0 | 0 | 0 | 0 | 0 | 0 | 0 | 0 | 0 | 0 | 0 | 0 | 0
0 | 0 | 0 | 0 | 0 | 0 | 0 | 0 | 0 | 0 | 0 | 0 | 0 | 0 | 0 | 0 | 0 | 0 | 0 | 0
0 | 0 | 0 | 0 | 0 | 0 | 0 | 0 | 0 | 0 | 0 | 0 | 0 | 0 | 0 | 0 | 0 | 0 | 0 | 0
0 | 0 | 0 | 0 | 0 | 0 | 0 | 0 | 0 | 0 | 0 | 0 | 0 | 0 | 0 | 0 | 0 | 0 | 0 | 0
0 | 0 | 0 | 0 | 0 | 0 | 0 | 0 | 0 | 0 | 0 | 0 | 0 | 0 | 0 | 0 | 0 | 0 | 0 | 0
0 | 0 | 0 | 0 | 0 | 0 | 0 | 0 | 0 | 0 | 0 | 0 | 0 | 0 | 0 | 0 | 0 | 0 | 0 | 0
0 | 0 | 0 | 0 | 0 | 0 | 0 | 0 | 0 | 0 | 0 | 0 | 0 | 0 | 0 | 0 | 0 | 0 | 0 | 0
0 | 0 | 0 | 0 | 0 | 0 | 0 | 0 | 0 | 0 | 0 | 0 | 0 | 0 | 0 | 0 | 0 | 0 | 0 | 0
0 | 0 | 0 | 0 | 0 | 0 | 0 | 0 | 0 | 0 | 0 | 0 | 0 | 0 | 0 | 0 | 0 | 0 | 0 | 0
0 | 0 | 0 | 0 | 0 | 0 | 0 | 0 | 0 | 0 | 0 | 0 | 0 | 0 | 0 | 0 | 0 | 0 | 0 | 0
0 | 0 | 0 | 0 | 0 | 0 | 0 | 0 | 0 | 0 | 0 | 0 | 0 | 0 | 0 | 0 | 0 | 0 | 0 | 0
0 | 0 | 0 | 0 | 0 | 0 | 0 | 0 | 0 | 0 | 0 | 0 | 0 | 0 | 0 | 0 | 0 | 0 | 0 | 0
0 | 0 | 0 | 0 | 0 | 0 | 0 | 0 | 0 | 0 | 0 | 0 | 0 | 0 | 0 | 0 | 0 | 0 | 0 | 0
0 | 0 | 0 | 0 | 0 | 0 | 0 | 0 | 0 | 0 | 0 | 0 | 0 | 0 | 0 | 0 | 0 | 0 | 0 | 0
0 | 0 | 0 | 0 | 0 | 0 | 0 | 0 | 0 | 0 | 0 | 0 | 0 | 0 | 0 | 0 | 0 | 0 | 0 | 0
0 | 0 | 0 | 0 | 0 | 0 | 0 | 0 | 0 | 0 | 0 | 0 | 0 | 0 | 0 | 0 | 0 | 0 | 0 | 0
0 | 0 | 0 | 0 | 0 | 0 | 0 | 0 | 0 | 0 | 0 | 0 | 0 | 0 | 0 | 0 | 0 | 0 | 0 | 0
0 | 0 | 0 | 0 | 0 | 0 | 0 | 0 | 0 | 0 | 0 | 0 | 0 | 0 | 0 | 0 | 0 | 0 | 0 | 0
0 | 0 | 0 | 0 | 0 | 0 | 0 | 0 | 0 | 0 | 0 | 0 | 0 | 0 | 0 | 0 | 0 | 0 | 0 | 0
0 | 0 | 0 | 0 | 0 | 0 | 0 | 0 | 0 | 0 | 0 | 0 | 0 | 0 | 0 | 0 | 0 | 0 | 0 | 0
0 | 0 | 0 | 0 | 0 | 0 | 0 | 0 | 0 | 0 | 0 | 0 | 0 | 0 | 0 | 0 | 0 | 0 | 0 | 0
0 | 0 | 0 | 0 | 0 | 0 | 0 | 0 | 0 | 0 | 0 | 0 | 0 | 0 | 0 | 0 | 0 | 0 | 0 | 0
0 | 0 | 0 | 0 | 0 | 0 | 0 | 0 | 0 | 0 | 0 | 0 | 0 | 0 | 0 | 0 | 0 | 0 | 0 | 0
0 | 0 | 0 | 0 | 0 | 0 | 0 | 0 | 0 | 0 | 0 | 0 | 0 | 0 | 0 | 0 | 0 | 0 | 0 | 0
0 | 0 | 0 | 0 | 0 | 0 | 0 | 0 | 0 | 0 | 0 | 0 | 0 | 0 | 0 | 0 | 0 | 0 | 0 | 0
0 | 0 | 0 | 0 | 0 | 0 | 0 | 0 | 0 | 0 | 0 | 0 | 0 | 0 | 0 | 0 | 0 | 0 | 0 | 0
0 | 0 | 0 | 0 | 0 | 0 | 0 | 0 | 0 | 0 | 0 | 0 | 0 | 0 | 0 | 0 | 0 | 0 | 0 | 0
0 | 0 | 0 | 0 | 0 | 0 | 0 | 0 | 0 | 0 | 0 | 0 | 0 | 0 | 0 | 0 | 0 | 0 | 0 | 0
0 | 0 | 0 | 0 | 0 | 0 | 0 | 0 | 0 | 0 | 0 | 0 | 0 | 0 | 0 | 0 | 0 | 0 | 0 | 0
0 | 0 | 0 | 0 | 0 | 0 | 0 | 0 | 0 | 0 | 0 | 0 | 0 | 0 | 0 | 0 | 0 | 0 | 0 | 0
0 | 0 | 0 | 0 | 0 | 0 | 0 | 0 | 0 | 0 | 0 | 0 | 0 | 0 | 0 | 0 | 0 | 0 | 0 | 0
0 | 0 | 0 | 0 | 0 | 0 | 0 | 0 | 0 | 0 | 0 | 0 | 0 | 0 | 0 | 0 | 0 | 0 | 0 | 0
0 | 0 | 0 | 0 | 0 | 0 | 0 | 0 | 0 | 0 | 0 | 0 | 0 | 0 | 0 | 0 | 0 | 0 | 0 | 0
0 | 0 | 0 | 0 | 0 | 0 | 0 | 0 | 0 | 0 | 0 | 0 | 0 | 0 | 0 | 0 | 0 | 0 | 0 | 0
0 | 0 | 0 | 0 | 0 | 0 | 0 | 0 | 0 | 0 | 0 | 0 | 0 | 0 | 0 | 0 | 0 | 0 | 0 | 0
0 | 0 | 0 | 0 | 0 | 0 | 0 | 0 | 0 | 0 | 0 | 0 | 0 | 0 | 0 | 0 | 0 | 0 | 0 | 0
0 | 0 | 0 | 0 | 0 | 0 | 0 | 0 | 0 | 0 | 0 | 0 | 0 | 0 | 0 | 0 | 0 | 0 | 0 | 0
0 | 0 | 0 | 0 | 0 | 0 | 0 | 0 | 0 | 0 | 0 | 0 | 0 | 0 | 0 | 0 | 0 | 0 | 0 | 0
0 | 0 | 0 | 0 | 0 | 0 | 0 | 0 | 0 | 0 | 0 | 0 | 0 | 0 | 0 | 0 | 0 | 0 | 0 | 0
0 | 0 | 0 | 0 | 0 | 0 | 0 | 0 | 0 | 0 | 0 | 0 | 0 | 0 | 0 | 0 | 0 | 0 | 0 | 0
0 | 0 | 0 | 0 | 0 | 0 | 0 | 0 | 0 | 0 | 0 | 0 | 0 | 0 | 0 | 0 | 0 | 0 | 0 | 0
0 | 0 | 0 | 0 | 0 | 0 | 0 | 0 | 0 | 0 | 0 | 0 | 0 | 0 | 0 | 0 | 0 | 0 | 0 | 0
0 | 0 | 0 | 0 | 0 | 0 | 0 | 0 | 0 | 0 | 0 | 0 | 0 | 0 | 0 | 0 | 0 | 0 | 0 | 0
0 | 0 | 0 | 0 | 0 | 0 | 0 | 0 | 0 | 0 | 0 | 0 | 0 | 0 | 0 | 0 | 0 | 0 | 0 | 0
0 | 0 | 0 | 0 | 0 | 0 | 0 | 0 | 0 | 0 | 0 | 0 | 0 | 0 | 0 | 0 | 0 | 0 | 0 | 0
0 | 0 | 0 | 0 | 0 | 0 | 0 | 0 | 0 | 0 | 0 | 0 | 0 | 0 | 0 | 0 | 0 | 0 | 0 | 0
0 | 0 | 0 | 0 | 0 | 0 | 0 | 0 | 0 | 0 | 0 | 0 | 0 | 0 | 0 | 0 | 0 | 0 | 0 | 0
0 | 0 | 0 | 0 | 0 | 0 | 0 | 0 | 0 | 0 | 0 | 0 | 0 | 0 | 0 | 0 | 0 | 0 | 0 | 0
0 | 0 | 0 | 0 | 0 | 0 | 0 | 0 | 0 | 0 | 0 | 0 | 0 | 0 | 0 | 0 | 0 | 0 | 0 | 0
0 | 0 | 0 | 0 | 0 | 0 | 0 | 0 | 0 | 0 | 0 | 0 | 0 | 0 | 0 | 0 | 0 | 0 | 0 | 0
0 | 0 | 0 | 0 | 0 | 0 | 0 | 0 | 0 | 0 | 0 | 0 | 0 | 0 | 0 | 0 | 0 | 0 | 0 | 0
0 | 0 | 0 | 0 | 0 | 0 | 0 | 0 | 0 | 0 | 0 | 0 | 0 | 0 | 0 | 0 | 0 | 0 | 0 | 0
0 | 0 | 0 | 0 | 0 | 0 | 0 | 0 | 0 | 0 | 0 | 0 | 0 | 0 | 0 | 0 | 0 | 0 | 0 | 0
0 | 0 | 0 | 0 | 0 | 0 | 0 | 0 | 0 | 0 | 0 | 0 | 0 | 0 | 0 | 0 | 0 | 0 | 0 | 0
0 | 0 | 0 | 0 | 0 | 0 | 0 | 0 | 0 | 0 | 0 | 0 | 0 | 0 | 0 | 0 | 0 | 0 | 0 | 0
0 | 0 | 0 | 0 | 0 | 0 | 0 | 0 | 0 | 0 | 0 | 0 | 0 | 0 | 0 | 0 | 0 | 0 | 0 | 0
0 | 0 | 0 | 0 | 0 | 0 | 0 | 0 | 0 | 0 | 0 | 0 | 0 | 0 | 0 | 0 | 0 | 0 | 0 | 0
0 | 0 | 0 | 0 | 0 | 0 | 0 | 0 | 0 | 0 | 0 | 0 | 0 | 0 | 0 | 0 | 0 | 0 | 0 | 0
0 | 0 | 0 | 0 | 0 | 0 | 0 | 0 | 0 | 0 | 0 | 0 | 0 | 0 | 0 | 0 | 0 | 0 | 0 | 0
0 | 0 | 0 | 0 | 0 | 0 | 0 | 0 | 0 | 0 | 0 | 0 | 0 | 0 | 0 | 0 | 0 | 0 | 0 | 0
0 | 0 | 0 | 0 | 0 | 0 | 0 | 0 | 0 | 0 | 0 | 0 | 0 | 0 | 0 | 0 | 0 | 0 | 0 | 0
0 | 0 | 0 | 0 | 0 | 0 | 0 | 0 | 0 | 0 | 0 | 0 | 0 | 0 | 0 | 0 | 0 | 0 | 0 | 0
0 | 0 | 0 | 0 | 0 | 0 | 0 | 0 | 0 | 0 | 0 | 0 | 0 | 0 | 0 | 0 | 0 | 0 | 0 | 0
0 | 0 | 0 | 0 | 0 | 0 | 0 | 0 | 0 | 0 | 0 | 0 | 0 | 0 | 0 | 0 | 0 | 0 | 0 | 0
0 | 0 | 0 | 0 | 0 | 0 | 0 | 0 | 0 | 0 | 0 | 0 | 0 | 0 | 0 | 0 | 0 | 0 | 0 | 0
0 | 0 | 0 | 0 | 0 | 0 | 0 | 0 | 0 | 0 | 0 | 0 | 0 | 0 | 0 | 0 | 0 | 0 | 0 | 0
0 | 0 | 0 | 0 | 0 | 0 | 0 | 0 | 0 | 0 | 0 | 0 | 0 | 0 | 0 | 0 | 0 | 0 | 0 | 0
0 | 0 | 0 | 0 | 0 | 0 | 0 | 0 | 0 | 0 | 0 | 0 | 0 | 0 | 0 | 0 | 0 | 0 | 0 | 0
0 | 0 | 0 | 0 | 0 | 0 | 0 | 0 | 0 | 0 | 0 | 0 | 0 | 0 | 0 | 0 | 0 | 0 | 0 | 0
0 | 0 | 0 | 0 | 0 | 0 | 0 | 0 | 0 | 0 | 0 | 0 | 0 | 0 | 0 | 0 | 0 | 0 | 0 | 0
0 | 0 | 0 | 0 | 0 | 0 | 0 | 0 | 0 | 0 | 0 | 0 | 0 | 0 | 0 | 0 | 0 | 0 | 0 | 0
0 | 0 | 0 | 0 | 0 | 0 | 0 | 0 | 0 | 0 | 0 | 0 | 0 | 0 | 0 | 0 | 0 | 0 | 0 | 0
0 | 0 | 0 | 0 | 0 | 0 | 0 | 0 | 0 | 0 | 0 | 0 | 0 | 0 | 0 | 0 | 0 | 0 | 0 | 0
0 | 0 | 0 | 0 | 0 | 0 | 0 | 0 | 0 | 0 | 0 | 0 | 0 | 0 | 0 | 0 | 0 | 0 | 0 | 0
0 | 0 | 0 | 0 | 0 | 0 | 0 | 0 | 0 | 0 | 0 | 0 | 0 | 0 | 0 | 0 | 0 | 0 | 0 | 0
0 | 0 | 0 | 0 | 0 | 0 | 0 | 0 | 0 | 0 | 0 | 0 | 0 | 0 | 0 | 0 | 0 | 0 | 0 | 0
0 | 0 | 0 | 0 | 0 | 0 | 0 | 0 | 0 | 0 | 0 | 0 | 0 | 0 | 0 | 0 | 0 | 0 | 0 | 0
0 | 0 | 0 | 0 | 0 | 0 | 0 | 0 | 0 | 0 | 0 | 0 | 0 | 0 | 0 | 0 | 0 | 0 | 0 | 0
0 | 0 | 0 | 0 | 0 | 0 | 0 | 0 | 0 | 0 | 0 | 0 | 0 | 0 | 0 | 0 | 0 | 0 | 0 | 0
0 | 0 | 0 | 0 | 0 | 0 | 0 | 0 | 0 | 0 | 0 | 0 | 0 | 0 | 0 | 0 | 0 | 0 | 0 | 0
0 | 0 | 0 | 0 | 0 | 0 | 0 | 0 | 0 | 0 | 0 | 0 | 0 | 0 | 0 | 0 | 0 | 0 | 0 | 0
0 | 0 | 0 | 0 | 0 | 0 | 0 | 0 | 0 | 0 | 0 | 0 | 0 | 0 | 0 | 0 | 0 | 0 | 0 | 0
0 | 0 | 0 | 0 | 0 | 0 | 0 | 0 | 0 | 0 | 0 | 0 | 0 | 0 | 0 | 0 | 0 | 0 | 0 | 0
0 | 0 | 0 | 0 | 0 | 0 | 0 | 0 | 0 | 0 | 0 | 0 | 0 | 0 | 0 | 0 | 0 | 0 | 0 | 0
0 | 0 | 0 | 0 | 0 | 0 | 0 | 0 | 0 | 0 | 0 | 0 | 0 | 0 | 0 | 0 | 0 | 0 | 0 | 0
0 | 0 | 0 | 0 | 0 | 0 | 0 | 0 | 0 | 0 | 0 | 0 | 0 | 0 | 0 | 0 | 0 | 0 | 0 | 0
0 | 0 | 0 | 0 | 0 | 0 | 0 | 0 | 0 | 0 | 0 | 0 | 0 | 0 | 0 | 0 | 0 | 0 | 0 | 0
0 | 0 | 0 | 0 | 0 | 0 | 0 | 0 | 0 | 0 | 0 | 0 | 0 | 0 | 0 | 0 | 0 | 0 | 0 | 0
0 | 0 | 0 | 0 | 0 | 0 | 0 | 0 | 0 | 0 | 0 | 0 | 0 | 0 | 0 | 0 | 0 | 0 | 0 | 0
0 | 0 | 0 | 0 | 0 | 0 | 0 | 0 | 0 | 0 | 0 | 0 | 0 | 0 | 0 | 0 | 0 | 0 | 0 | 0
0 | 0 | 0 | 0 | 0 | 0 | 0 | 0 | 0 | 0 | 0 | 0 | 0 | 0 | 0 | 0 | 0 | 0 | 0 | 0
0 | 0 | 0 | 0 | 0 | 0 | 0 | 0 | 0 | 0 | 0 | 0 | 0 | 0 | 0 | 0 | 0 | 0 | 0 | 0
0 | 0 | 0 | 0 | 0 | 0 | 0 | 0 | 0 | 0 | 0 | 0 | 0 | 0 | 0 | 0 | 0 | 0 | 0 | 0
0 | 0 | 0 | 0 | 0 | 0 | 0 | 0 | 0 | 0 | 0 | 0 | 0 | 0 | 0 | 0 | 0 | 0 | 0 | 0
0 | 0 | 0 | 0 | 0 | 0 | 0 | 0 | 0 | 0 | 0 | 0 | 0 | 0 | 0 | 0 | 0 | 0 | 0 | 0
0 | 0 | 0 | 0 | 0 | 0 | 0 | 0 | 0 | 0 | 0 | 0 | 0 | 0 | 0 | 0 | 0 | 0 | 0 | 0
0 | 0 | 0 | 0 | 0 | 0 | 0 | 0 | 0 | 0 | 0 | 0 | 0 | 0 | 0 | 0 | 0 | 0 | 0 | 0
0 | 0 | 0 | 0 | 0 | 0 | 0 | 0 | 0 | 0 | 0 | 0 | 0 | 0 | 0 | 0 | 0 | 0 | 0 | 0
0 | 0 | 0 | 0 | 0 | 0 | 0 | 0 | 0 | 0 | 0 | 0 | 0 | 0 | 0 | 0 | 0 | 0 | 0 | 0
0 | 0 | 0 | 0 | 0 | 0 | 0 | 0 | 0 | 0 | 0 | 0 | 0 | 0 | 0 | 0 | 0 | 0 | 0 | 0
0 | 0 | 0 | 0 | 0 | 0 | 0 | 0 | 0 | 0 | 0 | 0 | 0 | 0 | 0 | 0 | 0 | 0 | 0 | 0
0 | 0 | 0 | 0 | 0 | 0 | 0 | 0 | 0 | 0 | 0 | 0 | 0 | 0 | 0 | 0 | 0 | 0 | 0 | 0
0 | 0 | 0 | 0 | 0 | 0 | 0 | 0 | 0 | 0 | 0 | 0 | 0 | 0 | 0 | 0 | 0 | 0 | 0 | 0
0 | 0 | 0 | 0 | 0 | 0 | 0 | 0 | 0 | 0 | 0 | 0 | 0 | 0 | 0 | 0 | 0 | 0 | 0 | 0
0 | 0 | 0 | 0 | 0 | 0 | 0 | 0 | 0 | 0 | 0 | 0 | 0 | 0 | 0 | 0 | 0 | 0 | 0 | 0
0 | 0 | 0 | 0 | 0 | 0 | 0 | 0 | 0 | 0 | 0 | 0 | 0 | 0 | 0 | 0 | 0 | 0 | 0 | 0
0 | 0 | 0 | 0 | 0 | 0 | 0 | 0 | 0 | 0 | 0 | 0 | 0 | 0 | 0 | 0 | 0 | 0 | 0 | 0
0 | 0 | 0 | 0 | 0 | 0 | 0 | 0 | 0 | 0 | 0 | 0 | 0 | 0 | 0 | 0 | 0 | 0 | 0 | 0
0 | 0 | 0 | 0 | 0 | 0 | 0 | 0 | 0 | 0 | 0 | 0 | 0 | 0 | 0 | 0 | 0 | 0 | 0 | 0
0 | 0 | 0 | 0 | 0 | 0 | 0 | 0 | 0 | 0 | 0 | 0 | 0 | 0 | 0 | 0 | 0 | 0 | 0 | 0
0 | 0 | 0 | 0 | 0 | 0 | 0 | 0 | 0 | 0 | 0 | 0 | 0 | 0 | 0 | 0 | 0 | 0 | 0 | 0
0 | 0 | 0 | 0 | 0 | 0 | 0 | 0 | 0 | 0 | 0 | 0 | 0 | 0 | 0 | 0 | 0 | 0 | 0 | 0
0 | 0 | 0 | 0 | 0 | 0 | 0 | 0 | 0 | 0 | 0 | 0 | 0 | 0 | 0 | 0 | 0 | 0 | 0 | 0
0 | 0 | 0 | 0 | 0 | 0 | 0 | 0 | 0 | 0 | 0 | 0 | 0 | 0 | 0 | 0 | 0 | 0 | 0 | 0
0 | 0 | 0 | 0 | 0 | 0 | 0 | 0 | 0 | 0 | 0 | 0 | 0 | 0 | 0 | 0 | 0 | 0 | 0 | 0
0 | 0 | 0 | 0 | 0 | 0 | 0 | 0 | 0 | 0 | 0 | 0 | 0 | 0 | 0 | 0 | 0 | 0 | 0 | 0
0 | 0 | 0 | 0 | 0 | 0 | 0 | 0 | 0 | 0 | 0 | 0 | 0 | 0 | 0 | 0 | 0 | 0 | 0 | 0
0 | 0 | 0 | 0 | 0 | 0 | 0 | 0 | 0 | 0 | 0 | 0 | 0 | 0 | 0 | 0 | 0 | 0 | 0 | 0
0 | 0 | 0 | 0 | 0 | 0 | 0 | 0 | 0 | 0 | 0 | 0 | 0 | 0 | 0 | 0 | 0 | 0 | 0 | 0
0 | 0 | 0 | 0 | 0 | 0 | 0 | 0 | 0 | 0 | 0 | 0 | 0 | 0 | 0 | 0 | 0 | 0 | 0 | 0
0 | 0 | 0 | 0 | 0 | 0 | 0 | 0 | 0 | 0 | 0 | 0 | 0 | 0 | 0 | 0 | 0 | 0 | 0 | 0
0 | 0 | 0 | 0 | 0 | 0 | 0 | 0 | 0 | 0 | 0 | 0 | 0 | 0 | 0 | 0 | 0 | 0 | 0 | 0
0 | 0 | 0 | 0 | 0 | 0 | 0 | 0 | 0 | 0 | 0 | 0 | 0 | 0 | 0 | 0 | 0 | 0 | 0 | 0
0 | 0 | 0 | 0 | 0 | 0 | 0 | 0 | 0 | 0 | 0 | 0 | 0 | 0 | 0 | 0 | 0 | 0 | 0 | 0
0 | 0 | 0 | 0 | 0 | 0 | 0 | 0 | 0 | 0 | 0 | 0 | 0 | 0 | 0 | 0 | 0 | 0 | 0 | 0
0 | 0 | 0 | 0 | 0 | 0 | 0 | 0 | 0 | 0 | 0 | 0 | 0 | 0 | 0 | 0 | 0 | 0 | 0 | 0
0 | 0 | 0 | 0 | 0 | 0 | 0 | 0 | 0 | 0 | 0 | 0 | 0 | 0 | 0 | 0 | 0 | 0 | 0 | 0
0 | 0 | 0 | 0 | 0 | 0 | 0 | 0 | 0 | 0 | 0 | 0 | 0 | 0 | 0 | 0 | 0 | 0 | 0 | 0
0 | 0 | 0 | 0 | 0 | 0 | 0 | 0 | 0 | 0 | 0 | 0 | 0 | 0 | 0 | 0 | 0 | 0 | 0 | 0
0 | 0 | 0 | 0 | 0 | 0 | 0 | 0 | 0 | 0 | 0 | 0 | 0 | 0 | 0 | 0 | 0 | 0 | 0 | 0
0 | 0 | 0 | 0 | 0 | 0 | 0 | 0 | 0 | 0 | 0 | 0 | 0 | 0 | 0 | 0 | 0 | 0 | 0 | 0
0 | 0 | 0 | 0 | 0 | 0 | 0 | 0 | 0 | 0 | 0 | 0 | 0 | 0 | 0 | 0 | 0 | 0 | 0 | 0
0 | 0 | 0 | 0 | 0 | 0 | 0 | 0 | 0 | 0 | 0 | 0 | 0 | 0 | 0 | 0 | 0 | 0 | 0 | 0
0 | 0 | 0 | 0 | 0 | 0 | 0 | 0 | 0 | 0 | 0 | 0 | 0 | 0 | 0 | 0 | 0 | 0 | 0 | 0
0 | 0 | 0 | 0 | 0 | 0 | 0 | 0 | 0 | 0 | 0 | 0 | 0 | 0 | 0 | 0 | 0 | 0 | 0 | 0
0 | 0 | 0 | 0 | 0 | 0 | 0 | 0 | 0 | 0 | 0 | 0 | 0 | 0 | 0 | 0 | 0 | 0 | 0 | 0
0 | 0 | 0 | 0 | 0 | 0 | 0 | 0 | 0 | 0 | 0 | 0 | 0 | 0 | 0 | 0 | 0 | 0 | 0 | 0
0 | 0 | 0 | 0 | 0 | 0 | 0 | 0 | 0 | 0 | 0 | 0 | 0 | 0 | 0 | 0 | 0 | 0 | 0 | 0
0 | 0 | 0 | 0 | 0 | 0 | 0 | 0 | 0 | 0 | 0 | 0 | 0 | 0 | 0 | 0 | 0 | 0 | 0 | 0
0 | 0 | 0 | 0 | 0 | 0 | 0 | 0 | 0 | 0 | 0 | 0 | 0 | 0 | 0 | 0 | 0 | 0 | 0 | 0
0 | 0 | 0 | 0 | 0 | 0 | 0 | 0 | 0 | 0 | 0 | 0 | 0 | 0 | 0 | 0 | 0 | 0 | 0 | 0
0 | 0 | 0 | 0 | 0 | 0 | 0 | 0 | 0 | 0 | 0 | 0 | 0 | 0 | 0 | 0 | 0 | 0 | 0 | 0
0 | 0 | 0 | 0 | 0 | 0 | 0 | 0 | 0 | 0 | 0 | 0 | 0 | 0 | 0 | 0 | 0 | 0 | 0 | 0
0 | 0 | 0 | 0 | 0 | 0 | 0 | 0 | 0 | 0 | 0 | 0 | 0 | 0 | 0 | 0 | 0 | 0 | 0 | 0
0 | 0 | 0 | 0 | 0 | 0 | 0 | 0 | 0 | 0 | 0 | 0 | 0 | 0 | 0 | 0 | 0 | 0 | 0 | 0
0 | 0 | 0 | 0 | 0 | 0 | 0 | 0 | 0 | 0 | 0 | 0 | 0 | 0 | 0 | 0 | 0 | 0 | 0 | 0
0 | 0 | 0 | 0 | 0 | 0 | 0 | 0 | 0 | 0 | 0 | 0 | 0 | 0 | 0 | 0 | 0 | 0 | 0 | 0
0 | 0 | 0 | 0 | 0 | 0 | 0 | 0 | 0 | 0 | 0 | 0 | 0 | 0 | 0 | 0 | 0 | 0 | 0 | 0
0 | 0 | 0 | 0 | 0 | 0 | 0 | 0 | 0 | 0 | 0 | 0 | 0 | 0 | 0 | 0 | 0 | 0 | 0 | 0
0 | 0 | 0 | 0 | 0 | 0 | 0 | 0 | 0 | 0 | 0 | 0 | 0 | 0 | 0 | 0 | 0 | 0 | 0 | 0
0 | 0 | 0 | 0 | 0 | 0 | 0 | 0 | 0 | 0 | 0 | 0 | 0 | 0 | 0 | 0 | 0 | 0 | 0 | 0
0 | 0 | 0 | 0 | 0 | 0 | 0 | 0 | 0 | 0 | 0 | 0 | 0 | 0 | 0 | 0 | 0 | 0 | 0 | 0
0 | 0 | 0 | 0 | 0 | 0 | 0 | 0 | 0 | 0 | 0 | 0 | 0 | 0 | 0 | 0 | 0 | 0 | 0 | 0
0 | 0 | 0 | 0 | 0 | 0 | 0 | 0 | 0 | 0 | 0 | 0 | 0 | 0 | 0 | 0 | 0 | 0 | 0 | 0
0 | 0 | 0 | 0 | 0 | 0 | 0 | 0 | 0 | 0 | 0 | 0 | 0 | 0 | 0 | 0 | 0 | 0 | 0 | 0
0 | 0 | 0 | 0 | 0 | 0 | 0 | 0 | 0 | 0 | 0 | 0 | 0 | 0 | 0 | 0 | 0 | 0 | 0 | 0
0 | 0 | 0 | 0 | 0 | 0 | 0 | 0 | 0 | 0 | 0 | 0 | 0 | 0 | 0 | 0 | 0 | 0 | 0 | 0
0 | 0 | 0 | 0 | 0 | 0 | 0 | 0 | 0 | 0 | 0 | 0 | 0 | 0 | 0 | 0 | 0 | 0 | 0 | 0
0 | 0 | 0 | 0 | 0 | 0 | 0 | 0 | 0 | 0 | 0 | 0 | 0 | 0 | 0 | 0 | 0 | 0 | 0 | 0
0 | 0 | 0 | 0 | 0 | 0 | 0 | 0 | 0 | 0 | 0 | 0 | 0 | 0 | 0 | 0 | 0 | 0 | 0 | 0
0 | 0 | 0 | 0 | 0 | 0 | 0 | 0 | 0 | 0 | 0 | 0 | 0 | 0 | 0 | 0 | 0 | 0 | 0 | 0
0 | 0 | 0 | 0 | 0 | 0 | 0 | 0 | 0 | 0 | 0 | 0 | 0 | 0 | 0 | 0 | 0 | 0 | 0 | 0
0 | 0 | 0 | 0 | 0 | 0 | 0 | 0 | 0 | 0 | 0 | 0 | 0 | 0 | 0 | 0 | 0 | 0 | 0 | 0
0 | 0 | 0 | 0 | 0 | 0 | 0 | 0 | 0 | 0 | 0 | 0 | 0 | 0 | 0 | 0 | 0 | 0 | 0 | 0
0 | 0 | 0 | 0 | 0 | 0 | 0 | 0 | 0 | 0 | 0 | 0 | 0 | 0 | 0 | 0 | 0 | 0 | 0 | 0
0 | 0 | 0 | 0 | 0 | 0 | 0 | 0 | 0 | 0 | 0 | 0 | 0 | 0 | 0 | 0 | 0 | 0 | 0 | 0
0 | 0 | 0 | 0 | 0 | 0 | 0 | 0 | 0 | 0 | 0 | 0 | 0 | 0 | 0 | 0 | 0 | 0 | 0 | 0
0 | 0 | 0 | 0 | 0 | 0 | 0 | 0 | 0 | 0 | 0 | 0 | 0 | 0 | 0 | 0 | 0 | 0 | 0 | 0
0 | 0 | 0 | 0 | 0 | 0 | 0 | 0 | 0 | 0 | 0 | 0 | 0 | 0 | 0 | 0 | 0 | 0 | 0 | 0
0 | 0 | 0 | 0 | 0 | 0 | 0 | 0 | 0 | 0 | 0 | 0 | 0 | 0 | 0 | 0 | 0 | 0 | 0 | 0
0 | 0 | 0 | 0 | 0 | 0 | 0 | 0 | 0 | 0 | 0 | 0 | 0 | 0 | 0 | 0 | 0 | 0 | 0 | 0
0 | 0 | 0 | 0 | 0 | 0 | 0 | 0 | 0 | 0 | 0 | 0 | 0 | 0 | 0 | 0 | 0 | 0 | 0 | 0
0 | 0 | 0 | 0 | 0 | 0 | 0 | 0 | 0 | 0 | 0 | 0 | 0 | 0 | 0 | 0 | 0 | 0 | 0 | 0
0 | 0 | 0 | 0 | 0 | 0 | 0 | 0 | 0 | 0 | 0 | 0 | 0 | 0 | 0 | 0 | 0 | 0 | 0 | 0
0 | 0 | 0 | 0 | 0 | 0 | 0 | 0 | 0 | 0 | 0 | 0 | 0 | 0 | 0 | 0 | 0 | 0 | 0 | 0
0 | 0 | 0 | 0 | 0 | 0 | 0 | 0 | 0 | 0 | 0 | 0 | 0 | 0 | 0 | 0 | 0 | 0 | 0 | 0
0 | 0 | 0 | 0 | 0 | 0 | 0 | 0 | 0 | 0 | 0 | 0 | 0 | 0 | 0 | 0 | 0 | 0 | 0 | 0
0 | 0 | 0 | 0 | 0 | 0 | 0 | 0 | 0 | 0 | 0 | 0 | 0 | 0 | 0 | 0 | 0 | 0 | 0 | 0
0 | 0 | 0 | 0 | 0 | 0 | 0 | 0 | 0 | 0 | 0 | 0 | 0 | 0 | 0 | 0 | 0 | 0 | 0 | 0
0 | 0 | 0 | 0 | 0 | 0 | 0 | 0 | 0 | 0 | 0 | 0 | 0 | 0 | 0 | 0 | 0 | 0 | 0 | 0
0 | 0 | 0 | 0 | 0 | 0 | 0 | 0 | 0 | 0 | 0 | 0 | 0 | 0 | 0 | 0 | 0 | 0 | 0 | 0
0 | 0 | 0 | 0 | 0 | 0 | 0 | 0 | 0 | 0 | 0 | 0 | 0 | 0 | 0 | 0 | 0 | 0 | 0 | 0
0 | 0 | 0 | 0 | 0 | 0 | 0 | 0 | 0 | 0 | 0 | 0 | 0 | 0 | 0 | 0 | 0 | 0 | 0 | 0
0 | 0 | 0 | 0 | 0 | 0 | 0 | 0 | 0 | 0 | 0 | 0 | 0 | 0 | 0 | 0 | 0 | 0 | 0 | 0
0 | 0 | 0 | 0 | 0 | 0 | 0 | 0 | 0 | 0 | 0 | 0 | 0 | 0 | 0 | 0 | 0 | 0 | 0 | 0
0 | 0 | 0 | 0 | 0 | 0 | 0 | 0 | 0 | 0 | 0 | 0 | 0 | 0 | 0 | 0 | 0 | 0 | 0 | 0
0 | 0 | 0 | 0 | 0 | 0 | 0 | 0 | 0 | 0 | 0 | 0 | 0 | 0 | 0 | 0 | 0 | 0 | 0 | 0
0 | 0 | 0 | 0 | 0 | 0 | 0 | 0 | 0 | 0 | 0 | 0 | 0 | 0 | 0 | 0 | 0 | 0 | 0 | 0
0 | 0 | 0 | 0 | 0 | 0 | 0 | 0 | 0 | 0 | 0 | 0 | 0 | 0 | 0 | 0 | 0 | 0 | 0 | 0
0 | 0 | 0 | 0 | 0 | 0 | 0 | 0 | 0 | 0 | 0 | 0 | 0 | 0 | 0 | 0 | 0 | 0 | 0 | 0
0 | 0 | 0 | 0 | 0 | 0 | 0 | 0 | 0 | 0 | 0 | 0 | 0 | 0 | 0 | 0 | 0 | 0 | 0 | 0
0 | 0 | 0 | 0 | 0 | 0 | 0 | 0 | 0 | 0 | 0 | 0 | 0 | 0 | 0 | 0 | 0 | 0 | 0 | 0
0 | 0 | 0 | 0 | 0 | 0 | 0 | 0 | 0 | 0 | 0 | 0 | 0 | 0 | 0 | 0 | 0 | 0 | 0 | 0
0 | 0 | 0 | 0 | 0 | 0 | 0 | 0 | 0 | 0 | 0 | 0 | 0 | 0 | 0 | 0 | 0 | 0 | 0 | 0
0 | 0 | 0 | 0 | 0 | 0 | 0 | 0 | 0 | 0 | 0 | 0 | 0 | 0 | 0 | 0 | 0 | 0 | 0 | 0
0 | 0 | 0 | 0 | 0 | 0 | 0 | 0 | 0 | 0 | 0 | 0 | 0 | 0 | 0 | 0 | 0 | 0 | 0 | 0
0 | 0 | 0 | 0 | 0 | 0 | 0 | 0 | 0 | 0 | 0 | 0 | 0 | 0 | 0 | 0 | 0 | 0 | 0 | 0
0 | 0 | 0 | 0 | 0 | 0 | 0 | 0 | 0 | 0 | 0 | 0 | 0 | 0 | 0 | 0 | 0 | 0 | 0 | 0
0 | 0 | 0 | 0 | 0 | 0 | 0 | 0 | 0 | 0 | 0 | 0 | 0 | 0 | 0 | 0 | 0 | 0 | 0 | 0
0 | 0 | 0 | 0 | 0 | 0 | 0 | 0 | 0 | 0 | 0 | 0 | 0 | 0 | 0 | 0 | 0 | 0 | 0 | 0
0 | 0 | 0 | 0 | 0 | 0 | 0 | 0 | 0 | 0 | 0 | 0 | 0 | 0 | 0 | 0 | 0 | 0 | 0 | 0
0 | 0 | 0 | 0 | 0 | 0 | 0 | 0 | 0 | 0 | 0 | 0 | 0 | 0 | 0 | 0 | 0 | 0 | 0 | 0
0 | 0 | 0 | 0 | 0 | 0 | 0 | 0 | 0 | 0 | 0 | 0 | 0 | 0 | 0 | 0 | 0 | 0 | 0 | 0
0 | 0 | 0 | 0 | 0 | 0 | 0 | 0 | 0 | 0 | 0 | 0 | 0 | 0 | 0 | 0 | 0 | 0 | 0 | 0
0 | 0 | 0 | 0 | 0 | 0 | 0 | 0 | 0 | 0 | 0 | 0 | 0 | 0 | 0 | 0 | 0 | 0 | 0 | 0
0 | 0 | 0 | 0 | 0 | 0 | 0 | 0 | 0 | 0 | 0 | 0 | 0 | 0 | 0 | 0 | 0 | 0 | 0 | 0
0 | 0 | 0 | 0 | 0 | 0 | 0 | 0 | 0 | 0 | 0 | 0 | 0 | 0 | 0 | 0 | 0 | 0 | 0 | 0
0 | 0 | 0 | 0 | 0 | 0 | 0 | 0 | 0 | 0 | 0 | 0 | 0 | 0 | 0 | 0 | 0 | 0 | 0 | 0
0 | 0 | 0 | 0 | 0 | 0 | 0 | 0 | 0 | 0 | 0 | 0 | 0 | 0 | 0 | 0 | 0 | 0 | 0 | 0
0 | 0 | 0 | 0 | 0 | 0 | 0 | 0 | 0 | 0 | 0 | 0 | 0 | 0 | 0 | 0 | 0 | 0 | 0 | 0
0 | 0 | 0 | 0 | 0 | 0 | 0 | 0 | 0 | 0 | 0 | 0 | 0 | 0 | 0 | 0 | 0 | 0 | 0 | 0
0 | 0 | 0 | 0 | 0 | 0 | 0 | 0 | 0 | 0 | 0 | 0 | 0 | 0 | 0 | 0 | 0 | 0 | 0 | 0
0 | 0 | 0 | 0 | 0 | 0 | 0 | 0 | 0 | 0 | 0 | 0 | 0 | 0 | 0 | 0 | 0 | 0 | 0 | 0
0 | 0 | 0 | 0 | 0 | 0 | 0 | 0 | 0 | 0 | 0 | 0 | 0 | 0 | 0 | 0 | 0 | 0 | 0 | 0
0 | 0 | 0 | 0 | 0 | 0 | 0 | 0 | 0 | 0 | 0 | 0 | 0 | 0 | 0 | 0 | 0 | 0 | 0 | 0
0 | 0 | 0 | 0 | 0 | 0 | 0 | 0 | 0 | 0 | 0 | 0 | 0 | 0 | 0 | 0 | 0 | 0 | 0 | 0
0 | 0 | 0 | 0 | 0 | 0 | 0 | 0 | 0 | 0 | 0 | 0 | 0 | 0 | 0 | 0 | 0 | 0 | 0 | 0
0 | 0 | 0 | 0 | 0 | 0 | 0 | 0 | 0 | 0 | 0 | 0 | 0 | 0 | 0 | 0 | 0 | 0 | 0 | 0
0 | 0 | 0 | 0 | 0 | 0 | 0 | 0 | 0 | 0 | 0 | 0 | 0 | 0 | 0 | 0 | 0 | 0 | 0 | 0
0 | 0 | 0 | 0 | 0 | 0 | 0 | 0 | 0 | 0 | 0 | 0 | 0 | 0 | 0 | 0 | 0 | 0 | 0 | 0
0 | 0 | 0 | 0 | 0 | 0 | 0 | 0 | 0 | 0 | 0 | 0 | 0 | 0 | 0 | 0 | 0 | 0 | 0 | 0
0 | 0 | 0 | 0 | 0 | 0 | 0 | 0 | 0 | 0 | 0 | 0 | 0 | 0 | 0 | 0 | 0 | 0 | 0 | 0
0 | 0 | 0 | 0 | 0 | 0 | 0 | 0 | 0 | 0 | 0 | 0 | 0 | 0 | 0 | 0 | 0 | 0 | 0 | 0
0 | 0 | 0 | 0 | 0 | 0 | 0 | 0 | 0 | 0 | 0 | 0 | 0 | 0 | 0 | 0 | 0 | 0 | 0 | 0
0 | 0 | 0 | 0 | 0 | 0 | 0 | 0 | 0 | 0 | 0 | 0 | 0 | 0 | 0 | 0 | 0 | 0 | 0 | 0
0 | 0 | 0 | 0 | 0 | 0 | 0 | 0 | 0 | 0 | 0 | 0 | 0 | 0 | 0 | 0 | 0 | 0 | 0 | 0
0 | 0 | 0 | 0 | 0 | 0 | 0 | 0 | 0 | 0 | 0 | 0 | 0 | 0 | 0 | 0 | 0 | 0 | 0 | 0
0 | 0 | 0 | 0 | 0 | 0 | 0 | 0 | 0 | 0 | 0 | 0 | 0 | 0 | 0 | 0 | 0 | 0 | 0 | 0
0 | 0 | 0 | 0 | 0 | 0 | 0 | 0 | 0 | 0 | 0 | 0 | 0 | 0 | 0 | 0 | 0 | 0 | 0 | 0
0 | 0 | 0 | 0 | 0 | 0 | 0 | 0 | 0 | 0 | 0 | 0 | 0 | 0 | 0 | 0 | 0 | 0 | 0 | 0
0 | 0 | 0 | 0 | 0 | 0 | 0 | 0 | 0 | 0 | 0 | 0 | 0 | 0 | 0 | 0 | 0 | 0 | 0 | 0
0 | 0 | 0 | 0 | 0 | 0 | 0 | 0 | 0 | 0 | 0 | 0 | 0 | 0 | 0 | 0 | 0 | 0 | 0 | 0
0 | 0 | 0 | 0 | 0 | 0 | 0 | 0 | 0 | 0 | 0 | 0 | 0 | 0 | 0 | 0 | 0 | 0 | 0 | 0
0 | 0 | 0 | 0 | 0 | 0 | 0 | 0 | 0 | 0 | 0 | 0 | 0 | 0 | 0 | 0 | 0 | 0 | 0 | 0
0 | 0 | 0 | 0 | 0 | 0 | 0 | 0 | 0 | 0 | 0 | 0 | 0 | 0 | 0 | 0 | 0 | 0 | 0 | 0
0 | 0 | 0 | 0 | 0 | 0 | 0 | 0 | 0 | 0 | 0 | 0 | 0 | 0 | 0 | 0 | 0 | 0 | 0 | 0
0 | 0 | 0 | 0 | 0 | 0 | 0 | 0 | 0 | 0 | 0 | 0 | 0 | 0 | 0 | 0 | 0 | 0 | 0 | 0
0 | 0 | 0 | 0 | 0 | 0 | 0 | 0 | 0 | 0 | 0 | 0 | 0 | 0 | 0 | 0 | 0 | 0 | 0 | 0
0 | 0 | 0 | 0 | 0 | 0 | 0 | 0 | 0 | 0 | 0 | 0 | 0 | 0 | 0 | 0 | 0 | 0 | 0 | 0
0 | 0 | 0 | 0 | 0 | 0 | 0 | 0 | 0 | 0 | 0 | 0 | 0 | 0 | 0 | 0 | 0 | 0 | 0 | 0
0 | 0 | 0 | 0 | 0 | 0 | 0 | 0 | 0 | 0 | 0 | 0 | 0 | 0 | 0 | 0 | 0 | 0 | 0 | 0
0 | 0 | 0 | 0 | 0 | 0 | 0 | 0 | 0 | 0 | 0 | 0 | 0 | 0 | 0 | 0 | 0 | 0 | 0 | 0
0 | 0 | 0 | 0 | 0 | 0 | 0 | 0 | 0 | 0 | 0 | 0 | 0 | 0 | 0 | 0 | 0 | 0 | 0 | 0
0 | 0 | 0 | 0 | 0 | 0 | 0 | 0 | 0 | 0 | 0 | 0 | 0 | 0 | 0 | 0 | 0 | 0 | 0 | 0
0 | 0 | 0 | 0 | 0 | 0 | 0 | 0 | 0 | 0 | 0 | 0 | 0 | 0 | 0 | 0 | 0 | 0 | 0 | 0
0 | 0 | 0 | 0 | 0 | 0 | 0 | 0 | 0 | 0 | 0 | 0 | 0 | 0 | 0 | 0 | 0 | 0 | 0 | 0
0 | 0 | 0 | 0 | 0 | 0 | 0 | 0 | 0 | 0 | 0 | 0 | 0 | 0 | 0 | 0 | 0 | 0 | 0 | 0
0 | 0 | 0 | 0 | 0 | 0 | 0 | 0 | 0 | 0 | 0 | 0 | 0 | 0 | 0 | 0 | 0 | 0 | 0 | 0
0 | 0 | 0 | 0 | 0 | 0 | 0 | 0 | 0 | 0 | 0 | 0 | 0 | 0 | 0 | 0 | 0 | 0 | 0 | 0
0 | 0 | 0 | 0 | 0 | 0 | 0 | 0 | 0 | 0 | 0 | 0 | 0 | 0 | 0 | 0 | 0 | 0 | 0 | 0
0 | 0 | 0 | 0 | 0 | 0 | 0 | 0 | 0 | 0 | 0 | 0 | 0 | 0 | 0 | 0 | 0 | 0 | 0 | 0
0 | 0 | 0 | 0 | 0 | 0 | 0 | 0 | 0 | 0 | 0 | 0 | 0 | 0 | 0 | 0 | 0 | 0 | 0 | 0
0 | 0 | 0 | 0 | 0 | 0 | 0 | 0 | 0 | 0 | 0 | 0 | 0 | 0 | 0 | 0 | 0 | 0 | 0 | 0
0 | 0 | 0 | 0 | 0 | 0 | 0 | 0 | 0 | 0 | 0 | 0 | 0 | 0 | 0 | 0 | 0 | 0 | 0 | 0
0 | 0 | 0 | 0 | 0 | 0 | 0 | 0 | 0 | 0 | 0 | 0 | 0 | 0 | 0 | 0 | 0 | 0 | 0 | 0
0 | 0 | 0 | 0 | 0 | 0 | 0 | 0 | 0 | 0 | 0 | 0 | 0 | 0 | 0 | 0 | 0 | 0 | 0 | 0
0 | 0 | 0 | 0 | 0 | 0 | 0 | 0 | 0 | 0 | 0 | 0 | 0 | 0 | 0 | 0 | 0 | 0 | 0 | 0
0 | 0 | 0 | 0 | 0 | 0 | 0 | 0 | 0 | 0 | 0 | 0 | 0 | 0 | 0 | 0 | 0 | 0 | 0 | 0
0 | 0 | 0 | 0 | 0 | 0 | 0 | 0 | 0 | 0 | 0 | 0 | 0 | 0 | 0 | 0 | 0 | 0 | 0 | 0
0 | 0 | 0 | 0 | 0 | 0 | 0 | 0 | 0 | 0 | 0 | 0 | 0 | 0 | 0 | 0 | 0 | 0 | 0 | 0
0 | 0 | 0 | 0 | 0 | 0 | 0 | 0 | 0 | 0 | 0 | 0 | 0 | 0 | 0 | 0 | 0 | 0 | 0 | 0
0 | 0 | 0 | 0 | 0 | 0 | 0 | 0 | 0 | 0 | 0 | 0 | 0 | 0 | 0 | 0 | 0 | 0 | 0 | 0
0 | 0 | 0 | 0 | 0 | 0 | 0 | 0 | 0 | 0 | 0 | 0 | 0 | 0 | 0 | 0 | 0 | 0 | 0 | 0
0 | 0 | 0 | 0 | 0 | 0 | 0 | 0 | 0 | 0 | 0 | 0 | 0 | 0 | 0 | 0 | 0 | 0 | 0 | 0
0 | 0 | 0 | 0 | 0 | 0 | 0 | 0 | 0 | 0 | 0 | 0 | 0 | 0 | 0 | 0 | 0 | 0 | 0 | 0
0 | 0 | 0 | 0 | 0 | 0 | 0 | 0 | 0 | 0 | 0 | 0 | 0 | 0 | 0 | 0 | 0 | 0 | 0 | 0
0 | 0 | 0 | 0 | 0 | 0 | 0 | 0 | 0 | 0 | 0 | 0 | 0 | 0 | 0 | 0 | 0 | 0 | 0 | 0
0 | 0 | 0 | 0 | 0 | 0 | 0 | 0 | 0 | 0 | 0 | 0 | 0 | 0 | 0 | 0 | 0 | 0 | 0 | 0
0 | 0 | 0 | 0 | 0 | 0 | 0 | 0 | 0 | 0 | 0 | 0 | 0 | 0 | 0 | 0 | 0 | 0 | 0 | 0
0 | 0 | 0 | 0 | 0 | 0 | 0 | 0 | 0 | 0 | 0 | 0 | 0 | 0 | 0 | 0 | 0 | 0 | 0 | 0
0 | 0 | 0 | 0 | 0 | 0 | 0 | 0 | 0 | 0 | 0 | 0 | 0 | 0 | 0 | 0 | 0 | 0 | 0 | 0
0 | 0 | 0 | 0 | 0 | 0 | 0 | 0 | 0 | 0 | 0 | 0 | 0 | 0 | 0 | 0 | 0 | 0 | 0 | 0
0 | 0 | 0 | 0 | 0 | 0 | 0 | 0 | 0 | 0 | 0 | 0 | 0 | 0 | 0 | 0 | 0 | 0 | 0 | 0
0 | 0 | 0 | 0 | 0 | 0 | 0 | 0 | 0 | 0 | 0 | 0 | 0 | 0 | 0 | 0 | 0 | 0 | 0 | 0
0 | 0 | 0 | 0 | 0 | 0 | 0 | 0 | 0 | 0 | 0 | 0 | 0 | 0 | 0 | 0 | 0 | 0 | 0 | 0
0 | 0 | 0 | 0 | 0 | 0 | 0 | 0 | 0 | 0 | 0 | 0 | 0 | 0 | 0 | 0 | 0 | 0 | 0 | 0
0 | 0 | 0 | 0 | 0 | 0 | 0 | 0 | 0 | 0 | 0 | 0 | 0 | 0 | 0 | 0 | 0 | 0 | 0 | 0
0 | 0 | 0 | 0 | 0 | 0 | 0 | 0 | 0 | 0 | 0 | 0 | 0 | 0 | 0 | 0 | 0 | 0 | 0 | 0
0 | 0 | 0 | 0 | 0 | 0 | 0 | 0 | 0 | 0 | 0 | 0 | 0 | 0 | 0 | 0 | 0 | 0 | 0 | 0
0 | 0 | 0 | 0 | 0 | 0 | 0 | 0 | 0 | 0 | 0 | 0 | 0 | 0 | 0 | 0 | 0 | 0 | 0 | 0
0 | 0 | 0 | 0 | 0 | 0 | 0 | 0 | 0 | 0 | 0 | 0 | 0 | 0 | 0 | 0 | 0 | 0 | 0 | 0
0 | 0 | 0 | 0 | 0 | 0 | 0 | 0 | 0 | 0 | 0 | 0 | 0 | 0 | 0 | 0 | 0 | 0 | 0 | 0
0 | 0 | 0 | 0 | 0 | 0 | 0 | 0 | 0 | 0 | 0 | 0 | 0 | 0 | 0 | 0 | 0 | 0 | 0 | 0
0 | 0 | 0 | 0 | 0 | 0 | 0 | 0 | 0 | 0 | 0 | 0 | 0 | 0 | 0 | 0 | 0 | 0 | 0 | 0
0 | 0 | 0 | 0 | 0 | 0 | 0 | 0 | 0 | 0 | 0 | 0 | 0 | 0 | 0 | 0 | 0 | 0 | 0 | 0
0 | 0 | 0 | 0 | 0 | 0 | 0 | 0 | 0 | 0 | 0 | 0 | 0 | 0 | 0 | 0 | 0 | 0 | 0 | 0
0 | 0 | 0 | 0 | 0 | 0 | 0 | 0 | 0 | 0 | 0 | 0 | 0 | 0 | 0 | 0 | 0 | 0 | 0 | 0
0 | 0 | 0 | 0 | 0 | 0 | 0 | 0 | 0 | 0 | 0 | 0 | 0 | 0 | 0 | 0 | 0 | 0 | 0 | 0
0 | 0 | 0 | 0 | 0 | 0 | 0 | 0 | 0 | 0 | 0 | 0 | 0 | 0 | 0 | 0 | 0 | 0 | 0 | 0
0 | 0 | 0 | 0 | 0 | 0 | 0 | 0 | 0 | 0 | 0 | 0 | 0 | 0 | 0 | 0 | 0 | 0 | 0 | 0
0 | 0 | 0 | 0 | 0 | 0 | 0 | 0 | 0 | 0 | 0 | 0 | 0 | 0 | 0 | 0 | 0 | 0 | 0 | 0
0 | 0 | 0 | 0 | 0 | 0 | 0 | 0 | 0 | 0 | 0 | 0 | 0 | 0 | 0 | 0 | 0 | 0 | 0 | 0
0 | 0 | 0 | 0 | 0 | 0 | 0 | 0 | 0 | 0 | 0 | 0 | 0 | 0 | 0 | 0 | 0 | 0 | 0 | 0
0 | 0 | 0 | 0 | 0 | 0 | 0 | 0 | 0 | 0 | 0 | 0 | 0 | 0 | 0 | 0 | 0 | 0 | 0 | 0
0 | 0 | 0 | 0 | 0 | 0 | 0 | 0 | 0 | 0 | 0 | 0 | 0 | 0 | 0 | 0 | 0 | 0 | 0 | 0
0 | 0 | 0 | 0 | 0 | 0 | 0 | 0 | 0 | 0 | 0 | 0 | 0 | 0 | 0 | 0 | 0 | 0 | 0 | 0
0 | 0 | 0 | 0 | 0 | 0 | 0 | 0 | 0 | 0 | 0 | 0 | 0 | 0 | 0 | 0 | 0 | 0 | 0 | 0
0 | 0 | 0 | 0 | 0 | 0 | 0 | 0 | 0 | 0 | 0 | 0 | 0 | 0 | 0 | 0 | 0 | 0 | 0 | 0
0 | 0 | 0 | 0 | 0 | 0 | 0 | 0 | 0 | 0 | 0 | 0 | 0 | 0 | 0 | 0 | 0 | 0 | 0 | 0
0 | 0 | 0 | 0 | 0 | 0 | 0 | 0 | 0 | 0 | 0 | 0 | 0 | 0 | 0 | 0 | 0 | 0 | 0 | 0
0 | 0 | 0 | 0 | 0 | 0 | 0 | 0 | 0 | 0 | 0 | 0 | 0 | 0 | 0 | 0 | 0 | 0 | 0 | 0
0 | 0 | 0 | 0 | 0 | 0 | 0 | 0 | 0 | 0 | 0 | 0 | 0 | 0 | 0 | 0 | 0 | 0 | 0 | 0
0 | 0 | 0 | 0 | 0 | 0 | 0 | 0 | 0 | 0 | 0 | 0 | 0 | 0 | 0 | 0 | 0 | 0 | 0 | 0
0 | 0 | 0 | 0 | 0 | 0 | 0 | 0 | 0 | 0 | 0 | 0 | 0 | 0 | 0 | 0 | 0 | 0 | 0 | 0
0 | 0 | 0 | 0 | 0 | 0 | 0 | 0 | 0 | 0 | 0 | 0 | 0 | 0 | 0 | 0 | 0 | 0 | 0 | 0
0 | 0 | 0 | 0 | 0 | 0 | 0 | 0 | 0 | 0 | 0 | 0 | 0 | 0 | 0 | 0 | 0 | 0 | 0 | 0
0 | 0 | 0 | 0 | 0 | 0 | 0 | 0 | 0 | 0 | 0 | 0 | 0 | 0 | 0 | 0 | 0 | 0 | 0 | 0
0 | 0 | 0 | 0 | 0 | 0 | 0 | 0 | 0 | 0 | 0 | 0 | 0 | 0 | 0 | 0 | 0 | 0 | 0 | 0
0 | 0 | 0 | 0 | 0 | 0 | 0 | 0 | 0 | 0 | 0 | 0 | 0 | 0 | 0 | 0 | 0 | 0 | 0 | 0
0 | 0 | 0 | 0 | 0 | 0 | 0 | 0 | 0 | 0 | 0 | 0 | 0 | 0 | 0 | 0 | 0 | 0 | 0 | 0
0 | 0 | 0 | 0 | 0 | 0 | 0 | 0 | 0 | 0 | 0 | 0 | 0 | 0 | 0 | 0 | 0 | 0 | 0 | 0
0 | 0 | 0 | 0 | 0 | 0 | 0 | 0 | 0 | 0 | 0 | 0 | 0 | 0 | 0 | 0 | 0 | 0 | 0 | 0
0 | 0 | 0 | 0 | 0 | 0 | 0 | 0 | 0 | 0 | 0 | 0 | 0 | 0 | 0 | 0 | 0 | 0 | 0 | 0
0 | 0 | 0 | 0 | 0 | 0 | 0 | 0 | 0 | 0 | 0 | 0 | 0 | 0 | 0 | 0 | 0 | 0 | 0 | 0
0 | 0 | 0 | 0 | 0 | 0 | 0 | 0 | 0 | 0 | 0 | 0 | 0 | 0 | 0 | 0 | 0 | 0 | 0 | 0
0 | 0 | 0 | 0 | 0 | 0 | 0 | 0 | 0 | 0 | 0 | 0 | 0 | 0 | 0 | 0 | 0 | 0 | 0 | 0
0 | 0 | 0 | 0 | 0 | 0 | 0 | 0 | 0 | 0 | 0 | 0 | 0 | 0 | 0 | 0 | 0 | 0 | 0 | 0
0 | 0 | 0 | 0 | 0 | 0 | 0 | 0 | 0 | 0 | 0 | 0 | 0 | 0 | 0 | 0 | 0 | 0 | 0 | 0
0 | 0 | 0 | 0 | 0 | 0 | 0 | 0 | 0 | 0 | 0 | 0 | 0 | 0 | 0 | 0 | 0 | 0 | 0 | 0
0 | 0 | 0 | 0 | 0 | 0 | 0 | 0 | 0 | 0 | 0 | 0 | 0 | 0 | 0 | 0 | 0 | 0 | 0 | 0
0 | 0 | 0 | 0 | 0 | 0 | 0 | 0 | 0 | 0 | 0 | 0 | 0 | 0 | 0 | 0 | 0 | 0 | 0 | 0
0 | 0 | 0 | 0 | 0 | 0 | 0 | 0 | 0 | 0 | 0 | 0 | 0 | 0 | 0 | 0 | 0 | 0 | 0 | 0
0 | 0 | 0 | 0 | 0 | 0 | 0 | 0 | 0 | 0 | 0 | 0 | 0 | 0 | 0 | 0 | 0 | 0 | 0 | 0
0 | 0 | 0 | 0 | 0 | 0 | 0 | 0 | 0 | 0 | 0 | 0 | 0 | 0 | 0 | 0 | 0 | 0 | 0 | 0
0 | 0 | 0 | 0 | 0 | 0 | 0 | 0 | 0 | 0 | 0 | 0 | 0 | 0 | 0 | 0 | 0 | 0 | 0 | 0
0 | 0 | 0 | 0 | 0 | 0 | 0 | 0 | 0 | 0 | 0 | 0 | 0 | 0 | 0 | 0 | 0 | 0 | 0 | 0
0 | 0 | 0 | 0 | 0 | 0 | 0 | 0 | 0 | 0 | 0 | 0 | 0 | 0 | 0 | 0 | 0 | 0 | 0 | 0
0 | 0 | 0 | 0 | 0 | 0 | 0 | 0 | 0 | 0 | 0 | 0 | 0 | 0 | 0 | 0 | 0 | 0 | 0 | 0
0 | 0 | 0 | 0 | 0 | 0 | 0 | 0 | 0 | 0 | 0 | 0 | 0 | 0 | 0 | 0 | 0 | 0 | 0 | 0
0 | 0 | 0 | 0 | 0 | 0 | 0 | 0 | 0 | 0 | 0 | 0 | 0 | 0 | 0 | 0 | 0 | 0 | 0 | 0
0 | 0 | 0 | 0 | 0 | 0 | 0 | 0 | 0 | 0 | 0 | 0 | 0 | 0 | 0 | 0 | 0 | 0 | 0 | 0
0 | 0 | 0 | 0 | 0 | 0 | 0 | 0 | 0 | 0 | 0 | 0 | 0 | 0 | 0 | 0 | 0 | 0 | 0 | 0
0 | 0 | 0 | 0 | 0 | 0 | 0 | 0 | 0 | 0 | 0 | 0 | 0 | 0 | 0 | 0 | 0 | 0 | 0 | 0
0 | 0 | 0 | 0 | 0 | 0 | 0 | 0 | 0 | 0 | 0 | 0 | 0 | 0 | 0 | 0 | 0 | 0 | 0 | 0
0 | 0 | 0 | 0 | 0 | 0 | 0 | 0 | 0 | 0 | 0 | 0 | 0 | 0 | 0 | 0 | 0 | 0 | 0 | 0
0 | 0 | 0 | 0 | 0 | 0 | 0 | 0 | 0 | 0 | 0 | 0 | 0 | 0 | 0 | 0 | 0 | 0 | 0 | 0
0 | 0 | 0 | 0 | 0 | 0 | 0 | 0 | 0 | 0 | 0 | 0 | 0 | 0 | 0 | 0 | 0 | 0 | 0 | 0
0 | 0 | 0 | 0 | 0 | 0 | 0 | 0 | 0 | 0 | 0 | 0 | 0 | 0 | 0 | 0 | 0 | 0 | 0 | 0
0 | 0 | 0 | 0 | 0 | 0 | 0 | 0 | 0 | 0 | 0 | 0 | 0 | 0 | 0 | 0 | 0 | 0 | 0 | 0
0 | 0 | 0 | 0 | 0 | 0 | 0 | 0 | 0 | 0 | 0 | 0 | 0 | 0 | 0 | 0 | 0 | 0 | 0 | 0
0 | 0 | 0 | 0 | 0 | 0 | 0 | 0 | 0 | 0 | 0 | 0 | 0 | 0 | 0 | 0 | 0 | 0 | 0 | 0
0 | 0 | 0 | 0 | 0 | 0 | 0 | 0 | 0 | 0 | 0 | 0 | 0 | 0 | 0 | 0 | 0 | 0 | 0 | 0
0 | 0 | 0 | 0 | 0 | 0 | 0 | 0 | 0 | 0 | 0 | 0 | 0 | 0 | 0 | 0 | 0 | 0 | 0 | 0
0 | 0 | 0 | 0 | 0 | 0 | 0 | 0 | 0 | 0 | 0 | 0 | 0 | 0 | 0 | 0 | 0 | 0 | 0 | 0
0 | 0 | 0 | 0 | 0 | 0 | 0 | 0 | 0 | 0 | 0 | 0 | 0 | 0 | 0 | 0 | 0 | 0 | 0 | 0
0 | 0 | 0 | 0 | 0 | 0 | 0 | 0 | 0 | 0 | 0 | 0 | 0 | 0 | 0 | 0 | 0 | 0 | 0 | 0

## COMM 8-10yr Export
PROGRAM NAME | MCE Commercial
BUDGET |  |  | PG&E 2013 v1c6-Draft.xls
Market Segment
Administrative Costs |  | Primary | 0
Overhead and G&A | 625903.9402 | Secondary (if applicable) | 0
Other Administrative Costs | 21533.3924
Marketing/Outreach | 521432.9151
Direct Implementation
d.i. User Input Incentive (No rebates) | 0
d.ii. to d.v Rebates & Incentives | 1352597.8326
Activity | 1700413.2488
Installation | 0
Hardware & Materials | 0
Rebate Processing & Inspection | 1082987.8303
EM&V Costs | 258974.9331
Budget | 5563844.0925
Costs recovered from other sources | 0
Budget (plus other costs) | 5563844.0925
PROGRAM IMPACTS
Program Reductions | 2013-2014 | 2013 | 2014
User Entered kW (kW) | 12.0875 | 12.0875 | 0
Net Jul-Sept Peak (kW) | 179.8238 | 87.5613 | 92.2625
Net Dec-Feb Peak (kW) | 134.3084 | 65.3985 | 68.9099
Net NCP (kW) | 134.3084 | 65.3985 | 68.9099
Net CEC (kW) | 0 | 0 | 0
Annual Net kWh | 4544991.8017 | 2213084.2433 | 2331907.5584
Lifecycle Net kWh | 64243895.5045 | 31282158.2686 | 32961737.236
Annual Net Therms | 53665.9176 | 26131.4436 | 27534.4741
Lifecycle Net Therms | 691845.4084 | 336878.9734 | 354966.435
Program Reductions for Measures installed through 2024
TRC
Costs | 6474422.2506
Electric Benefits | 9504310.3341
Gas Benefits | 793241.9524
Net Benefits (NPV) | 3823130.0358
BC Ratio | 1.5905
PAC
Costs | 5563844.0925
Electric Benefits | 9504310.3341
Gas Benefits | 793241.9524
Net Benefits (NPV) | 4733708.194
BC Ratio | 1.8508
Levelized Cost
Levelized Cost TRC ($/kWh )
Discounted kWh | 56714450.4526
Cost | 0.093758
Benefits | 0.16758
Benefit-Cost | 0.073824
Levelized Cost PAC ($/kWh)
Discounted kWh | 56714450.4526
Cost | 0.080579
Benefits | 0.16758
Benefit-Cost | 0.087003
Levelized Cost TRC ($/therm)
Discounted Therms | 572415.0827
Cost | 2.0095
Benefits | 1.3858
Benefit-Cost | -0.62368
Levelized Cost PAC ($/therm)
Discounted Therms | 572415.0827
Cost | 1.7312
Benefits | 1.3858
Benefit-Cost | -0.34542
Emission Annual Reductions (2014-2016) |  |  |  | Energy Division File sheet "Attachment II" Total Electricity and Gas Emission Reductions
Electric Annual CO2 (tons) - 2014 | 95.4807 |  |  |  | 2023 | 2024 | 2025 | 2026 | 2027 | 2028 | 2029
2015 | 0 |  |  |  | Total | Total | Total | Total | Total | Total | Total
2016 | 0 |  |  | Annual CO2 Emission Reductions (tons) | 112.9964 | 0 | 0 | 0 | 0 | 0 | 1271.1051
Electric Lifecycle CO2 (tons) - 2014 | 1266.9741 |  |  | Lifecycle CO2 Emission Reductions (tons) | 1455.1445 | 0 | 0 | 0 | 0 | 0 | 17778.3696
2015 | 0 |  |  | Annual NOx Emission Reductions (tons) | 0.018854 | 0 | 0 | 0 | 0 | 0 | 0.19931
2016 | 0 |  |  | Lifecycle NOx Emission Reductions (tons) | 0.23182 | 0 | 0 | 0 | 0 | 0 | 2.7379
Electric Annual NOX (tons) - 2014 | 0.011519 |  |  | Annual SO2 Emission Reductions (tons)
2015 | 0 |  |  | Lifecycle SO2 Emission Reductions (tons)
2016 | 0
Electric Lifecycle NOX (tons) - 2014 | 0.15302
2015 | 0
2016 | 0
Electric Annual SO2 (lbs) - 2014
2015
2016
Electric Lifecycle SO2 (lbs) - 2014
2015
2016
Gas Annual CO2 (tons) - 2014 | 17.5157
2015 | 0
2016 | 0
Gas Lifecycle CO2 (tons) - 2014 | 188.1704
2015 | 0
2016 | 0
Gas Annual NOX (tons) - 2014 | 0.0073356
2015 | 0
2016 | 0
Gas Lifecycle NOX (tons) - 2014 | 0.078806
2015 | 0
2016 | 0
Gas Annual SO2 (lbs) - 2014
2015
2016
Gas Lifecycle SO2 (lbs) - 2014
2015
2016
Data below not currently used in Energy Division workbook
Levelized Cost RIM ($/therm)
Discounted Therms | 572415.0827
Cost | 2.8489
Benefits | 1.3858
Benefit-Cost | -1.4631
Levelized Cost RIM ($/kWh)
Discounted kWh | 56714450.4526
Cost | 0.34452
Benefits | 0.16758
Benefit-Cost | -1.4631
RIM
Costs | 21169735.8515
Electric Benefits | 9504310.3341
Gas Benefits | 793241.9524
Net Benefits (NPV) | -10872183.565
BC Ratio | 0.48643
Impacts for all programs
Net July-Sept Wtd Avg Peak ** (kW)
Clothes Dryer | 0
Clothes Washer | 0
Consumer Electronics | 0
Cooking | 0
Dishwasher | 0
Net Wtd Avg Dec-Feb ** (kW)
Clothes Dryer | 0
Clothes Washer | 0
Consumer Electronics | 0
Cooking | 0
Dishwasher | 0
0
Clothes Dryer | 0
Clothes Washer | 0
Consumer Electronics | 0
Cooking | 0
Dishwasher | 0
Annual Wtd Avg Net kWh
Clothes Dryer | 0
Clothes Washer | 0
Consumer Electronics | 0
Cooking | 0
Dishwasher | 0
Lifecycle Net kWh
Clothes Dryer | 0
Clothes Washer | 0
Consumer Electronics | 0
Cooking | 0
Dishwasher | 0
Annual Wtd Avg Net Therms
Clothes Dryer | 0
Clothes Washer | 0
Consumer Electronics | 0
Cooking | 0
Dishwasher | 0
Lifecycle Net Therms
Clothes Dryer | 0
Clothes Washer | 0
Consumer Electronics | 0
Cooking | 0
Dishwasher | 0
Goal Attainment | Net Annual Savings
kWh
2013 | #REF!
2014 | #REF!
2015 | #REF!
2016 | #REF!
2017 | #REF!
2018 | #REF!
2019 | #REF!
2020 | #REF!
2021 | #REF!
2022 | #REF!
kW
2013 | #REF!
2014 | #REF!
2015 | #REF!
2016 | #REF!
2017 | #REF!
2018 | #REF!
2019 | #REF!
2020 | #REF!
2021 | #REF!
2022 | #REF!
Therms
2013 | #REF!
2014 | #REF!
2015 | #REF!
2016 | #REF!
2017 | #REF!
2018 | #REF!
2019 | #REF!
2020 | #REF!
2021 | #REF!
2022 | #REF!