## Dashboard
Cell Color Scheme |  |  |  |  | Tab Color Scheme
Yellow cells are inputs that can be changed by the user (only in the Dashboard and Custom Profiles tabs) |  |  |  |  | Light Orange tabs are where the user inputs values and views results
Orange cells contain drop down menus that allow the user to input custom values |  |  |  |  | Blue tab contains LSE-specific data from the 2017 IEPR that the user should input into the "IEPR Managed Retail Sales Forecast" cells on the Dashboard
Grey cells are intermediate calculations or results (should NOT be changed) |  |  |  |  | Gray tab documents data sources
Green cells are final outputs |  |  |  |  | Yellow tabs are read-only tabs that contain inputs and calculations
INPUTS | [7 empty] | RESULTS
Notes:
Input values (yellow cells) shown here are placeholders. Users should replace all inputs with values specific to their system.
Inputs and results are included for the 2018, 2022, 2026, and 2030 modeling years. Any intermediate years should be interpolated outside of this tool.
General Inputs |  |  | 378.8299
Metric |  | Unit | 2018 | 2022 | 2026 | 2030 | Notes | Energy Balance | Unit | 2018 | 2022 | 2026 | 2030 | Notes
Owned or contracted non-dispatchable GHG-emitting resources |  | MW | 378.8299 | 100.3275 | 0 | 0 | Perfect capacity - 100% CF; e.g. cogeneration | Energy for Load (excluding BTM PV) | GWh | 6169.0162 | 6174.3831 | 6159.4578 | 7082.7095
Emission Factor - Owned or contracted non-dispatchable GHG-emitting resources |  | tCO2/MWh | 0.387 | 0.332 | 0.34 | 0.28 | For multiple resources, input weighted average | Owned or contracted non-dispatchable GHG-emitting resources | GWh | 3318.55 | 878.8687 | 0 | 0
Fraction of EV owners that can charge at work |  | % | 6% | 14% | 22% | 30% | Values shown are "Mid" from CPUC IRP RESOLVE User Interface | Large Hydro | GWh | 328.6766 | 662.6543 | 662.6541 | 662.6542
|  |  | 5060.7326 | 5031.0841 | 4938.4882 | 4853.7549 |  | Nuclear | GWh | 0 | 0 | 0 | 0
Demand Inputs | [7 empty] | Renewable Generation (including BTM PV) | GWh | 3232.7608 | 5000.8973 | 6134.133 | 6901.4213 | Includes oversupply
Assigned Load Forecast for IRP (i.e., Managed Retail Sales Forecast) |  | GWh | 5512 | 5618 | 5858 | 6793 | Includes effect of BTM PV, AAEE, etc. | User-specified GHG-free Power | GWh | 414.6 | 443.6 | 443.6 | 443.6
[7 empty] | 0.8855 | Storage Energy Imbalance | GWh | -0.42262 | -7.1443 | -14.6417 | -31.8104 | Due to storage losses and subhourly reserves.
Default Demand Inputs (based on sales-weighted share of total from IEPR) |  | Units | 2018 | 2022 | 2026 | 2030 | Notes | Clean Net Short | GWh | -1125.1485 | -804.4929 | -1066.2875 | -893.1556
Baseline net energy for load (no BTM PV, EV, electrification, energy efficiency) |  | GWh | 6309.2115 | 6805.5041 | 7501.9157 | 9129.5213 | Grossed up for T&D losses; demand met by BTM CHP excluded
Electrice Vehicle Load - Home Charging Only |  | GWh | 43.2338 | 113.7887 | 191.4114 | 285.202 | Grossed up for T&D losses | Emissions | Unit | 2018 | 2022 | 2026 | 2030 | Notes
Electrice Vehicle Load - Home + Work Charging |  | GWh | 2.7596 | 18.5237 | 53.9878 | 122.2294 | Grossed up for T&D losses | Clean Net Short | MMtCO2/yr. | -0.43868 | -0.14848 | -0.24806 | -0.035675 | Includes oversupply emissions credits
Other Electrification |  | GWh | 3.0186 | 8.282 | 14.8262 | 22.9225 | Grossed up for T&D losses | Owned or contracted non-dispatchable GHG-emitting resources | MMtCO2/yr. | 1.2843 | 0.29178 | 0 | 0
Building Electrification |  | GWh | 0 | 0 | 0 | 0 | Grossed up for T&D losses | Emissions offset for NW hydroelectric imports | MMtCO2/yr. | -0.072546 | -0.072207 | -0.071743 | -0.083725 | Scaled to LSE load ratio share within CAISO
Energy Efficiency |  | GWh | -61.2961 | -304.6076 | -608.38 | -1019.9309 | Grossed up for T&D losses | Total | MMtCO2/yr. | 0.77306 | 0.071095 | -0.31981 | -0.1194
BTM PV |  | GWh | -348.1322 | -580.5196 | -836.1238 | -1216.8788 | Grossed up for T&D losses | Average emission intensity | tCO2/MWh | 0.12531 | 0.011515 | -0.051921 | -0.016858
Custom Demand Inputs (OPTIONAL; overwrites Assigned Load Forecast for IRP) | Use Custom? | Units | 2018 | 2022 | 2026 | 2030 | Notes
Baseline net energy for load (no BTM PV, EV, electrification, energy efficiency) | Yes | GWh | 6184.04 | 6356.82 | 6561.4 | 7794.18 | To overwrite, set "Use Custom" to "Yes" and input forecast. Custom demand values should be grossed up for T&D losses. User-specified load profiles should be input in the "Custom Profiles" tab. Energy efficiency and BTM PV subtract from demand and therefore should be entered as negative values. | Oversupply | Unit | 2018 | 2022 | 2026 | 2030 | Notes
Electrice Vehicle Load - Home Charging Only | No | GWh | [5 empty] | Oversupply | GWh | 1315.8511 | 1375.1987 | 1645.6127 | 1560.3626 | Occurs when hourly supply exceeds hourly load
Electrice Vehicle Load - Home + Work Charging | Yes | GWh | 45 | 350 | 684 | 1273 |  | Oversupply Emission Credits | MMtCO2/yr. | 0.51203 | 0.36639 | 0.46828 | 0.27658
Other Electrification | No | GWh
Building Electrification | No | GWh | [5 empty] | Capacity/Peak | Unit | 2018 | 2022 | 2026 | 2030 | Notes
Energy Efficiency | No | GWh | [5 empty] | Profile Peak Load | MW | 1040.2884 | 1047.5278 | 1052.9134 | 1222.0491 | Peak of hourly load profile - not a 1:10 peak
BTM PV | Yes | GWh | -320 | -400 | -480 | -560 |  | Owned or contracted non-dispatchable GHG-emitting resources | MW | 378.8299 | 100.3275 | 0 | 0
Active Demand Inputs | Source | Units | 2018 | 2022 | 2026 | 2030 | Notes | Large Hydro | MW | 124 | 250 | 250 | 250
Baseline net energy for load (no BTM PV, EV, electrification, energy efficiency) | Custom | GWh | 6184.04 | 6356.82 | 6561.4 | 7794.18 |  | Nuclear | MW | 0 | 0 | 0 | 0
Electrice Vehicle Load - Home Charging Only | IEPR | GWh | 43.2338 | 113.7887 | 191.4114 | 285.202 |  | Total Baseload Renewables | MW | 63.07 | 53 | 51 | 45
Electrice Vehicle Load - Home + Work Charging | Custom | GWh | 45 | 350 | 684 | 1273 |  | Total Variable Renewables | MW | 1036.8056 | 1724.0839 | 2148.2483 | 2407.9873 | Includes BTM PV
Other Electrification | IEPR | GWh | 3.0186 | 8.282 | 14.8262 | 22.9225 |  | User-specified GHG-free Power | MW | 283.1967 | 303.0055 | 303.0055 | 303.0055
Building Electrification | IEPR | GWh | 0 | 0 | 0 | 0 |  | Energy Storage | MW | 2 | 20 | 40 | 80
Energy Efficiency | IEPR | GWh | -61.2961 | -304.6076 | -608.38 | -1019.9309 |  | Maximum Clean Net Short | MW | 362.5056 | 532.1766 | 575.6341 | 682.867
BTM PV | Custom | GWh | -320 | -400 | -480 | -560
Capacity Inputs (MW)
Candidate Resource |  | Type | 2018 | 2022 | 2026 | 2030 | Notes
Battery Storage |  | Storage | 2 | 20 | 40 | 80 | Assumes 4-hr battery storage duration
Pumped Storage |  | Storage | 0 | 0 | 0 |  | Assumes at least 12-hr pumped storage duration
Large Hydro |  | Large Hydro | 124 | 250 | 250 | 250 | Assumes average dispatch based on RESOLVE
Nuclear |  | Nuclear | 0 | 0 | 0 | 0 | Perfect capacity - 100% CF
CAISO_Wind_for_CAISO |  | Wind | 283.5982 | 283.5982 | 283.5982 | 283.5982 | Existing wind located in CAISO
SW_Wind_for_CAISO |  | Wind | 0 | 0 | 0 | 0 | Existing wind located in SW and delivered to CAISO
Contracted_NW_Wind |  | Wind | 437.5288 | 400 | 400 | 400 | Existing wind located in NW and delivered to CAISO
Northern_California_Wind |  | Wind | 0 | 0 | 200 | 200
Solano_Wind |  | Wind | 0 | 0 | 25 | 25
Central_Valley_North_Los_Banos_Wind |  | Wind | 0 | 0 | 0 | 0
Greater_Carrizo_Wind |  | Wind | 0 | 119.326 | 119.326 | 119.326
Tehachapi_Wind |  | Wind | 13.7225 | 54.89 | 54.89 | 54.89
Kramer_Inyokern_Wind |  | Wind | 0 | 0 | 0 | 0
Southern_California_Desert_Wind |  | Wind | 0 | 0 | 0 | 0
Riverside_East_Palm_Springs_Wind |  | Wind | 0 | 11.5746 | 0 | 0
Greater_Imperial_Wind |  | Wind | 0 | 0 | 0 | 0
Distributed_Wind |  | Wind | 0 | 0 | 0 | 0
Baja_California_Wind |  | Wind | 0 | 0 | 0 | 0
Pacific_Northwest_Wind |  | Wind | 0 | 0 | 0 | 0
NW_Ext_Tx_Wind |  | Wind | 0 | 0 | 0 | 0
Idaho_Wind |  | Wind | 0 | 0 | 0 | 0
Utah_Wind |  | Wind | 0 | 0 | 0 | 0
Wyoming_Wind |  | Wind | 0 | 0 | 0 | 150
Southern_Nevada_Northwest_Arizona_Wind |  | Wind | 0 | 0 | 0
Arizona_Wind |  | Wind | 0 | 0 | 0 | 75
New_Mexico_Wind |  | Wind | 0 | 0 | 75 | 75
SW_Ext_Tx_Wind |  | Wind | 0 | 0 | 0 | 0
BTM_Distributed_PV |  | Solar | 158.956 | 198.695 | 238.434 | 278.173 | Derived from demand inputs, grossed up for T&D losses. DO NOT EDIT
CAISO_Solar_for_CAISO |  | Solar | 143 | 333 | 329 | 324 | Existing solar located in CAISO
SW_Solar_for_CAISO |  | Solar | 0 | 0 | 0 | 0 | Existing solar located in SW and delivered to CAISO
IID_Solar_for_CAISO |  | Solar | 0 | 0 | 0 | 0 | Existing solar located in IID and delivered to CAISO
Northern_California_Solar |  | Solar | 0 | 100 | 200 | 200
Solano_Solar |  | Solar | 0 | 0 | 0 | 0
Central_Valley_North_Los_Banos_Solar |  | Solar | 0 | 0 | 0 | 0
Westlands_Solar |  | Solar | 0 | 124 | 124 | 124
Greater_Carrizo_Solar |  | Solar | 0 | 0 | 0 | 0
Tehachapi_Solar |  | Solar | 0 | 0 | 0 | 0
Kramer_Inyokern_Solar |  | Solar | 0 | 0 | 0 | 0
Mountain_Pass_El_Dorado_Solar |  | Solar | 0 | 0 | 0 | 0
Southern_California_Desert_Solar |  | Solar | 0 | 99 | 99 | 99
Riverside_East_Palm_Springs_Solar |  | Solar | 0 | 0 | 0 | 0
Greater_Imperial_Solar |  | Solar | 0 | 0 | 0 | 0
Baja_California_Solar |  | Solar | 0 | 0 | 0 | 0
Utah_Solar |  | Solar | 0 | 0 | 0 | 0
Southern_Nevada_Solar |  | Solar | 0 | 0 | 0 | 0
Arizona_Solar |  | Solar | 0 | 0 | 0 | 0
New_Mexico_Solar |  | Solar | 0 | 0 | 0 | 0
Geothermal |  | Geothermal | 27.07 | 15 | 15 | 15 | perfect capacity - 100% CF
Biomass |  | Biomass | 9 | 11 | 11 | 8 | perfect capacity - 100% CF
Small Hydro |  | Small Hydro | 27 | 27 | 25 | 22 | perfect capacity - 100% CF

## Custom Profiles
Notes:
RESOLVE renewable and load shapes in this document are based on 2007 weather year. If possible, user should synchronize custom shapes with 2007 weather
Profiles
|  |  | User-defined GHG-free power |  |  |  | Load and load modifier shapes
|  | Use Shape? | Yes |  |  |  | Yes | No | Yes | No | No
|  | Notes | To include a custom shape, set toggle to "yes" and add profile below (units = MW). Users wishing to add multiple custom GHG-free resources should add together the hourly production values outside of this tool and input the final 8760 shape in this tab. |  |  |  | Set toggle to "yes" to override default shape with custom shape below. Shape should be normalized - the sum of the hourly values over the entire year should equal 1. To normalize, divide original non-normalized shape by the annual total to get the normalized shape in "MW / annual MWh".
Month | Day | Hour | 2018 | 2022 | 2026 | 2030 | Baseline Load | EV - Home Charging | EV - Home and Work Charging | Building Electrification | Energy Efficiency
1 | 1 | 1 | 0 | 0 | 0 | 0 | 9.538e-05 | 0 | 0 | 0 | 0
1 | 1 | 2 | 0 | 0 | 0 | 0 | 9.1428e-05 | 0 | 0 | 0 | 0
1 | 1 | 3 | 0 | 0 | 0 | 0 | 8.9853e-05 | 0 | 0 | 0 | 0
1 | 1 | 4 | 0 | 0 | 0 | 0 | 8.9534e-05 | 0 | 0 | 0 | 0
1 | 1 | 5 | 0 | 0 | 0 | 0 | 9.2948e-05 | 0 | 0 | 0 | 0
1 | 1 | 6 | 0 | 0 | 0 | 0 | 0.00010266 | 0 | 0 | 0 | 0
1 | 1 | 7 | 0 | 0 | 0 | 0 | 0.00011953 | 0 | 0 | 0 | 0
1 | 1 | 8 | 0 | 0 | 0 | 0 | 0.00013081 | 0 | 0 | 0 | 0
1 | 1 | 9 | 0 | 0 | 0 | 0 | 0.00013074 | 0 | 0 | 0 | 0
1 | 1 | 10 | 0 | 0 | 0 | 0 | 0.00013182 | 0 | 0 | 0 | 0
1 | 1 | 11 | 0 | 0 | 0 | 0 | 0.00013084 | 0 | 0 | 0 | 0
1 | 1 | 12 | 0 | 0 | 0 | 0 | 0.00012895 | 0 | 0 | 0 | 0
1 | 1 | 13 | 0 | 0 | 0 | 0 | 0.00012602 | 0 | 0 | 0 | 0
1 | 1 | 14 | 0 | 0 | 0 | 0 | 0.00012408 | 0 | 0 | 0 | 0
1 | 1 | 15 | 0 | 0 | 0 | 0 | 0.00012133 | 0 | 0 | 0 | 0
1 | 1 | 16 | 0 | 0 | 0 | 0 | 0.00011988 | 0 | 0 | 0 | 0
1 | 1 | 17 | 141.5984 | 151.5027 | 151.5027 | 151.5027 | 0.00012306 | 0 | 0 | 0 | 0
1 | 1 | 18 | 141.5984 | 151.5027 | 151.5027 | 151.5027 | 0.00013741 | 0 | 0 | 0 | 0
1 | 1 | 19 | 141.5984 | 151.5027 | 151.5027 | 151.5027 | 0.00014277 | 0 | 0 | 0 | 0
1 | 1 | 20 | 141.5984 | 151.5027 | 151.5027 | 151.5027 | 0.00014211 | 0 | 0 | 0 | 0
1 | 1 | 21 | 141.5984 | 151.5027 | 151.5027 | 151.5027 | 0.00013719 | 0 | 0 | 0 | 0
1 | 1 | 22 | 141.5984 | 151.5027 | 151.5027 | 151.5027 | 0.00012722 | 0 | 0 | 0 | 0
1 | 1 | 23 | 0 | 0 | 0 | 0 | 0.00011417 | 0 | 0 | 0 | 0
1 | 1 | 24 | 0 | 0 | 0 | 0 | 0.00010232 | 0 | 0 | 0 | 0
1 | 2 | 1 | 0 | 0 | 0 | 0 | 9.4655e-05 | 0 | 0 | 0 | 0
1 | 2 | 2 | 0 | 0 | 0 | 0 | 9.0219e-05 | 0 | 0 | 0 | 0
1 | 2 | 3 | 0 | 0 | 0 | 0 | 8.8712e-05 | 0 | 0 | 0 | 0
1 | 2 | 4 | 0 | 0 | 0 | 0 | 8.8266e-05 | 0 | 0 | 0 | 0
1 | 2 | 5 | 0 | 0 | 0 | 0 | 9.1623e-05 | 0 | 0 | 0 | 0
1 | 2 | 6 | 0 | 0 | 0 | 0 | 0.00010087 | 0 | 0 | 0 | 0
1 | 2 | 7 | 0 | 0 | 0 | 0 | 0.00011811 | 0 | 0 | 0 | 0
1 | 2 | 8 | 0 | 0 | 0 | 0 | 0.0001291 | 0 | 0 | 0 | 0
1 | 2 | 9 | 0 | 0 | 0 | 0 | 0.00012878 | 0 | 0 | 0 | 0
1 | 2 | 10 | 0 | 0 | 0 | 0 | 0.00012997 | 0 | 0 | 0 | 0
1 | 2 | 11 | 0 | 0 | 0 | 0 | 0.00012946 | 0 | 0 | 0 | 0
1 | 2 | 12 | 0 | 0 | 0 | 0 | 0.00012853 | 0 | 0 | 0 | 0
1 | 2 | 13 | 0 | 0 | 0 | 0 | 0.00012588 | 0 | 0 | 0 | 0
1 | 2 | 14 | 0 | 0 | 0 | 0 | 0.00012325 | 0 | 0 | 0 | 0
1 | 2 | 15 | 0 | 0 | 0 | 0 | 0.0001214 | 0 | 0 | 0 | 0
1 | 2 | 16 | 0 | 0 | 0 | 0 | 0.00012056 | 0 | 0 | 0 | 0
1 | 2 | 17 | 141.5984 | 151.5027 | 151.5027 | 151.5027 | 0.00012229 | 0 | 0 | 0 | 0
1 | 2 | 18 | 141.5984 | 151.5027 | 151.5027 | 151.5027 | 0.00013531 | 0 | 0 | 0 | 0
1 | 2 | 19 | 141.5984 | 151.5027 | 151.5027 | 151.5027 | 0.00014103 | 0 | 0 | 0 | 0
1 | 2 | 20 | 141.5984 | 151.5027 | 151.5027 | 151.5027 | 0.00013858 | 0 | 0 | 0 | 0
1 | 2 | 21 | 141.5984 | 151.5027 | 151.5027 | 151.5027 | 0.00013439 | 0 | 0 | 0 | 0
1 | 2 | 22 | 141.5984 | 151.5027 | 151.5027 | 151.5027 | 0.00012618 | 0 | 0 | 0 | 0
1 | 2 | 23 | 0 | 0 | 0 | 0 | 0.00011298 | 0 | 0 | 0 | 0
1 | 2 | 24 | 0 | 0 | 0 | 0 | 0.00010116 | 0 | 0 | 0 | 0
1 | 3 | 1 | 0 | 0 | 0 | 0 | 9.3935e-05 | 0 | 0 | 0 | 0
1 | 3 | 2 | 0 | 0 | 0 | 0 | 8.9749e-05 | 0 | 0 | 0 | 0
1 | 3 | 3 | 0 | 0 | 0 | 0 | 8.804e-05 | 0 | 0 | 0 | 0
1 | 3 | 4 | 0 | 0 | 0 | 0 | 8.8149e-05 | 0 | 0 | 0 | 0
1 | 3 | 5 | 0 | 0 | 0 | 0 | 9.1783e-05 | 0 | 0 | 0 | 0
1 | 3 | 6 | 0 | 0 | 0 | 0 | 0.00010116 | 0 | 0 | 0 | 0
1 | 3 | 7 | 0 | 0 | 0 | 0 | 0.00011839 | 0 | 0 | 0 | 0
1 | 3 | 8 | 0 | 0 | 0 | 0 | 0.00013011 | 0 | 0 | 0 | 0
1 | 3 | 9 | 0 | 0 | 0 | 0 | 0.00012978 | 0 | 0 | 0 | 0
1 | 3 | 10 | 0 | 0 | 0 | 0 | 0.00013121 | 0 | 0 | 0 | 0
1 | 3 | 11 | 0 | 0 | 0 | 0 | 0.00013055 | 0 | 0 | 0 | 0
1 | 3 | 12 | 0 | 0 | 0 | 0 | 0.0001288 | 0 | 0 | 0 | 0
1 | 3 | 13 | 0 | 0 | 0 | 0 | 0.00012573 | 0 | 0 | 0 | 0
1 | 3 | 14 | 0 | 0 | 0 | 0 | 0.00012294 | 0 | 0 | 0 | 0
1 | 3 | 15 | 0 | 0 | 0 | 0 | 0.00012066 | 0 | 0 | 0 | 0
1 | 3 | 16 | 0 | 0 | 0 | 0 | 0.00011914 | 0 | 0 | 0 | 0
1 | 3 | 17 | 141.5984 | 151.5027 | 151.5027 | 151.5027 | 0.00012229 | 0 | 0 | 0 | 0
1 | 3 | 18 | 141.5984 | 151.5027 | 151.5027 | 151.5027 | 0.00013429 | 0 | 0 | 0 | 0
1 | 3 | 19 | 141.5984 | 151.5027 | 151.5027 | 151.5027 | 0.00014134 | 0 | 0 | 0 | 0
1 | 3 | 20 | 141.5984 | 151.5027 | 151.5027 | 151.5027 | 0.00014014 | 0 | 0 | 0 | 0
1 | 3 | 21 | 141.5984 | 151.5027 | 151.5027 | 151.5027 | 0.00013586 | 0 | 0 | 0 | 0
1 | 3 | 22 | 141.5984 | 151.5027 | 151.5027 | 151.5027 | 0.00012638 | 0 | 0 | 0 | 0
1 | 3 | 23 | 0 | 0 | 0 | 0 | 0.0001135 | 0 | 0 | 0 | 0
1 | 3 | 24 | 0 | 0 | 0 | 0 | 0.00010156 | 0 | 0 | 0 | 0
1 | 4 | 1 | 0 | 0 | 0 | 0 | 9.4515e-05 | 0 | 0 | 0 | 0
1 | 4 | 2 | 0 | 0 | 0 | 0 | 9.0397e-05 | 0 | 0 | 0 | 0
1 | 4 | 3 | 0 | 0 | 0 | 0 | 8.8404e-05 | 0 | 0 | 0 | 0
1 | 4 | 4 | 0 | 0 | 0 | 0 | 8.8008e-05 | 0 | 0 | 0 | 0
1 | 4 | 5 | 0 | 0 | 0 | 0 | 9.1195e-05 | 0 | 0 | 0 | 0
1 | 4 | 6 | 0 | 0 | 0 | 0 | 0.00010029 | 0 | 0 | 0 | 0
1 | 4 | 7 | 0 | 0 | 0 | 0 | 0.00011722 | 0 | 0 | 0 | 0
1 | 4 | 8 | 0 | 0 | 0 | 0 | 0.00012796 | 0 | 0 | 0 | 0
1 | 4 | 9 | 0 | 0 | 0 | 0 | 0.00012933 | 0 | 0 | 0 | 0
1 | 4 | 10 | 0 | 0 | 0 | 0 | 0.0001305 | 0 | 0 | 0 | 0
1 | 4 | 11 | 0 | 0 | 0 | 0 | 0.00012987 | 0 | 0 | 0 | 0
1 | 4 | 12 | 0 | 0 | 0 | 0 | 0.00012795 | 0 | 0 | 0 | 0
1 | 4 | 13 | 0 | 0 | 0 | 0 | 0.00012503 | 0 | 0 | 0 | 0
1 | 4 | 14 | 0 | 0 | 0 | 0 | 0.00012264 | 0 | 0 | 0 | 0
1 | 4 | 15 | 0 | 0 | 0 | 0 | 0.00011989 | 0 | 0 | 0 | 0
1 | 4 | 16 | 0 | 0 | 0 | 0 | 0.00011812 | 0 | 0 | 0 | 0
1 | 4 | 17 | 141.5984 | 151.5027 | 151.5027 | 151.5027 | 0.00012028 | 0 | 0 | 0 | 0
1 | 4 | 18 | 141.5984 | 151.5027 | 151.5027 | 151.5027 | 0.00013189 | 0 | 0 | 0 | 0
1 | 4 | 19 | 141.5984 | 151.5027 | 151.5027 | 151.5027 | 0.00013635 | 0 | 0 | 0 | 0
1 | 4 | 20 | 141.5984 | 151.5027 | 151.5027 | 151.5027 | 0.00013443 | 0 | 0 | 0 | 0
1 | 4 | 21 | 141.5984 | 151.5027 | 151.5027 | 151.5027 | 0.00012993 | 0 | 0 | 0 | 0
1 | 4 | 22 | 141.5984 | 151.5027 | 151.5027 | 151.5027 | 0.00012293 | 0 | 0 | 0 | 0
1 | 4 | 23 | 0 | 0 | 0 | 0 | 0.00011289 | 0 | 0 | 0 | 0
1 | 4 | 24 | 0 | 0 | 0 | 0 | 0.00010292 | 0 | 0 | 0 | 0
1 | 5 | 1 | 0 | 0 | 0 | 0 | 9.51e-05 | 0 | 0 | 0 | 0
1 | 5 | 2 | 0 | 0 | 0 | 0 | 9.0551e-05 | 0 | 0 | 0 | 0
1 | 5 | 3 | 0 | 0 | 0 | 0 | 8.8144e-05 | 0 | 0 | 0 | 0
1 | 5 | 4 | 0 | 0 | 0 | 0 | 8.6745e-05 | 0 | 0 | 0 | 0
1 | 5 | 5 | 0 | 0 | 0 | 0 | 8.8079e-05 | 0 | 0 | 0 | 0
1 | 5 | 6 | 0 | 0 | 0 | 0 | 9.2273e-05 | 0 | 0 | 0 | 0
1 | 5 | 7 | 0 | 0 | 0 | 0 | 9.9667e-05 | 0 | 0 | 0 | 0
1 | 5 | 8 | 0 | 0 | 0 | 0 | 0.00010635 | 0 | 0 | 0 | 0
1 | 5 | 9 | 0 | 0 | 0 | 0 | 0.00011291 | 0 | 0 | 0 | 0
1 | 5 | 10 | 0 | 0 | 0 | 0 | 0.00011858 | 0 | 0 | 0 | 0
1 | 5 | 11 | 0 | 0 | 0 | 0 | 0.00011951 | 0 | 0 | 0 | 0
1 | 5 | 12 | 0 | 0 | 0 | 0 | 0.000118 | 0 | 0 | 0 | 0
1 | 5 | 13 | 0 | 0 | 0 | 0 | 0.00011542 | 0 | 0 | 0 | 0
1 | 5 | 14 | 0 | 0 | 0 | 0 | 0.00011255 | 0 | 0 | 0 | 0
1 | 5 | 15 | 0 | 0 | 0 | 0 | 0.00011015 | 0 | 0 | 0 | 0
1 | 5 | 16 | 0 | 0 | 0 | 0 | 0.00010874 | 0 | 0 | 0 | 0
1 | 5 | 17 | 141.5984 | 151.5027 | 151.5027 | 151.5027 | 0.00011203 | 0 | 0 | 0 | 0
1 | 5 | 18 | 141.5984 | 151.5027 | 151.5027 | 151.5027 | 0.00012513 | 0 | 0 | 0 | 0
1 | 5 | 19 | 141.5984 | 151.5027 | 151.5027 | 151.5027 | 0.00013093 | 0 | 0 | 0 | 0
1 | 5 | 20 | 141.5984 | 151.5027 | 151.5027 | 151.5027 | 0.0001289 | 0 | 0 | 0 | 0
1 | 5 | 21 | 141.5984 | 151.5027 | 151.5027 | 151.5027 | 0.00012548 | 0 | 0 | 0 | 0
1 | 5 | 22 | 141.5984 | 151.5027 | 151.5027 | 151.5027 | 0.00011908 | 0 | 0 | 0 | 0
1 | 5 | 23 | 0 | 0 | 0 | 0 | 0.00011002 | 0 | 0 | 0 | 0
1 | 5 | 24 | 0 | 0 | 0 | 0 | 0.000101 | 0 | 0 | 0 | 0
1 | 6 | 1 | 0 | 0 | 0 | 0 | 9.3737e-05 | 0 | 0 | 0 | 0
1 | 6 | 2 | 0 | 0 | 0 | 0 | 8.9325e-05 | 0 | 0 | 0 | 0
1 | 6 | 3 | 0 | 0 | 0 | 0 | 8.7007e-05 | 0 | 0 | 0 | 0
1 | 6 | 4 | 0 | 0 | 0 | 0 | 8.5758e-05 | 0 | 0 | 0 | 0
1 | 6 | 5 | 0 | 0 | 0 | 0 | 8.7005e-05 | 0 | 0 | 0 | 0
1 | 6 | 6 | 0 | 0 | 0 | 0 | 9.0271e-05 | 0 | 0 | 0 | 0
1 | 6 | 7 | 0 | 0 | 0 | 0 | 9.6893e-05 | 0 | 0 | 0 | 0
1 | 6 | 8 | 0 | 0 | 0 | 0 | 0.0001026 | 0 | 0 | 0 | 0
1 | 6 | 9 | 0 | 0 | 0 | 0 | 0.00010889 | 0 | 0 | 0 | 0
1 | 6 | 10 | 0 | 0 | 0 | 0 | 0.00011469 | 0 | 0 | 0 | 0
1 | 6 | 11 | 0 | 0 | 0 | 0 | 0.00011673 | 0 | 0 | 0 | 0
1 | 6 | 12 | 0 | 0 | 0 | 0 | 0.00011653 | 0 | 0 | 0 | 0
1 | 6 | 13 | 0 | 0 | 0 | 0 | 0.00011499 | 0 | 0 | 0 | 0
1 | 6 | 14 | 0 | 0 | 0 | 0 | 0.00011337 | 0 | 0 | 0 | 0
1 | 6 | 15 | 0 | 0 | 0 | 0 | 0.00011138 | 0 | 0 | 0 | 0
1 | 6 | 16 | 0 | 0 | 0 | 0 | 0.00011023 | 0 | 0 | 0 | 0
1 | 6 | 17 | 141.5984 | 151.5027 | 151.5027 | 151.5027 | 0.00011215 | 0 | 0 | 0 | 0
1 | 6 | 18 | 141.5984 | 151.5027 | 151.5027 | 151.5027 | 0.0001261 | 0 | 0 | 0 | 0
1 | 6 | 19 | 141.5984 | 151.5027 | 151.5027 | 151.5027 | 0.00013322 | 0 | 0 | 0 | 0
1 | 6 | 20 | 141.5984 | 151.5027 | 151.5027 | 151.5027 | 0.00013246 | 0 | 0 | 0 | 0
1 | 6 | 21 | 141.5984 | 151.5027 | 151.5027 | 151.5027 | 0.00013007 | 0 | 0 | 0 | 0
1 | 6 | 22 | 141.5984 | 151.5027 | 151.5027 | 151.5027 | 0.00012191 | 0 | 0 | 0 | 0
1 | 6 | 23 | 0 | 0 | 0 | 0 | 0.00011014 | 0 | 0 | 0 | 0
1 | 6 | 24 | 0 | 0 | 0 | 0 | 9.947e-05 | 0 | 0 | 0 | 0
1 | 7 | 1 | 0 | 0 | 0 | 0 | 9.3365e-05 | 0 | 0 | 0 | 0
1 | 7 | 2 | 0 | 0 | 0 | 0 | 8.9896e-05 | 0 | 0 | 0 | 0
1 | 7 | 3 | 0 | 0 | 0 | 0 | 8.8464e-05 | 0 | 0 | 0 | 0
1 | 7 | 4 | 0 | 0 | 0 | 0 | 8.8527e-05 | 0 | 0 | 0 | 0
1 | 7 | 5 | 0 | 0 | 0 | 0 | 9.2163e-05 | 0 | 0 | 0 | 0
1 | 7 | 6 | 0 | 0 | 0 | 0 | 0.00010152 | 0 | 0 | 0 | 0
1 | 7 | 7 | 0 | 0 | 0 | 0 | 0.00011775 | 0 | 0 | 0 | 0
1 | 7 | 8 | 0 | 0 | 0 | 0 | 0.0001283 | 0 | 0 | 0 | 0
1 | 7 | 9 | 0 | 0 | 0 | 0 | 0.00013074 | 0 | 0 | 0 | 0
1 | 7 | 10 | 0 | 0 | 0 | 0 | 0.00013405 | 0 | 0 | 0 | 0
1 | 7 | 11 | 0 | 0 | 0 | 0 | 0.00013305 | 0 | 0 | 0 | 0
1 | 7 | 12 | 0 | 0 | 0 | 0 | 0.00013124 | 0 | 0 | 0 | 0
1 | 7 | 13 | 0 | 0 | 0 | 0 | 0.00012777 | 0 | 0 | 0 | 0
1 | 7 | 14 | 0 | 0 | 0 | 0 | 0.00012517 | 0 | 0 | 0 | 0
1 | 7 | 15 | 0 | 0 | 0 | 0 | 0.00012259 | 0 | 0 | 0 | 0
1 | 7 | 16 | 0 | 0 | 0 | 0 | 0.00012155 | 0 | 0 | 0 | 0
1 | 7 | 17 | 141.5984 | 151.5027 | 151.5027 | 151.5027 | 0.00012456 | 0 | 0 | 0 | 0
1 | 7 | 18 | 141.5984 | 151.5027 | 151.5027 | 151.5027 | 0.00013921 | 0 | 0 | 0 | 0
1 | 7 | 19 | 141.5984 | 151.5027 | 151.5027 | 151.5027 | 0.00014553 | 0 | 0 | 0 | 0
1 | 7 | 20 | 141.5984 | 151.5027 | 151.5027 | 151.5027 | 0.00014283 | 0 | 0 | 0 | 0
1 | 7 | 21 | 141.5984 | 151.5027 | 151.5027 | 151.5027 | 0.00013918 | 0 | 0 | 0 | 0
1 | 7 | 22 | 141.5984 | 151.5027 | 151.5027 | 151.5027 | 0.00012905 | 0 | 0 | 0 | 0
1 | 7 | 23 | 0 | 0 | 0 | 0 | 0.00011558 | 0 | 0 | 0 | 0
1 | 7 | 24 | 0 | 0 | 0 | 0 | 0.00010331 | 0 | 0 | 0 | 0
1 | 8 | 1 | 0 | 0 | 0 | 0 | 9.538e-05 | 0 | 0 | 0 | 0
1 | 8 | 2 | 0 | 0 | 0 | 0 | 9.1428e-05 | 0 | 0 | 0 | 0
1 | 8 | 3 | 0 | 0 | 0 | 0 | 8.9853e-05 | 0 | 0 | 0 | 0
1 | 8 | 4 | 0 | 0 | 0 | 0 | 8.9534e-05 | 0 | 0 | 0 | 0
1 | 8 | 5 | 0 | 0 | 0 | 0 | 9.2948e-05 | 0 | 0 | 0 | 0
1 | 8 | 6 | 0 | 0 | 0 | 0 | 0.00010266 | 0 | 0 | 0 | 0
1 | 8 | 7 | 0 | 0 | 0 | 0 | 0.00011953 | 0 | 0 | 0 | 0
1 | 8 | 8 | 0 | 0 | 0 | 0 | 0.00013081 | 0 | 0 | 0 | 0
1 | 8 | 9 | 0 | 0 | 0 | 0 | 0.00013074 | 0 | 0 | 0 | 0
1 | 8 | 10 | 0 | 0 | 0 | 0 | 0.00013182 | 0 | 0 | 0 | 0
1 | 8 | 11 | 0 | 0 | 0 | 0 | 0.00013084 | 0 | 0 | 0 | 0
1 | 8 | 12 | 0 | 0 | 0 | 0 | 0.00012895 | 0 | 0 | 0 | 0
1 | 8 | 13 | 0 | 0 | 0 | 0 | 0.00012602 | 0 | 0 | 0 | 0
1 | 8 | 14 | 0 | 0 | 0 | 0 | 0.00012408 | 0 | 0 | 0 | 0
1 | 8 | 15 | 0 | 0 | 0 | 0 | 0.00012133 | 0 | 0 | 0 | 0
1 | 8 | 16 | 0 | 0 | 0 | 0 | 0.00011988 | 0 | 0 | 0 | 0
1 | 8 | 17 | 141.5984 | 151.5027 | 151.5027 | 151.5027 | 0.00012306 | 0 | 0 | 0 | 0
1 | 8 | 18 | 141.5984 | 151.5027 | 151.5027 | 151.5027 | 0.00013741 | 0 | 0 | 0 | 0
1 | 8 | 19 | 141.5984 | 151.5027 | 151.5027 | 151.5027 | 0.00014277 | 0 | 0 | 0 | 0
1 | 8 | 20 | 141.5984 | 151.5027 | 151.5027 | 151.5027 | 0.00014211 | 0 | 0 | 0 | 0
1 | 8 | 21 | 141.5984 | 151.5027 | 151.5027 | 151.5027 | 0.00013719 | 0 | 0 | 0 | 0
1 | 8 | 22 | 141.5984 | 151.5027 | 151.5027 | 151.5027 | 0.00012722 | 0 | 0 | 0 | 0
1 | 8 | 23 | 0 | 0 | 0 | 0 | 0.00011417 | 0 | 0 | 0 | 0
1 | 8 | 24 | 0 | 0 | 0 | 0 | 0.00010232 | 0 | 0 | 0 | 0
1 | 9 | 1 | 0 | 0 | 0 | 0 | 9.4655e-05 | 0 | 0 | 0 | 0
1 | 9 | 2 | 0 | 0 | 0 | 0 | 9.0219e-05 | 0 | 0 | 0 | 0
1 | 9 | 3 | 0 | 0 | 0 | 0 | 8.8712e-05 | 0 | 0 | 0 | 0
1 | 9 | 4 | 0 | 0 | 0 | 0 | 8.8266e-05 | 0 | 0 | 0 | 0
1 | 9 | 5 | 0 | 0 | 0 | 0 | 9.1623e-05 | 0 | 0 | 0 | 0
1 | 9 | 6 | 0 | 0 | 0 | 0 | 0.00010087 | 0 | 0 | 0 | 0
1 | 9 | 7 | 0 | 0 | 0 | 0 | 0.00011811 | 0 | 0 | 0 | 0
1 | 9 | 8 | 0 | 0 | 0 | 0 | 0.0001291 | 0 | 0 | 0 | 0
1 | 9 | 9 | 0 | 0 | 0 | 0 | 0.00012878 | 0 | 0 | 0 | 0
1 | 9 | 10 | 0 | 0 | 0 | 0 | 0.00012997 | 0 | 0 | 0 | 0
1 | 9 | 11 | 0 | 0 | 0 | 0 | 0.00012946 | 0 | 0 | 0 | 0
1 | 9 | 12 | 0 | 0 | 0 | 0 | 0.00012853 | 0 | 0 | 0 | 0
1 | 9 | 13 | 0 | 0 | 0 | 0 | 0.00012588 | 0 | 0 | 0 | 0
1 | 9 | 14 | 0 | 0 | 0 | 0 | 0.00012325 | 0 | 0 | 0 | 0
1 | 9 | 15 | 0 | 0 | 0 | 0 | 0.0001214 | 0 | 0 | 0 | 0
1 | 9 | 16 | 0 | 0 | 0 | 0 | 0.00012056 | 0 | 0 | 0 | 0
1 | 9 | 17 | 141.5984 | 151.5027 | 151.5027 | 151.5027 | 0.00012229 | 0 | 0 | 0 | 0
1 | 9 | 18 | 141.5984 | 151.5027 | 151.5027 | 151.5027 | 0.00013531 | 0 | 0 | 0 | 0
1 | 9 | 19 | 141.5984 | 151.5027 | 151.5027 | 151.5027 | 0.00014103 | 0 | 0 | 0 | 0
1 | 9 | 20 | 141.5984 | 151.5027 | 151.5027 | 151.5027 | 0.00013858 | 0 | 0 | 0 | 0
1 | 9 | 21 | 141.5984 | 151.5027 | 151.5027 | 151.5027 | 0.00013439 | 0 | 0 | 0 | 0
1 | 9 | 22 | 141.5984 | 151.5027 | 151.5027 | 151.5027 | 0.00012618 | 0 | 0 | 0 | 0
1 | 9 | 23 | 0 | 0 | 0 | 0 | 0.00011298 | 0 | 0 | 0 | 0
1 | 9 | 24 | 0 | 0 | 0 | 0 | 0.00010116 | 0 | 0 | 0 | 0
1 | 10 | 1 | 0 | 0 | 0 | 0 | 9.3935e-05 | 0 | 0 | 0 | 0
1 | 10 | 2 | 0 | 0 | 0 | 0 | 8.9749e-05 | 0 | 0 | 0 | 0
1 | 10 | 3 | 0 | 0 | 0 | 0 | 8.804e-05 | 0 | 0 | 0 | 0
1 | 10 | 4 | 0 | 0 | 0 | 0 | 8.8149e-05 | 0 | 0 | 0 | 0
1 | 10 | 5 | 0 | 0 | 0 | 0 | 9.1783e-05 | 0 | 0 | 0 | 0
1 | 10 | 6 | 0 | 0 | 0 | 0 | 0.00010116 | 0 | 0 | 0 | 0
1 | 10 | 7 | 0 | 0 | 0 | 0 | 0.00011839 | 0 | 0 | 0 | 0
1 | 10 | 8 | 0 | 0 | 0 | 0 | 0.00013011 | 0 | 0 | 0 | 0
1 | 10 | 9 | 0 | 0 | 0 | 0 | 0.00012978 | 0 | 0 | 0 | 0
1 | 10 | 10 | 0 | 0 | 0 | 0 | 0.00013121 | 0 | 0 | 0 | 0
1 | 10 | 11 | 0 | 0 | 0 | 0 | 0.00013055 | 0 | 0 | 0 | 0
1 | 10 | 12 | 0 | 0 | 0 | 0 | 0.0001288 | 0 | 0 | 0 | 0
1 | 10 | 13 | 0 | 0 | 0 | 0 | 0.00012573 | 0 | 0 | 0 | 0
1 | 10 | 14 | 0 | 0 | 0 | 0 | 0.00012294 | 0 | 0 | 0 | 0
1 | 10 | 15 | 0 | 0 | 0 | 0 | 0.00012066 | 0 | 0 | 0 | 0
1 | 10 | 16 | 0 | 0 | 0 | 0 | 0.00011914 | 0 | 0 | 0 | 0
1 | 10 | 17 | 141.5984 | 151.5027 | 151.5027 | 151.5027 | 0.00012229 | 0 | 0 | 0 | 0
1 | 10 | 18 | 141.5984 | 151.5027 | 151.5027 | 151.5027 | 0.00013429 | 0 | 0 | 0 | 0
1 | 10 | 19 | 141.5984 | 151.5027 | 151.5027 | 151.5027 | 0.00014134 | 0 | 0 | 0 | 0
1 | 10 | 20 | 141.5984 | 151.5027 | 151.5027 | 151.5027 | 0.00014014 | 0 | 0 | 0 | 0
1 | 10 | 21 | 141.5984 | 151.5027 | 151.5027 | 151.5027 | 0.00013586 | 0 | 0 | 0 | 0
1 | 10 | 22 | 141.5984 | 151.5027 | 151.5027 | 151.5027 | 0.00012638 | 0 | 0 | 0 | 0
1 | 10 | 23 | 0 | 0 | 0 | 0 | 0.0001135 | 0 | 0 | 0 | 0
1 | 10 | 24 | 0 | 0 | 0 | 0 | 0.00010156 | 0 | 0 | 0 | 0
1 | 11 | 1 | 0 | 0 | 0 | 0 | 9.4515e-05 | 0 | 0 | 0 | 0
1 | 11 | 2 | 0 | 0 | 0 | 0 | 9.0397e-05 | 0 | 0 | 0 | 0
1 | 11 | 3 | 0 | 0 | 0 | 0 | 8.8404e-05 | 0 | 0 | 0 | 0
1 | 11 | 4 | 0 | 0 | 0 | 0 | 8.8008e-05 | 0 | 0 | 0 | 0
1 | 11 | 5 | 0 | 0 | 0 | 0 | 9.1195e-05 | 0 | 0 | 0 | 0
1 | 11 | 6 | 0 | 0 | 0 | 0 | 0.00010029 | 0 | 0 | 0 | 0
1 | 11 | 7 | 0 | 0 | 0 | 0 | 0.00011722 | 0 | 0 | 0 | 0
1 | 11 | 8 | 0 | 0 | 0 | 0 | 0.00012796 | 0 | 0 | 0 | 0
1 | 11 | 9 | 0 | 0 | 0 | 0 | 0.00012933 | 0 | 0 | 0 | 0
1 | 11 | 10 | 0 | 0 | 0 | 0 | 0.0001305 | 0 | 0 | 0 | 0
1 | 11 | 11 | 0 | 0 | 0 | 0 | 0.00012987 | 0 | 0 | 0 | 0
1 | 11 | 12 | 0 | 0 | 0 | 0 | 0.00012795 | 0 | 0 | 0 | 0
1 | 11 | 13 | 0 | 0 | 0 | 0 | 0.00012503 | 0 | 0 | 0 | 0
1 | 11 | 14 | 0 | 0 | 0 | 0 | 0.00012264 | 0 | 0 | 0 | 0
1 | 11 | 15 | 0 | 0 | 0 | 0 | 0.00011989 | 0 | 0 | 0 | 0
1 | 11 | 16 | 0 | 0 | 0 | 0 | 0.00011812 | 0 | 0 | 0 | 0
1 | 11 | 17 | 141.5984 | 151.5027 | 151.5027 | 151.5027 | 0.00012028 | 0 | 0 | 0 | 0
1 | 11 | 18 | 141.5984 | 151.5027 | 151.5027 | 151.5027 | 0.00013189 | 0 | 0 | 0 | 0
1 | 11 | 19 | 141.5984 | 151.5027 | 151.5027 | 151.5027 | 0.00013635 | 0 | 0 | 0 | 0
1 | 11 | 20 | 141.5984 | 151.5027 | 151.5027 | 151.5027 | 0.00013443 | 0 | 0 | 0 | 0
1 | 11 | 21 | 141.5984 | 151.5027 | 151.5027 | 151.5027 | 0.00012993 | 0 | 0 | 0 | 0
1 | 11 | 22 | 141.5984 | 151.5027 | 151.5027 | 151.5027 | 0.00012293 | 0 | 0 | 0 | 0
1 | 11 | 23 | 0 | 0 | 0 | 0 | 0.00011289 | 0 | 0 | 0 | 0
1 | 11 | 24 | 0 | 0 | 0 | 0 | 0.00010292 | 0 | 0 | 0 | 0
1 | 12 | 1 | 0 | 0 | 0 | 0 | 9.51e-05 | 0 | 0 | 0 | 0
1 | 12 | 2 | 0 | 0 | 0 | 0 | 9.0551e-05 | 0 | 0 | 0 | 0
1 | 12 | 3 | 0 | 0 | 0 | 0 | 8.8144e-05 | 0 | 0 | 0 | 0
1 | 12 | 4 | 0 | 0 | 0 | 0 | 8.6745e-05 | 0 | 0 | 0 | 0
1 | 12 | 5 | 0 | 0 | 0 | 0 | 8.8079e-05 | 0 | 0 | 0 | 0
1 | 12 | 6 | 0 | 0 | 0 | 0 | 9.2273e-05 | 0 | 0 | 0 | 0
1 | 12 | 7 | 0 | 0 | 0 | 0 | 9.9667e-05 | 0 | 0 | 0 | 0
1 | 12 | 8 | 0 | 0 | 0 | 0 | 0.00010635 | 0 | 0 | 0 | 0
1 | 12 | 9 | 0 | 0 | 0 | 0 | 0.00011291 | 0 | 0 | 0 | 0
1 | 12 | 10 | 0 | 0 | 0 | 0 | 0.00011858 | 0 | 0 | 0 | 0
1 | 12 | 11 | 0 | 0 | 0 | 0 | 0.00011951 | 0 | 0 | 0 | 0
1 | 12 | 12 | 0 | 0 | 0 | 0 | 0.000118 | 0 | 0 | 0 | 0
1 | 12 | 13 | 0 | 0 | 0 | 0 | 0.00011542 | 0 | 0 | 0 | 0
1 | 12 | 14 | 0 | 0 | 0 | 0 | 0.00011255 | 0 | 0 | 0 | 0
1 | 12 | 15 | 0 | 0 | 0 | 0 | 0.00011015 | 0 | 0 | 0 | 0
1 | 12 | 16 | 0 | 0 | 0 | 0 | 0.00010874 | 0 | 0 | 0 | 0
1 | 12 | 17 | 141.5984 | 151.5027 | 151.5027 | 151.5027 | 0.00011203 | 0 | 0 | 0 | 0
1 | 12 | 18 | 141.5984 | 151.5027 | 151.5027 | 151.5027 | 0.00012513 | 0 | 0 | 0 | 0
1 | 12 | 19 | 141.5984 | 151.5027 | 151.5027 | 151.5027 | 0.00013093 | 0 | 0 | 0 | 0
1 | 12 | 20 | 141.5984 | 151.5027 | 151.5027 | 151.5027 | 0.0001289 | 0 | 0 | 0 | 0
1 | 12 | 21 | 141.5984 | 151.5027 | 151.5027 | 151.5027 | 0.00012548 | 0 | 0 | 0 | 0
1 | 12 | 22 | 141.5984 | 151.5027 | 151.5027 | 151.5027 | 0.00011908 | 0 | 0 | 0 | 0
1 | 12 | 23 | 0 | 0 | 0 | 0 | 0.00011002 | 0 | 0 | 0 | 0
1 | 12 | 24 | 0 | 0 | 0 | 0 | 0.000101 | 0 | 0 | 0 | 0
1 | 13 | 1 | 0 | 0 | 0 | 0 | 9.3737e-05 | 0 | 0 | 0 | 0
1 | 13 | 2 | 0 | 0 | 0 | 0 | 8.9325e-05 | 0 | 0 | 0 | 0
1 | 13 | 3 | 0 | 0 | 0 | 0 | 8.7007e-05 | 0 | 0 | 0 | 0
1 | 13 | 4 | 0 | 0 | 0 | 0 | 8.5758e-05 | 0 | 0 | 0 | 0
1 | 13 | 5 | 0 | 0 | 0 | 0 | 8.7005e-05 | 0 | 0 | 0 | 0
1 | 13 | 6 | 0 | 0 | 0 | 0 | 9.0271e-05 | 0 | 0 | 0 | 0
1 | 13 | 7 | 0 | 0 | 0 | 0 | 9.6893e-05 | 0 | 0 | 0 | 0
1 | 13 | 8 | 0 | 0 | 0 | 0 | 0.0001026 | 0 | 0 | 0 | 0
1 | 13 | 9 | 0 | 0 | 0 | 0 | 0.00010889 | 0 | 0 | 0 | 0
1 | 13 | 10 | 0 | 0 | 0 | 0 | 0.00011469 | 0 | 0 | 0 | 0
1 | 13 | 11 | 0 | 0 | 0 | 0 | 0.00011673 | 0 | 0 | 0 | 0
1 | 13 | 12 | 0 | 0 | 0 | 0 | 0.00011653 | 0 | 0 | 0 | 0
1 | 13 | 13 | 0 | 0 | 0 | 0 | 0.00011499 | 0 | 0 | 0 | 0
1 | 13 | 14 | 0 | 0 | 0 | 0 | 0.00011337 | 0 | 0 | 0 | 0
1 | 13 | 15 | 0 | 0 | 0 | 0 | 0.00011138 | 0 | 0 | 0 | 0
1 | 13 | 16 | 0 | 0 | 0 | 0 | 0.00011023 | 0 | 0 | 0 | 0
1 | 13 | 17 | 141.5984 | 151.5027 | 151.5027 | 151.5027 | 0.00011215 | 0 | 0 | 0 | 0
1 | 13 | 18 | 141.5984 | 151.5027 | 151.5027 | 151.5027 | 0.0001261 | 0 | 0 | 0 | 0
1 | 13 | 19 | 141.5984 | 151.5027 | 151.5027 | 151.5027 | 0.00013322 | 0 | 0 | 0 | 0
1 | 13 | 20 | 141.5984 | 151.5027 | 151.5027 | 151.5027 | 0.00013246 | 0 | 0 | 0 | 0
1 | 13 | 21 | 141.5984 | 151.5027 | 151.5027 | 151.5027 | 0.00013007 | 0 | 0 | 0 | 0
1 | 13 | 22 | 141.5984 | 151.5027 | 151.5027 | 151.5027 | 0.00012191 | 0 | 0 | 0 | 0
1 | 13 | 23 | 0 | 0 | 0 | 0 | 0.00011014 | 0 | 0 | 0 | 0
1 | 13 | 24 | 0 | 0 | 0 | 0 | 9.947e-05 | 0 | 0 | 0 | 0
1 | 14 | 1 | 0 | 0 | 0 | 0 | 9.3365e-05 | 0 | 0 | 0 | 0
1 | 14 | 2 | 0 | 0 | 0 | 0 | 8.9896e-05 | 0 | 0 | 0 | 0
1 | 14 | 3 | 0 | 0 | 0 | 0 | 8.8464e-05 | 0 | 0 | 0 | 0
1 | 14 | 4 | 0 | 0 | 0 | 0 | 8.8527e-05 | 0 | 0 | 0 | 0
1 | 14 | 5 | 0 | 0 | 0 | 0 | 9.2163e-05 | 0 | 0 | 0 | 0
1 | 14 | 6 | 0 | 0 | 0 | 0 | 0.00010152 | 0 | 0 | 0 | 0
1 | 14 | 7 | 0 | 0 | 0 | 0 | 0.00011775 | 0 | 0 | 0 | 0
1 | 14 | 8 | 0 | 0 | 0 | 0 | 0.0001283 | 0 | 0 | 0 | 0
1 | 14 | 9 | 0 | 0 | 0 | 0 | 0.00013074 | 0 | 0 | 0 | 0
1 | 14 | 10 | 0 | 0 | 0 | 0 | 0.00013405 | 0 | 0 | 0 | 0
1 | 14 | 11 | 0 | 0 | 0 | 0 | 0.00013305 | 0 | 0 | 0 | 0
1 | 14 | 12 | 0 | 0 | 0 | 0 | 0.00013124 | 0 | 0 | 0 | 0
1 | 14 | 13 | 0 | 0 | 0 | 0 | 0.00012777 | 0 | 0 | 0 | 0
1 | 14 | 14 | 0 | 0 | 0 | 0 | 0.00012517 | 0 | 0 | 0 | 0
1 | 14 | 15 | 0 | 0 | 0 | 0 | 0.00012259 | 0 | 0 | 0 | 0
1 | 14 | 16 | 0 | 0 | 0 | 0 | 0.00012155 | 0 | 0 | 0 | 0
1 | 14 | 17 | 141.5984 | 151.5027 | 151.5027 | 151.5027 | 0.00012456 | 0 | 0 | 0 | 0
1 | 14 | 18 | 141.5984 | 151.5027 | 151.5027 | 151.5027 | 0.00013921 | 0 | 0 | 0 | 0
1 | 14 | 19 | 141.5984 | 151.5027 | 151.5027 | 151.5027 | 0.00014553 | 0 | 0 | 0 | 0
1 | 14 | 20 | 141.5984 | 151.5027 | 151.5027 | 151.5027 | 0.00014283 | 0 | 0 | 0 | 0
1 | 14 | 21 | 141.5984 | 151.5027 | 151.5027 | 151.5027 | 0.00013918 | 0 | 0 | 0 | 0
1 | 14 | 22 | 141.5984 | 151.5027 | 151.5027 | 151.5027 | 0.00012905 | 0 | 0 | 0 | 0
1 | 14 | 23 | 0 | 0 | 0 | 0 | 0.00011558 | 0 | 0 | 0 | 0
1 | 14 | 24 | 0 | 0 | 0 | 0 | 0.00010331 | 0 | 0 | 0 | 0
1 | 15 | 1 | 0 | 0 | 0 | 0 | 9.538e-05 | 0 | 0 | 0 | 0
1 | 15 | 2 | 0 | 0 | 0 | 0 | 9.1428e-05 | 0 | 0 | 0 | 0
1 | 15 | 3 | 0 | 0 | 0 | 0 | 8.9853e-05 | 0 | 0 | 0 | 0
1 | 15 | 4 | 0 | 0 | 0 | 0 | 8.9534e-05 | 0 | 0 | 0 | 0
1 | 15 | 5 | 0 | 0 | 0 | 0 | 9.2948e-05 | 0 | 0 | 0 | 0
1 | 15 | 6 | 0 | 0 | 0 | 0 | 0.00010266 | 0 | 0 | 0 | 0
1 | 15 | 7 | 0 | 0 | 0 | 0 | 0.00011953 | 0 | 0 | 0 | 0
1 | 15 | 8 | 0 | 0 | 0 | 0 | 0.00013081 | 0 | 0 | 0 | 0
1 | 15 | 9 | 0 | 0 | 0 | 0 | 0.00013074 | 0 | 0 | 0 | 0
1 | 15 | 10 | 0 | 0 | 0 | 0 | 0.00013182 | 0 | 0 | 0 | 0
1 | 15 | 11 | 0 | 0 | 0 | 0 | 0.00013084 | 0 | 0 | 0 | 0
1 | 15 | 12 | 0 | 0 | 0 | 0 | 0.00012895 | 0 | 0 | 0 | 0
1 | 15 | 13 | 0 | 0 | 0 | 0 | 0.00012602 | 0 | 0 | 0 | 0
1 | 15 | 14 | 0 | 0 | 0 | 0 | 0.00012408 | 0 | 0 | 0 | 0
1 | 15 | 15 | 0 | 0 | 0 | 0 | 0.00012133 | 0 | 0 | 0 | 0
1 | 15 | 16 | 0 | 0 | 0 | 0 | 0.00011988 | 0 | 0 | 0 | 0
1 | 15 | 17 | 141.5984 | 151.5027 | 151.5027 | 151.5027 | 0.00012306 | 0 | 0 | 0 | 0
1 | 15 | 18 | 141.5984 | 151.5027 | 151.5027 | 151.5027 | 0.00013741 | 0 | 0 | 0 | 0
1 | 15 | 19 | 141.5984 | 151.5027 | 151.5027 | 151.5027 | 0.00014277 | 0 | 0 | 0 | 0
1 | 15 | 20 | 141.5984 | 151.5027 | 151.5027 | 151.5027 | 0.00014211 | 0 | 0 | 0 | 0
1 | 15 | 21 | 141.5984 | 151.5027 | 151.5027 | 151.5027 | 0.00013719 | 0 | 0 | 0 | 0
1 | 15 | 22 | 141.5984 | 151.5027 | 151.5027 | 151.5027 | 0.00012722 | 0 | 0 | 0 | 0
1 | 15 | 23 | 0 | 0 | 0 | 0 | 0.00011417 | 0 | 0 | 0 | 0
1 | 15 | 24 | 0 | 0 | 0 | 0 | 0.00010232 | 0 | 0 | 0 | 0
1 | 16 | 1 | 0 | 0 | 0 | 0 | 9.4655e-05 | 0 | 0 | 0 | 0
1 | 16 | 2 | 0 | 0 | 0 | 0 | 9.0219e-05 | 0 | 0 | 0 | 0
1 | 16 | 3 | 0 | 0 | 0 | 0 | 8.8712e-05 | 0 | 0 | 0 | 0
1 | 16 | 4 | 0 | 0 | 0 | 0 | 8.8266e-05 | 0 | 0 | 0 | 0
1 | 16 | 5 | 0 | 0 | 0 | 0 | 9.1623e-05 | 0 | 0 | 0 | 0
1 | 16 | 6 | 0 | 0 | 0 | 0 | 0.00010087 | 0 | 0 | 0 | 0
1 | 16 | 7 | 0 | 0 | 0 | 0 | 0.00011811 | 0 | 0 | 0 | 0
1 | 16 | 8 | 0 | 0 | 0 | 0 | 0.0001291 | 0 | 0 | 0 | 0
1 | 16 | 9 | 0 | 0 | 0 | 0 | 0.00012878 | 0 | 0 | 0 | 0
1 | 16 | 10 | 0 | 0 | 0 | 0 | 0.00012997 | 0 | 0 | 0 | 0
1 | 16 | 11 | 0 | 0 | 0 | 0 | 0.00012946 | 0 | 0 | 0 | 0
1 | 16 | 12 | 0 | 0 | 0 | 0 | 0.00012853 | 0 | 0 | 0 | 0
1 | 16 | 13 | 0 | 0 | 0 | 0 | 0.00012588 | 0 | 0 | 0 | 0
1 | 16 | 14 | 0 | 0 | 0 | 0 | 0.00012325 | 0 | 0 | 0 | 0
1 | 16 | 15 | 0 | 0 | 0 | 0 | 0.0001214 | 0 | 0 | 0 | 0
1 | 16 | 16 | 0 | 0 | 0 | 0 | 0.00012056 | 0 | 0 | 0 | 0
1 | 16 | 17 | 141.5984 | 151.5027 | 151.5027 | 151.5027 | 0.00012229 | 0 | 0 | 0 | 0
1 | 16 | 18 | 141.5984 | 151.5027 | 151.5027 | 151.5027 | 0.00013531 | 0 | 0 | 0 | 0
1 | 16 | 19 | 141.5984 | 151.5027 | 151.5027 | 151.5027 | 0.00014103 | 0 | 0 | 0 | 0
1 | 16 | 20 | 141.5984 | 151.5027 | 151.5027 | 151.5027 | 0.00013858 | 0 | 0 | 0 | 0
1 | 16 | 21 | 141.5984 | 151.5027 | 151.5027 | 151.5027 | 0.00013439 | 0 | 0 | 0 | 0
1 | 16 | 22 | 141.5984 | 151.5027 | 151.5027 | 151.5027 | 0.00012618 | 0 | 0 | 0 | 0
1 | 16 | 23 | 0 | 0 | 0 | 0 | 0.00011298 | 0 | 0 | 0 | 0
1 | 16 | 24 | 0 | 0 | 0 | 0 | 0.00010116 | 0 | 0 | 0 | 0
1 | 17 | 1 | 0 | 0 | 0 | 0 | 9.3935e-05 | 0 | 0 | 0 | 0
1 | 17 | 2 | 0 | 0 | 0 | 0 | 8.9749e-05 | 0 | 0 | 0 | 0
1 | 17 | 3 | 0 | 0 | 0 | 0 | 8.804e-05 | 0 | 0 | 0 | 0
1 | 17 | 4 | 0 | 0 | 0 | 0 | 8.8149e-05 | 0 | 0 | 0 | 0
1 | 17 | 5 | 0 | 0 | 0 | 0 | 9.1783e-05 | 0 | 0 | 0 | 0
1 | 17 | 6 | 0 | 0 | 0 | 0 | 0.00010116 | 0 | 0 | 0 | 0
1 | 17 | 7 | 0 | 0 | 0 | 0 | 0.00011839 | 0 | 0 | 0 | 0
1 | 17 | 8 | 0 | 0 | 0 | 0 | 0.00013011 | 0 | 0 | 0 | 0
1 | 17 | 9 | 0 | 0 | 0 | 0 | 0.00012978 | 0 | 0 | 0 | 0
1 | 17 | 10 | 0 | 0 | 0 | 0 | 0.00013121 | 0 | 0 | 0 | 0
1 | 17 | 11 | 0 | 0 | 0 | 0 | 0.00013055 | 0 | 0 | 0 | 0
1 | 17 | 12 | 0 | 0 | 0 | 0 | 0.0001288 | 0 | 0 | 0 | 0
1 | 17 | 13 | 0 | 0 | 0 | 0 | 0.00012573 | 0 | 0 | 0 | 0
1 | 17 | 14 | 0 | 0 | 0 | 0 | 0.00012294 | 0 | 0 | 0 | 0
1 | 17 | 15 | 0 | 0 | 0 | 0 | 0.00012066 | 0 | 0 | 0 | 0
1 | 17 | 16 | 0 | 0 | 0 | 0 | 0.00011914 | 0 | 0 | 0 | 0
1 | 17 | 17 | 141.5984 | 151.5027 | 151.5027 | 151.5027 | 0.00012229 | 0 | 0 | 0 | 0
1 | 17 | 18 | 141.5984 | 151.5027 | 151.5027 | 151.5027 | 0.00013429 | 0 | 0 | 0 | 0
1 | 17 | 19 | 141.5984 | 151.5027 | 151.5027 | 151.5027 | 0.00014134 | 0 | 0 | 0 | 0
1 | 17 | 20 | 141.5984 | 151.5027 | 151.5027 | 151.5027 | 0.00014014 | 0 | 0 | 0 | 0
1 | 17 | 21 | 141.5984 | 151.5027 | 151.5027 | 151.5027 | 0.00013586 | 0 | 0 | 0 | 0
1 | 17 | 22 | 141.5984 | 151.5027 | 151.5027 | 151.5027 | 0.00012638 | 0 | 0 | 0 | 0
1 | 17 | 23 | 0 | 0 | 0 | 0 | 0.0001135 | 0 | 0 | 0 | 0
1 | 17 | 24 | 0 | 0 | 0 | 0 | 0.00010156 | 0 | 0 | 0 | 0
1 | 18 | 1 | 0 | 0 | 0 | 0 | 9.4515e-05 | 0 | 0 | 0 | 0
1 | 18 | 2 | 0 | 0 | 0 | 0 | 9.0397e-05 | 0 | 0 | 0 | 0
1 | 18 | 3 | 0 | 0 | 0 | 0 | 8.8404e-05 | 0 | 0 | 0 | 0
1 | 18 | 4 | 0 | 0 | 0 | 0 | 8.8008e-05 | 0 | 0 | 0 | 0
1 | 18 | 5 | 0 | 0 | 0 | 0 | 9.1195e-05 | 0 | 0 | 0 | 0
1 | 18 | 6 | 0 | 0 | 0 | 0 | 0.00010029 | 0 | 0 | 0 | 0
1 | 18 | 7 | 0 | 0 | 0 | 0 | 0.00011722 | 0 | 0 | 0 | 0
1 | 18 | 8 | 0 | 0 | 0 | 0 | 0.00012796 | 0 | 0 | 0 | 0
1 | 18 | 9 | 0 | 0 | 0 | 0 | 0.00012933 | 0 | 0 | 0 | 0
1 | 18 | 10 | 0 | 0 | 0 | 0 | 0.0001305 | 0 | 0 | 0 | 0
1 | 18 | 11 | 0 | 0 | 0 | 0 | 0.00012987 | 0 | 0 | 0 | 0
1 | 18 | 12 | 0 | 0 | 0 | 0 | 0.00012795 | 0 | 0 | 0 | 0
1 | 18 | 13 | 0 | 0 | 0 | 0 | 0.00012503 | 0 | 0 | 0 | 0
1 | 18 | 14 | 0 | 0 | 0 | 0 | 0.00012264 | 0 | 0 | 0 | 0
1 | 18 | 15 | 0 | 0 | 0 | 0 | 0.00011989 | 0 | 0 | 0 | 0
1 | 18 | 16 | 0 | 0 | 0 | 0 | 0.00011812 | 0 | 0 | 0 | 0
1 | 18 | 17 | 141.5984 | 151.5027 | 151.5027 | 151.5027 | 0.00012028 | 0 | 0 | 0 | 0
1 | 18 | 18 | 141.5984 | 151.5027 | 151.5027 | 151.5027 | 0.00013189 | 0 | 0 | 0 | 0
1 | 18 | 19 | 141.5984 | 151.5027 | 151.5027 | 151.5027 | 0.00013635 | 0 | 0 | 0 | 0
1 | 18 | 20 | 141.5984 | 151.5027 | 151.5027 | 151.5027 | 0.00013443 | 0 | 0 | 0 | 0
1 | 18 | 21 | 141.5984 | 151.5027 | 151.5027 | 151.5027 | 0.00012993 | 0 | 0 | 0 | 0
1 | 18 | 22 | 141.5984 | 151.5027 | 151.5027 | 151.5027 | 0.00012293 | 0 | 0 | 0 | 0
1 | 18 | 23 | 0 | 0 | 0 | 0 | 0.00011289 | 0 | 0 | 0 | 0
1 | 18 | 24 | 0 | 0 | 0 | 0 | 0.00010292 | 0 | 0 | 0 | 0
1 | 19 | 1 | 0 | 0 | 0 | 0 | 9.51e-05 | 0 | 0 | 0 | 0
1 | 19 | 2 | 0 | 0 | 0 | 0 | 9.0551e-05 | 0 | 0 | 0 | 0
1 | 19 | 3 | 0 | 0 | 0 | 0 | 8.8144e-05 | 0 | 0 | 0 | 0
1 | 19 | 4 | 0 | 0 | 0 | 0 | 8.6745e-05 | 0 | 0 | 0 | 0
1 | 19 | 5 | 0 | 0 | 0 | 0 | 8.8079e-05 | 0 | 0 | 0 | 0
1 | 19 | 6 | 0 | 0 | 0 | 0 | 9.2273e-05 | 0 | 0 | 0 | 0
1 | 19 | 7 | 0 | 0 | 0 | 0 | 9.9667e-05 | 0 | 0 | 0 | 0
1 | 19 | 8 | 0 | 0 | 0 | 0 | 0.00010635 | 0 | 0 | 0 | 0
1 | 19 | 9 | 0 | 0 | 0 | 0 | 0.00011291 | 0 | 0 | 0 | 0
1 | 19 | 10 | 0 | 0 | 0 | 0 | 0.00011858 | 0 | 0 | 0 | 0
1 | 19 | 11 | 0 | 0 | 0 | 0 | 0.00011951 | 0 | 0 | 0 | 0
1 | 19 | 12 | 0 | 0 | 0 | 0 | 0.000118 | 0 | 0 | 0 | 0
1 | 19 | 13 | 0 | 0 | 0 | 0 | 0.00011542 | 0 | 0 | 0 | 0
1 | 19 | 14 | 0 | 0 | 0 | 0 | 0.00011255 | 0 | 0 | 0 | 0
1 | 19 | 15 | 0 | 0 | 0 | 0 | 0.00011015 | 0 | 0 | 0 | 0
1 | 19 | 16 | 0 | 0 | 0 | 0 | 0.00010874 | 0 | 0 | 0 | 0
1 | 19 | 17 | 141.5984 | 151.5027 | 151.5027 | 151.5027 | 0.00011203 | 0 | 0 | 0 | 0
1 | 19 | 18 | 141.5984 | 151.5027 | 151.5027 | 151.5027 | 0.00012513 | 0 | 0 | 0 | 0
1 | 19 | 19 | 141.5984 | 151.5027 | 151.5027 | 151.5027 | 0.00013093 | 0 | 0 | 0 | 0
1 | 19 | 20 | 141.5984 | 151.5027 | 151.5027 | 151.5027 | 0.0001289 | 0 | 0 | 0 | 0
1 | 19 | 21 | 141.5984 | 151.5027 | 151.5027 | 151.5027 | 0.00012548 | 0 | 0 | 0 | 0
1 | 19 | 22 | 141.5984 | 151.5027 | 151.5027 | 151.5027 | 0.00011908 | 0 | 0 | 0 | 0
1 | 19 | 23 | 0 | 0 | 0 | 0 | 0.00011002 | 0 | 0 | 0 | 0
1 | 19 | 24 | 0 | 0 | 0 | 0 | 0.000101 | 0 | 0 | 0 | 0
1 | 20 | 1 | 0 | 0 | 0 | 0 | 9.3737e-05 | 0 | 0 | 0 | 0
1 | 20 | 2 | 0 | 0 | 0 | 0 | 8.9325e-05 | 0 | 0 | 0 | 0
1 | 20 | 3 | 0 | 0 | 0 | 0 | 8.7007e-05 | 0 | 0 | 0 | 0
1 | 20 | 4 | 0 | 0 | 0 | 0 | 8.5758e-05 | 0 | 0 | 0 | 0
1 | 20 | 5 | 0 | 0 | 0 | 0 | 8.7005e-05 | 0 | 0 | 0 | 0
1 | 20 | 6 | 0 | 0 | 0 | 0 | 9.0271e-05 | 0 | 0 | 0 | 0
1 | 20 | 7 | 0 | 0 | 0 | 0 | 9.6893e-05 | 0 | 0 | 0 | 0
1 | 20 | 8 | 0 | 0 | 0 | 0 | 0.0001026 | 0 | 0 | 0 | 0
1 | 20 | 9 | 0 | 0 | 0 | 0 | 0.00010889 | 0 | 0 | 0 | 0
1 | 20 | 10 | 0 | 0 | 0 | 0 | 0.00011469 | 0 | 0 | 0 | 0
1 | 20 | 11 | 0 | 0 | 0 | 0 | 0.00011673 | 0 | 0 | 0 | 0
1 | 20 | 12 | 0 | 0 | 0 | 0 | 0.00011653 | 0 | 0 | 0 | 0
1 | 20 | 13 | 0 | 0 | 0 | 0 | 0.00011499 | 0 | 0 | 0 | 0
1 | 20 | 14 | 0 | 0 | 0 | 0 | 0.00011337 | 0 | 0 | 0 | 0
1 | 20 | 15 | 0 | 0 | 0 | 0 | 0.00011138 | 0 | 0 | 0 | 0
1 | 20 | 16 | 0 | 0 | 0 | 0 | 0.00011023 | 0 | 0 | 0 | 0
1 | 20 | 17 | 141.5984 | 151.5027 | 151.5027 | 151.5027 | 0.00011215 | 0 | 0 | 0 | 0
1 | 20 | 18 | 141.5984 | 151.5027 | 151.5027 | 151.5027 | 0.0001261 | 0 | 0 | 0 | 0
1 | 20 | 19 | 141.5984 | 151.5027 | 151.5027 | 151.5027 | 0.00013322 | 0 | 0 | 0 | 0
1 | 20 | 20 | 141.5984 | 151.5027 | 151.5027 | 151.5027 | 0.00013246 | 0 | 0 | 0 | 0
1 | 20 | 21 | 141.5984 | 151.5027 | 151.5027 | 151.5027 | 0.00013007 | 0 | 0 | 0 | 0
1 | 20 | 22 | 141.5984 | 151.5027 | 151.5027 | 151.5027 | 0.00012191 | 0 | 0 | 0 | 0
1 | 20 | 23 | 0 | 0 | 0 | 0 | 0.00011014 | 0 | 0 | 0 | 0
1 | 20 | 24 | 0 | 0 | 0 | 0 | 9.947e-05 | 0 | 0 | 0 | 0
1 | 21 | 1 | 0 | 0 | 0 | 0 | 9.3365e-05 | 0 | 0 | 0 | 0
1 | 21 | 2 | 0 | 0 | 0 | 0 | 8.9896e-05 | 0 | 0 | 0 | 0
1 | 21 | 3 | 0 | 0 | 0 | 0 | 8.8464e-05 | 0 | 0 | 0 | 0
1 | 21 | 4 | 0 | 0 | 0 | 0 | 8.8527e-05 | 0 | 0 | 0 | 0
1 | 21 | 5 | 0 | 0 | 0 | 0 | 9.2163e-05 | 0 | 0 | 0 | 0
1 | 21 | 6 | 0 | 0 | 0 | 0 | 0.00010152 | 0 | 0 | 0 | 0
1 | 21 | 7 | 0 | 0 | 0 | 0 | 0.00011775 | 0 | 0 | 0 | 0
1 | 21 | 8 | 0 | 0 | 0 | 0 | 0.0001283 | 0 | 0 | 0 | 0
1 | 21 | 9 | 0 | 0 | 0 | 0 | 0.00013074 | 0 | 0 | 0 | 0
1 | 21 | 10 | 0 | 0 | 0 | 0 | 0.00013405 | 0 | 0 | 0 | 0
1 | 21 | 11 | 0 | 0 | 0 | 0 | 0.00013305 | 0 | 0 | 0 | 0
1 | 21 | 12 | 0 | 0 | 0 | 0 | 0.00013124 | 0 | 0 | 0 | 0
1 | 21 | 13 | 0 | 0 | 0 | 0 | 0.00012777 | 0 | 0 | 0 | 0
1 | 21 | 14 | 0 | 0 | 0 | 0 | 0.00012517 | 0 | 0 | 0 | 0
1 | 21 | 15 | 0 | 0 | 0 | 0 | 0.00012259 | 0 | 0 | 0 | 0
1 | 21 | 16 | 0 | 0 | 0 | 0 | 0.00012155 | 0 | 0 | 0 | 0
1 | 21 | 17 | 141.5984 | 151.5027 | 151.5027 | 151.5027 | 0.00012456 | 0 | 0 | 0 | 0
1 | 21 | 18 | 141.5984 | 151.5027 | 151.5027 | 151.5027 | 0.00013921 | 0 | 0 | 0 | 0
1 | 21 | 19 | 141.5984 | 151.5027 | 151.5027 | 151.5027 | 0.00014553 | 0 | 0 | 0 | 0
1 | 21 | 20 | 141.5984 | 151.5027 | 151.5027 | 151.5027 | 0.00014283 | 0 | 0 | 0 | 0
1 | 21 | 21 | 141.5984 | 151.5027 | 151.5027 | 151.5027 | 0.00013918 | 0 | 0 | 0 | 0
1 | 21 | 22 | 141.5984 | 151.5027 | 151.5027 | 151.5027 | 0.00012905 | 0 | 0 | 0 | 0
1 | 21 | 23 | 0 | 0 | 0 | 0 | 0.00011558 | 0 | 0 | 0 | 0
1 | 21 | 24 | 0 | 0 | 0 | 0 | 0.00010331 | 0 | 0 | 0 | 0
1 | 22 | 1 | 0 | 0 | 0 | 0 | 9.538e-05 | 0 | 0 | 0 | 0
1 | 22 | 2 | 0 | 0 | 0 | 0 | 9.1428e-05 | 0 | 0 | 0 | 0
1 | 22 | 3 | 0 | 0 | 0 | 0 | 8.9853e-05 | 0 | 0 | 0 | 0
1 | 22 | 4 | 0 | 0 | 0 | 0 | 8.9534e-05 | 0 | 0 | 0 | 0
1 | 22 | 5 | 0 | 0 | 0 | 0 | 9.2948e-05 | 0 | 0 | 0 | 0
1 | 22 | 6 | 0 | 0 | 0 | 0 | 0.00010266 | 0 | 0 | 0 | 0
1 | 22 | 7 | 0 | 0 | 0 | 0 | 0.00011953 | 0 | 0 | 0 | 0
1 | 22 | 8 | 0 | 0 | 0 | 0 | 0.00013081 | 0 | 0 | 0 | 0
1 | 22 | 9 | 0 | 0 | 0 | 0 | 0.00013074 | 0 | 0 | 0 | 0
1 | 22 | 10 | 0 | 0 | 0 | 0 | 0.00013182 | 0 | 0 | 0 | 0
1 | 22 | 11 | 0 | 0 | 0 | 0 | 0.00013084 | 0 | 0 | 0 | 0
1 | 22 | 12 | 0 | 0 | 0 | 0 | 0.00012895 | 0 | 0 | 0 | 0
1 | 22 | 13 | 0 | 0 | 0 | 0 | 0.00012602 | 0 | 0 | 0 | 0
1 | 22 | 14 | 0 | 0 | 0 | 0 | 0.00012408 | 0 | 0 | 0 | 0
1 | 22 | 15 | 0 | 0 | 0 | 0 | 0.00012133 | 0 | 0 | 0 | 0
1 | 22 | 16 | 0 | 0 | 0 | 0 | 0.00011988 | 0 | 0 | 0 | 0
1 | 22 | 17 | 141.5984 | 151.5027 | 151.5027 | 151.5027 | 0.00012306 | 0 | 0 | 0 | 0
1 | 22 | 18 | 141.5984 | 151.5027 | 151.5027 | 151.5027 | 0.00013741 | 0 | 0 | 0 | 0
1 | 22 | 19 | 141.5984 | 151.5027 | 151.5027 | 151.5027 | 0.00014277 | 0 | 0 | 0 | 0
1 | 22 | 20 | 141.5984 | 151.5027 | 151.5027 | 151.5027 | 0.00014211 | 0 | 0 | 0 | 0
1 | 22 | 21 | 141.5984 | 151.5027 | 151.5027 | 151.5027 | 0.00013719 | 0 | 0 | 0 | 0
1 | 22 | 22 | 141.5984 | 151.5027 | 151.5027 | 151.5027 | 0.00012722 | 0 | 0 | 0 | 0
1 | 22 | 23 | 0 | 0 | 0 | 0 | 0.00011417 | 0 | 0 | 0 | 0
1 | 22 | 24 | 0 | 0 | 0 | 0 | 0.00010232 | 0 | 0 | 0 | 0
1 | 23 | 1 | 0 | 0 | 0 | 0 | 9.4655e-05 | 0 | 0 | 0 | 0
1 | 23 | 2 | 0 | 0 | 0 | 0 | 9.0219e-05 | 0 | 0 | 0 | 0
1 | 23 | 3 | 0 | 0 | 0 | 0 | 8.8712e-05 | 0 | 0 | 0 | 0
1 | 23 | 4 | 0 | 0 | 0 | 0 | 8.8266e-05 | 0 | 0 | 0 | 0
1 | 23 | 5 | 0 | 0 | 0 | 0 | 9.1623e-05 | 0 | 0 | 0 | 0
1 | 23 | 6 | 0 | 0 | 0 | 0 | 0.00010087 | 0 | 0 | 0 | 0
1 | 23 | 7 | 0 | 0 | 0 | 0 | 0.00011811 | 0 | 0 | 0 | 0
1 | 23 | 8 | 0 | 0 | 0 | 0 | 0.0001291 | 0 | 0 | 0 | 0
1 | 23 | 9 | 0 | 0 | 0 | 0 | 0.00012878 | 0 | 0 | 0 | 0
1 | 23 | 10 | 0 | 0 | 0 | 0 | 0.00012997 | 0 | 0 | 0 | 0
1 | 23 | 11 | 0 | 0 | 0 | 0 | 0.00012946 | 0 | 0 | 0 | 0
1 | 23 | 12 | 0 | 0 | 0 | 0 | 0.00012853 | 0 | 0 | 0 | 0
1 | 23 | 13 | 0 | 0 | 0 | 0 | 0.00012588 | 0 | 0 | 0 | 0
1 | 23 | 14 | 0 | 0 | 0 | 0 | 0.00012325 | 0 | 0 | 0 | 0
1 | 23 | 15 | 0 | 0 | 0 | 0 | 0.0001214 | 0 | 0 | 0 | 0
1 | 23 | 16 | 0 | 0 | 0 | 0 | 0.00012056 | 0 | 0 | 0 | 0
1 | 23 | 17 | 141.5984 | 151.5027 | 151.5027 | 151.5027 | 0.00012229 | 0 | 0 | 0 | 0
1 | 23 | 18 | 141.5984 | 151.5027 | 151.5027 | 151.5027 | 0.00013531 | 0 | 0 | 0 | 0
1 | 23 | 19 | 141.5984 | 151.5027 | 151.5027 | 151.5027 | 0.00014103 | 0 | 0 | 0 | 0
1 | 23 | 20 | 141.5984 | 151.5027 | 151.5027 | 151.5027 | 0.00013858 | 0 | 0 | 0 | 0
1 | 23 | 21 | 141.5984 | 151.5027 | 151.5027 | 151.5027 | 0.00013439 | 0 | 0 | 0 | 0
1 | 23 | 22 | 141.5984 | 151.5027 | 151.5027 | 151.5027 | 0.00012618 | 0 | 0 | 0 | 0
1 | 23 | 23 | 0 | 0 | 0 | 0 | 0.00011298 | 0 | 0 | 0 | 0
1 | 23 | 24 | 0 | 0 | 0 | 0 | 0.00010116 | 0 | 0 | 0 | 0
1 | 24 | 1 | 0 | 0 | 0 | 0 | 9.3935e-05 | 0 | 0 | 0 | 0
1 | 24 | 2 | 0 | 0 | 0 | 0 | 8.9749e-05 | 0 | 0 | 0 | 0
1 | 24 | 3 | 0 | 0 | 0 | 0 | 8.804e-05 | 0 | 0 | 0 | 0
1 | 24 | 4 | 0 | 0 | 0 | 0 | 8.8149e-05 | 0 | 0 | 0 | 0
1 | 24 | 5 | 0 | 0 | 0 | 0 | 9.1783e-05 | 0 | 0 | 0 | 0
1 | 24 | 6 | 0 | 0 | 0 | 0 | 0.00010116 | 0 | 0 | 0 | 0
1 | 24 | 7 | 0 | 0 | 0 | 0 | 0.00011839 | 0 | 0 | 0 | 0
1 | 24 | 8 | 0 | 0 | 0 | 0 | 0.00013011 | 0 | 0 | 0 | 0
1 | 24 | 9 | 0 | 0 | 0 | 0 | 0.00012978 | 0 | 0 | 0 | 0
1 | 24 | 10 | 0 | 0 | 0 | 0 | 0.00013121 | 0 | 0 | 0 | 0
1 | 24 | 11 | 0 | 0 | 0 | 0 | 0.00013055 | 0 | 0 | 0 | 0
1 | 24 | 12 | 0 | 0 | 0 | 0 | 0.0001288 | 0 | 0 | 0 | 0
1 | 24 | 13 | 0 | 0 | 0 | 0 | 0.00012573 | 0 | 0 | 0 | 0
1 | 24 | 14 | 0 | 0 | 0 | 0 | 0.00012294 | 0 | 0 | 0 | 0
1 | 24 | 15 | 0 | 0 | 0 | 0 | 0.00012066 | 0 | 0 | 0 | 0
1 | 24 | 16 | 0 | 0 | 0 | 0 | 0.00011914 | 0 | 0 | 0 | 0
1 | 24 | 17 | 141.5984 | 151.5027 | 151.5027 | 151.5027 | 0.00012229 | 0 | 0 | 0 | 0
1 | 24 | 18 | 141.5984 | 151.5027 | 151.5027 | 151.5027 | 0.00013429 | 0 | 0 | 0 | 0
1 | 24 | 19 | 141.5984 | 151.5027 | 151.5027 | 151.5027 | 0.00014134 | 0 | 0 | 0 | 0
1 | 24 | 20 | 141.5984 | 151.5027 | 151.5027 | 151.5027 | 0.00014014 | 0 | 0 | 0 | 0
1 | 24 | 21 | 141.5984 | 151.5027 | 151.5027 | 151.5027 | 0.00013586 | 0 | 0 | 0 | 0
1 | 24 | 22 | 141.5984 | 151.5027 | 151.5027 | 151.5027 | 0.00012638 | 0 | 0 | 0 | 0
1 | 24 | 23 | 0 | 0 | 0 | 0 | 0.0001135 | 0 | 0 | 0 | 0
1 | 24 | 24 | 0 | 0 | 0 | 0 | 0.00010156 | 0 | 0 | 0 | 0
1 | 25 | 1 | 0 | 0 | 0 | 0 | 9.4515e-05 | 0 | 0 | 0 | 0
1 | 25 | 2 | 0 | 0 | 0 | 0 | 9.0397e-05 | 0 | 0 | 0 | 0
1 | 25 | 3 | 0 | 0 | 0 | 0 | 8.8404e-05 | 0 | 0 | 0 | 0
1 | 25 | 4 | 0 | 0 | 0 | 0 | 8.8008e-05 | 0 | 0 | 0 | 0
1 | 25 | 5 | 0 | 0 | 0 | 0 | 9.1195e-05 | 0 | 0 | 0 | 0
1 | 25 | 6 | 0 | 0 | 0 | 0 | 0.00010029 | 0 | 0 | 0 | 0
1 | 25 | 7 | 0 | 0 | 0 | 0 | 0.00011722 | 0 | 0 | 0 | 0
1 | 25 | 8 | 0 | 0 | 0 | 0 | 0.00012796 | 0 | 0 | 0 | 0
1 | 25 | 9 | 0 | 0 | 0 | 0 | 0.00012933 | 0 | 0 | 0 | 0
1 | 25 | 10 | 0 | 0 | 0 | 0 | 0.0001305 | 0 | 0 | 0 | 0
1 | 25 | 11 | 0 | 0 | 0 | 0 | 0.00012987 | 0 | 0 | 0 | 0
1 | 25 | 12 | 0 | 0 | 0 | 0 | 0.00012795 | 0 | 0 | 0 | 0
1 | 25 | 13 | 0 | 0 | 0 | 0 | 0.00012503 | 0 | 0 | 0 | 0
1 | 25 | 14 | 0 | 0 | 0 | 0 | 0.00012264 | 0 | 0 | 0 | 0
1 | 25 | 15 | 0 | 0 | 0 | 0 | 0.00011989 | 0 | 0 | 0 | 0
1 | 25 | 16 | 0 | 0 | 0 | 0 | 0.00011812 | 0 | 0 | 0 | 0
1 | 25 | 17 | 141.5984 | 151.5027 | 151.5027 | 151.5027 | 0.00012028 | 0 | 0 | 0 | 0
1 | 25 | 18 | 141.5984 | 151.5027 | 151.5027 | 151.5027 | 0.00013189 | 0 | 0 | 0 | 0
1 | 25 | 19 | 141.5984 | 151.5027 | 151.5027 | 151.5027 | 0.00013635 | 0 | 0 | 0 | 0
1 | 25 | 20 | 141.5984 | 151.5027 | 151.5027 | 151.5027 | 0.00013443 | 0 | 0 | 0 | 0
1 | 25 | 21 | 141.5984 | 151.5027 | 151.5027 | 151.5027 | 0.00012993 | 0 | 0 | 0 | 0
1 | 25 | 22 | 141.5984 | 151.5027 | 151.5027 | 151.5027 | 0.00012293 | 0 | 0 | 0 | 0
1 | 25 | 23 | 0 | 0 | 0 | 0 | 0.00011289 | 0 | 0 | 0 | 0
1 | 25 | 24 | 0 | 0 | 0 | 0 | 0.00010292 | 0 | 0 | 0 | 0
1 | 26 | 1 | 0 | 0 | 0 | 0 | 9.51e-05 | 0 | 0 | 0 | 0
1 | 26 | 2 | 0 | 0 | 0 | 0 | 9.0551e-05 | 0 | 0 | 0 | 0
1 | 26 | 3 | 0 | 0 | 0 | 0 | 8.8144e-05 | 0 | 0 | 0 | 0
1 | 26 | 4 | 0 | 0 | 0 | 0 | 8.6745e-05 | 0 | 0 | 0 | 0
1 | 26 | 5 | 0 | 0 | 0 | 0 | 8.8079e-05 | 0 | 0 | 0 | 0
1 | 26 | 6 | 0 | 0 | 0 | 0 | 9.2273e-05 | 0 | 0 | 0 | 0
1 | 26 | 7 | 0 | 0 | 0 | 0 | 9.9667e-05 | 0 | 0 | 0 | 0
1 | 26 | 8 | 0 | 0 | 0 | 0 | 0.00010635 | 0 | 0 | 0 | 0
1 | 26 | 9 | 0 | 0 | 0 | 0 | 0.00011291 | 0 | 0 | 0 | 0
1 | 26 | 10 | 0 | 0 | 0 | 0 | 0.00011858 | 0 | 0 | 0 | 0
1 | 26 | 11 | 0 | 0 | 0 | 0 | 0.00011951 | 0 | 0 | 0 | 0
1 | 26 | 12 | 0 | 0 | 0 | 0 | 0.000118 | 0 | 0 | 0 | 0
1 | 26 | 13 | 0 | 0 | 0 | 0 | 0.00011542 | 0 | 0 | 0 | 0
1 | 26 | 14 | 0 | 0 | 0 | 0 | 0.00011255 | 0 | 0 | 0 | 0
1 | 26 | 15 | 0 | 0 | 0 | 0 | 0.00011015 | 0 | 0 | 0 | 0
1 | 26 | 16 | 0 | 0 | 0 | 0 | 0.00010874 | 0 | 0 | 0 | 0
1 | 26 | 17 | 141.5984 | 151.5027 | 151.5027 | 151.5027 | 0.00011203 | 0 | 0 | 0 | 0
1 | 26 | 18 | 141.5984 | 151.5027 | 151.5027 | 151.5027 | 0.00012513 | 0 | 0 | 0 | 0
1 | 26 | 19 | 141.5984 | 151.5027 | 151.5027 | 151.5027 | 0.00013093 | 0 | 0 | 0 | 0
1 | 26 | 20 | 141.5984 | 151.5027 | 151.5027 | 151.5027 | 0.0001289 | 0 | 0 | 0 | 0
1 | 26 | 21 | 141.5984 | 151.5027 | 151.5027 | 151.5027 | 0.00012548 | 0 | 0 | 0 | 0
1 | 26 | 22 | 141.5984 | 151.5027 | 151.5027 | 151.5027 | 0.00011908 | 0 | 0 | 0 | 0
1 | 26 | 23 | 0 | 0 | 0 | 0 | 0.00011002 | 0 | 0 | 0 | 0
1 | 26 | 24 | 0 | 0 | 0 | 0 | 0.000101 | 0 | 0 | 0 | 0
1 | 27 | 1 | 0 | 0 | 0 | 0 | 9.3737e-05 | 0 | 0 | 0 | 0
1 | 27 | 2 | 0 | 0 | 0 | 0 | 8.9325e-05 | 0 | 0 | 0 | 0
1 | 27 | 3 | 0 | 0 | 0 | 0 | 8.7007e-05 | 0 | 0 | 0 | 0
1 | 27 | 4 | 0 | 0 | 0 | 0 | 8.5758e-05 | 0 | 0 | 0 | 0
1 | 27 | 5 | 0 | 0 | 0 | 0 | 8.7005e-05 | 0 | 0 | 0 | 0
1 | 27 | 6 | 0 | 0 | 0 | 0 | 9.0271e-05 | 0 | 0 | 0 | 0
1 | 27 | 7 | 0 | 0 | 0 | 0 | 9.6893e-05 | 0 | 0 | 0 | 0
1 | 27 | 8 | 0 | 0 | 0 | 0 | 0.0001026 | 0 | 0 | 0 | 0
1 | 27 | 9 | 0 | 0 | 0 | 0 | 0.00010889 | 0 | 0 | 0 | 0
1 | 27 | 10 | 0 | 0 | 0 | 0 | 0.00011469 | 0 | 0 | 0 | 0
1 | 27 | 11 | 0 | 0 | 0 | 0 | 0.00011673 | 0 | 0 | 0 | 0
1 | 27 | 12 | 0 | 0 | 0 | 0 | 0.00011653 | 0 | 0 | 0 | 0
1 | 27 | 13 | 0 | 0 | 0 | 0 | 0.00011499 | 0 | 0 | 0 | 0
1 | 27 | 14 | 0 | 0 | 0 | 0 | 0.00011337 | 0 | 0 | 0 | 0
1 | 27 | 15 | 0 | 0 | 0 | 0 | 0.00011138 | 0 | 0 | 0 | 0
1 | 27 | 16 | 0 | 0 | 0 | 0 | 0.00011023 | 0 | 0 | 0 | 0
1 | 27 | 17 | 141.5984 | 151.5027 | 151.5027 | 151.5027 | 0.00011215 | 0 | 0 | 0 | 0
1 | 27 | 18 | 141.5984 | 151.5027 | 151.5027 | 151.5027 | 0.0001261 | 0 | 0 | 0 | 0
1 | 27 | 19 | 141.5984 | 151.5027 | 151.5027 | 151.5027 | 0.00013322 | 0 | 0 | 0 | 0
1 | 27 | 20 | 141.5984 | 151.5027 | 151.5027 | 151.5027 | 0.00013246 | 0 | 0 | 0 | 0
1 | 27 | 21 | 141.5984 | 151.5027 | 151.5027 | 151.5027 | 0.00013007 | 0 | 0 | 0 | 0
1 | 27 | 22 | 141.5984 | 151.5027 | 151.5027 | 151.5027 | 0.00012191 | 0 | 0 | 0 | 0
1 | 27 | 23 | 0 | 0 | 0 | 0 | 0.00011014 | 0 | 0 | 0 | 0
1 | 27 | 24 | 0 | 0 | 0 | 0 | 9.947e-05 | 0 | 0 | 0 | 0
1 | 28 | 1 | 0 | 0 | 0 | 0 | 9.3365e-05 | 0 | 0 | 0 | 0
1 | 28 | 2 | 0 | 0 | 0 | 0 | 8.9896e-05 | 0 | 0 | 0 | 0
1 | 28 | 3 | 0 | 0 | 0 | 0 | 8.8464e-05 | 0 | 0 | 0 | 0
1 | 28 | 4 | 0 | 0 | 0 | 0 | 8.8527e-05 | 0 | 0 | 0 | 0
1 | 28 | 5 | 0 | 0 | 0 | 0 | 9.2163e-05 | 0 | 0 | 0 | 0
1 | 28 | 6 | 0 | 0 | 0 | 0 | 0.00010152 | 0 | 0 | 0 | 0
1 | 28 | 7 | 0 | 0 | 0 | 0 | 0.00011775 | 0 | 0 | 0 | 0
1 | 28 | 8 | 0 | 0 | 0 | 0 | 0.0001283 | 0 | 0 | 0 | 0
1 | 28 | 9 | 0 | 0 | 0 | 0 | 0.00013074 | 0 | 0 | 0 | 0
1 | 28 | 10 | 0 | 0 | 0 | 0 | 0.00013405 | 0 | 0 | 0 | 0
1 | 28 | 11 | 0 | 0 | 0 | 0 | 0.00013305 | 0 | 0 | 0 | 0
1 | 28 | 12 | 0 | 0 | 0 | 0 | 0.00013124 | 0 | 0 | 0 | 0
1 | 28 | 13 | 0 | 0 | 0 | 0 | 0.00012777 | 0 | 0 | 0 | 0
1 | 28 | 14 | 0 | 0 | 0 | 0 | 0.00012517 | 0 | 0 | 0 | 0
1 | 28 | 15 | 0 | 0 | 0 | 0 | 0.00012259 | 0 | 0 | 0 | 0
1 | 28 | 16 | 0 | 0 | 0 | 0 | 0.00012155 | 0 | 0 | 0 | 0
1 | 28 | 17 | 141.5984 | 151.5027 | 151.5027 | 151.5027 | 0.00012456 | 0 | 0 | 0 | 0
1 | 28 | 18 | 141.5984 | 151.5027 | 151.5027 | 151.5027 | 0.00013921 | 0 | 0 | 0 | 0
1 | 28 | 19 | 141.5984 | 151.5027 | 151.5027 | 151.5027 | 0.00014553 | 0 | 0 | 0 | 0
1 | 28 | 20 | 141.5984 | 151.5027 | 151.5027 | 151.5027 | 0.00014283 | 0 | 0 | 0 | 0
1 | 28 | 21 | 141.5984 | 151.5027 | 151.5027 | 151.5027 | 0.00013918 | 0 | 0 | 0 | 0
1 | 28 | 22 | 141.5984 | 151.5027 | 151.5027 | 151.5027 | 0.00012905 | 0 | 0 | 0 | 0
1 | 28 | 23 | 0 | 0 | 0 | 0 | 0.00011558 | 0 | 0 | 0 | 0
1 | 28 | 24 | 0 | 0 | 0 | 0 | 0.00010331 | 0 | 0 | 0 | 0
1 | 29 | 1 | 0 | 0 | 0 | 0 | 9.538e-05 | 0 | 0 | 0 | 0
1 | 29 | 2 | 0 | 0 | 0 | 0 | 9.1428e-05 | 0 | 0 | 0 | 0
1 | 29 | 3 | 0 | 0 | 0 | 0 | 8.9853e-05 | 0 | 0 | 0 | 0
1 | 29 | 4 | 0 | 0 | 0 | 0 | 8.9534e-05 | 0 | 0 | 0 | 0
1 | 29 | 5 | 0 | 0 | 0 | 0 | 9.2948e-05 | 0 | 0 | 0 | 0
1 | 29 | 6 | 0 | 0 | 0 | 0 | 0.00010266 | 0 | 0 | 0 | 0
1 | 29 | 7 | 0 | 0 | 0 | 0 | 0.00011953 | 0 | 0 | 0 | 0
1 | 29 | 8 | 0 | 0 | 0 | 0 | 0.00013081 | 0 | 0 | 0 | 0
1 | 29 | 9 | 0 | 0 | 0 | 0 | 0.00013074 | 0 | 0 | 0 | 0
1 | 29 | 10 | 0 | 0 | 0 | 0 | 0.00013182 | 0 | 0 | 0 | 0
1 | 29 | 11 | 0 | 0 | 0 | 0 | 0.00013084 | 0 | 0 | 0 | 0
1 | 29 | 12 | 0 | 0 | 0 | 0 | 0.00012895 | 0 | 0 | 0 | 0
1 | 29 | 13 | 0 | 0 | 0 | 0 | 0.00012602 | 0 | 0 | 0 | 0
1 | 29 | 14 | 0 | 0 | 0 | 0 | 0.00012408 | 0 | 0 | 0 | 0
1 | 29 | 15 | 0 | 0 | 0 | 0 | 0.00012133 | 0 | 0 | 0 | 0
1 | 29 | 16 | 0 | 0 | 0 | 0 | 0.00011988 | 0 | 0 | 0 | 0
1 | 29 | 17 | 141.5984 | 151.5027 | 151.5027 | 151.5027 | 0.00012306 | 0 | 0 | 0 | 0
1 | 29 | 18 | 141.5984 | 151.5027 | 151.5027 | 151.5027 | 0.00013741 | 0 | 0 | 0 | 0
1 | 29 | 19 | 141.5984 | 151.5027 | 151.5027 | 151.5027 | 0.00014277 | 0 | 0 | 0 | 0
1 | 29 | 20 | 141.5984 | 151.5027 | 151.5027 | 151.5027 | 0.00014211 | 0 | 0 | 0 | 0
1 | 29 | 21 | 141.5984 | 151.5027 | 151.5027 | 151.5027 | 0.00013719 | 0 | 0 | 0 | 0
1 | 29 | 22 | 141.5984 | 151.5027 | 151.5027 | 151.5027 | 0.00012722 | 0 | 0 | 0 | 0
1 | 29 | 23 | 0 | 0 | 0 | 0 | 0.00011417 | 0 | 0 | 0 | 0
1 | 29 | 24 | 0 | 0 | 0 | 0 | 0.00010232 | 0 | 0 | 0 | 0
1 | 30 | 1 | 0 | 0 | 0 | 0 | 9.4655e-05 | 0 | 0 | 0 | 0
1 | 30 | 2 | 0 | 0 | 0 | 0 | 9.0219e-05 | 0 | 0 | 0 | 0
1 | 30 | 3 | 0 | 0 | 0 | 0 | 8.8712e-05 | 0 | 0 | 0 | 0
1 | 30 | 4 | 0 | 0 | 0 | 0 | 8.8266e-05 | 0 | 0 | 0 | 0
1 | 30 | 5 | 0 | 0 | 0 | 0 | 9.1623e-05 | 0 | 0 | 0 | 0
1 | 30 | 6 | 0 | 0 | 0 | 0 | 0.00010087 | 0 | 0 | 0 | 0
1 | 30 | 7 | 0 | 0 | 0 | 0 | 0.00011811 | 0 | 0 | 0 | 0
1 | 30 | 8 | 0 | 0 | 0 | 0 | 0.0001291 | 0 | 0 | 0 | 0
1 | 30 | 9 | 0 | 0 | 0 | 0 | 0.00012878 | 0 | 0 | 0 | 0
1 | 30 | 10 | 0 | 0 | 0 | 0 | 0.00012997 | 0 | 0 | 0 | 0
1 | 30 | 11 | 0 | 0 | 0 | 0 | 0.00012946 | 0 | 0 | 0 | 0
1 | 30 | 12 | 0 | 0 | 0 | 0 | 0.00012853 | 0 | 0 | 0 | 0
1 | 30 | 13 | 0 | 0 | 0 | 0 | 0.00012588 | 0 | 0 | 0 | 0
1 | 30 | 14 | 0 | 0 | 0 | 0 | 0.00012325 | 0 | 0 | 0 | 0
1 | 30 | 15 | 0 | 0 | 0 | 0 | 0.0001214 | 0 | 0 | 0 | 0
1 | 30 | 16 | 0 | 0 | 0 | 0 | 0.00012056 | 0 | 0 | 0 | 0
1 | 30 | 17 | 141.5984 | 151.5027 | 151.5027 | 151.5027 | 0.00012229 | 0 | 0 | 0 | 0
1 | 30 | 18 | 141.5984 | 151.5027 | 151.5027 | 151.5027 | 0.00013531 | 0 | 0 | 0 | 0
1 | 30 | 19 | 141.5984 | 151.5027 | 151.5027 | 151.5027 | 0.00014103 | 0 | 0 | 0 | 0
1 | 30 | 20 | 141.5984 | 151.5027 | 151.5027 | 151.5027 | 0.00013858 | 0 | 0 | 0 | 0
1 | 30 | 21 | 141.5984 | 151.5027 | 151.5027 | 151.5027 | 0.00013439 | 0 | 0 | 0 | 0
1 | 30 | 22 | 141.5984 | 151.5027 | 151.5027 | 151.5027 | 0.00012618 | 0 | 0 | 0 | 0
1 | 30 | 23 | 0 | 0 | 0 | 0 | 0.00011298 | 0 | 0 | 0 | 0
1 | 30 | 24 | 0 | 0 | 0 | 0 | 0.00010116 | 0 | 0 | 0 | 0
1 | 31 | 1 | 0 | 0 | 0 | 0 | 9.3935e-05 | 0 | 0 | 0 | 0
1 | 31 | 2 | 0 | 0 | 0 | 0 | 8.9749e-05 | 0 | 0 | 0 | 0
1 | 31 | 3 | 0 | 0 | 0 | 0 | 8.804e-05 | 0 | 0 | 0 | 0
1 | 31 | 4 | 0 | 0 | 0 | 0 | 8.8149e-05 | 0 | 0 | 0 | 0
1 | 31 | 5 | 0 | 0 | 0 | 0 | 9.1783e-05 | 0 | 0 | 0 | 0
1 | 31 | 6 | 0 | 0 | 0 | 0 | 0.00010116 | 0 | 0 | 0 | 0
1 | 31 | 7 | 0 | 0 | 0 | 0 | 0.00011839 | 0 | 0 | 0 | 0
1 | 31 | 8 | 0 | 0 | 0 | 0 | 0.00013011 | 0 | 0 | 0 | 0
1 | 31 | 9 | 0 | 0 | 0 | 0 | 0.00012978 | 0 | 0 | 0 | 0
1 | 31 | 10 | 0 | 0 | 0 | 0 | 0.00013121 | 0 | 0 | 0 | 0
1 | 31 | 11 | 0 | 0 | 0 | 0 | 0.00013055 | 0 | 0 | 0 | 0
1 | 31 | 12 | 0 | 0 | 0 | 0 | 0.0001288 | 0 | 0 | 0 | 0
1 | 31 | 13 | 0 | 0 | 0 | 0 | 0.00012573 | 0 | 0 | 0 | 0
1 | 31 | 14 | 0 | 0 | 0 | 0 | 0.00012294 | 0 | 0 | 0 | 0
1 | 31 | 15 | 0 | 0 | 0 | 0 | 0.00012066 | 0 | 0 | 0 | 0
1 | 31 | 16 | 0 | 0 | 0 | 0 | 0.00011914 | 0 | 0 | 0 | 0
1 | 31 | 17 | 141.5984 | 151.5027 | 151.5027 | 151.5027 | 0.00012229 | 0 | 0 | 0 | 0
1 | 31 | 18 | 141.5984 | 151.5027 | 151.5027 | 151.5027 | 0.00013429 | 0 | 0 | 0 | 0
1 | 31 | 19 | 141.5984 | 151.5027 | 151.5027 | 151.5027 | 0.00014134 | 0 | 0 | 0 | 0
1 | 31 | 20 | 141.5984 | 151.5027 | 151.5027 | 151.5027 | 0.00014014 | 0 | 0 | 0 | 0
1 | 31 | 21 | 141.5984 | 151.5027 | 151.5027 | 151.5027 | 0.00013586 | 0 | 0 | 0 | 0
1 | 31 | 22 | 141.5984 | 151.5027 | 151.5027 | 151.5027 | 0.00012638 | 0 | 0 | 0 | 0
1 | 31 | 23 | 0 | 0 | 0 | 0 | 0.0001135 | 0 | 0 | 0 | 0
1 | 31 | 24 | 0 | 0 | 0 | 0 | 0.00010156 | 0 | 0 | 0 | 0
2 | 1 | 1 | 0 | 0 | 0 | 0 | 9.4418e-05 | 0 | 0 | 0 | 0
2 | 1 | 2 | 0 | 0 | 0 | 0 | 9.0502e-05 | 0 | 0 | 0 | 0
2 | 1 | 3 | 0 | 0 | 0 | 0 | 8.8907e-05 | 0 | 0 | 0 | 0
2 | 1 | 4 | 0 | 0 | 0 | 0 | 8.8599e-05 | 0 | 0 | 0 | 0
2 | 1 | 5 | 0 | 0 | 0 | 0 | 9.1861e-05 | 0 | 0 | 0 | 0
2 | 1 | 6 | 0 | 0 | 0 | 0 | 0.00010121 | 0 | 0 | 0 | 0
2 | 1 | 7 | 0 | 0 | 0 | 0 | 0.00011781 | 0 | 0 | 0 | 0
2 | 1 | 8 | 0 | 0 | 0 | 0 | 0.0001286 | 0 | 0 | 0 | 0
2 | 1 | 9 | 0 | 0 | 0 | 0 | 0.00013045 | 0 | 0 | 0 | 0
2 | 1 | 10 | 0 | 0 | 0 | 0 | 0.00013271 | 0 | 0 | 0 | 0
2 | 1 | 11 | 0 | 0 | 0 | 0 | 0.00013272 | 0 | 0 | 0 | 0
2 | 1 | 12 | 0 | 0 | 0 | 0 | 0.00013156 | 0 | 0 | 0 | 0
2 | 1 | 13 | 0 | 0 | 0 | 0 | 0.00012977 | 0 | 0 | 0 | 0
2 | 1 | 14 | 0 | 0 | 0 | 0 | 0.00012745 | 0 | 0 | 0 | 0
2 | 1 | 15 | 0 | 0 | 0 | 0 | 0.00012476 | 0 | 0 | 0 | 0
2 | 1 | 16 | 0 | 0 | 0 | 0 | 0.00012288 | 0 | 0 | 0 | 0
2 | 1 | 17 | 141.5984 | 151.5027 | 151.5027 | 151.5027 | 0.00012298 | 0 | 0 | 0 | 0
2 | 1 | 18 | 141.5984 | 151.5027 | 151.5027 | 151.5027 | 0.00012818 | 0 | 0 | 0 | 0
2 | 1 | 19 | 141.5984 | 151.5027 | 151.5027 | 151.5027 | 0.00013577 | 0 | 0 | 0 | 0
2 | 1 | 20 | 141.5984 | 151.5027 | 151.5027 | 151.5027 | 0.0001347 | 0 | 0 | 0 | 0
2 | 1 | 21 | 141.5984 | 151.5027 | 151.5027 | 151.5027 | 0.00013015 | 0 | 0 | 0 | 0
2 | 1 | 22 | 141.5984 | 151.5027 | 151.5027 | 151.5027 | 0.00012307 | 0 | 0 | 0 | 0
2 | 1 | 23 | 0 | 0 | 0 | 0 | 0.00011257 | 0 | 0 | 0 | 0
2 | 1 | 24 | 0 | 0 | 0 | 0 | 0.00010249 | 0 | 0 | 0 | 0
2 | 2 | 1 | 0 | 0 | 0 | 0 | 9.4845e-05 | 0 | 0 | 0 | 0
2 | 2 | 2 | 0 | 0 | 0 | 0 | 9.0264e-05 | 0 | 0 | 0 | 0
2 | 2 | 3 | 0 | 0 | 0 | 0 | 8.7891e-05 | 0 | 0 | 0 | 0
2 | 2 | 4 | 0 | 0 | 0 | 0 | 8.6785e-05 | 0 | 0 | 0 | 0
2 | 2 | 5 | 0 | 0 | 0 | 0 | 8.8374e-05 | 0 | 0 | 0 | 0
2 | 2 | 6 | 0 | 0 | 0 | 0 | 9.2712e-05 | 0 | 0 | 0 | 0
2 | 2 | 7 | 0 | 0 | 0 | 0 | 9.9852e-05 | 0 | 0 | 0 | 0
2 | 2 | 8 | 0 | 0 | 0 | 0 | 0.00010673 | 0 | 0 | 0 | 0
2 | 2 | 9 | 0 | 0 | 0 | 0 | 0.00011413 | 0 | 0 | 0 | 0
2 | 2 | 10 | 0 | 0 | 0 | 0 | 0.00011836 | 0 | 0 | 0 | 0
2 | 2 | 11 | 0 | 0 | 0 | 0 | 0.00011962 | 0 | 0 | 0 | 0
2 | 2 | 12 | 0 | 0 | 0 | 0 | 0.00011848 | 0 | 0 | 0 | 0
2 | 2 | 13 | 0 | 0 | 0 | 0 | 0.00011651 | 0 | 0 | 0 | 0
2 | 2 | 14 | 0 | 0 | 0 | 0 | 0.00011379 | 0 | 0 | 0 | 0
2 | 2 | 15 | 0 | 0 | 0 | 0 | 0.00011059 | 0 | 0 | 0 | 0
2 | 2 | 16 | 0 | 0 | 0 | 0 | 0.00010966 | 0 | 0 | 0 | 0
2 | 2 | 17 | 141.5984 | 151.5027 | 151.5027 | 151.5027 | 0.00011086 | 0 | 0 | 0 | 0
2 | 2 | 18 | 141.5984 | 151.5027 | 151.5027 | 151.5027 | 0.00011809 | 0 | 0 | 0 | 0
2 | 2 | 19 | 141.5984 | 151.5027 | 151.5027 | 151.5027 | 0.00012907 | 0 | 0 | 0 | 0
2 | 2 | 20 | 141.5984 | 151.5027 | 151.5027 | 151.5027 | 0.00012877 | 0 | 0 | 0 | 0
2 | 2 | 21 | 141.5984 | 151.5027 | 151.5027 | 151.5027 | 0.00012549 | 0 | 0 | 0 | 0
2 | 2 | 22 | 141.5984 | 151.5027 | 151.5027 | 151.5027 | 0.00011931 | 0 | 0 | 0 | 0
2 | 2 | 23 | 0 | 0 | 0 | 0 | 0.00011047 | 0 | 0 | 0 | 0
2 | 2 | 24 | 0 | 0 | 0 | 0 | 0.000101 | 0 | 0 | 0 | 0
2 | 3 | 1 | 0 | 0 | 0 | 0 | 9.3771e-05 | 0 | 0 | 0 | 0
2 | 3 | 2 | 0 | 0 | 0 | 0 | 8.9505e-05 | 0 | 0 | 0 | 0
2 | 3 | 3 | 0 | 0 | 0 | 0 | 8.7212e-05 | 0 | 0 | 0 | 0
2 | 3 | 4 | 0 | 0 | 0 | 0 | 8.5963e-05 | 0 | 0 | 0 | 0
2 | 3 | 5 | 0 | 0 | 0 | 0 | 8.7071e-05 | 0 | 0 | 0 | 0
2 | 3 | 6 | 0 | 0 | 0 | 0 | 9.0512e-05 | 0 | 0 | 0 | 0
2 | 3 | 7 | 0 | 0 | 0 | 0 | 9.6323e-05 | 0 | 0 | 0 | 0
2 | 3 | 8 | 0 | 0 | 0 | 0 | 0.00010178 | 0 | 0 | 0 | 0
2 | 3 | 9 | 0 | 0 | 0 | 0 | 0.00010836 | 0 | 0 | 0 | 0
2 | 3 | 10 | 0 | 0 | 0 | 0 | 0.00011275 | 0 | 0 | 0 | 0
2 | 3 | 11 | 0 | 0 | 0 | 0 | 0.00011451 | 0 | 0 | 0 | 0
2 | 3 | 12 | 0 | 0 | 0 | 0 | 0.00011375 | 0 | 0 | 0 | 0
2 | 3 | 13 | 0 | 0 | 0 | 0 | 0.00011249 | 0 | 0 | 0 | 0
2 | 3 | 14 | 0 | 0 | 0 | 0 | 0.00010985 | 0 | 0 | 0 | 0
2 | 3 | 15 | 0 | 0 | 0 | 0 | 0.00010796 | 0 | 0 | 0 | 0
2 | 3 | 16 | 0 | 0 | 0 | 0 | 0.00010723 | 0 | 0 | 0 | 0
2 | 3 | 17 | 141.5984 | 151.5027 | 151.5027 | 151.5027 | 0.00011011 | 0 | 0 | 0 | 0
2 | 3 | 18 | 141.5984 | 151.5027 | 151.5027 | 151.5027 | 0.00011906 | 0 | 0 | 0 | 0
2 | 3 | 19 | 141.5984 | 151.5027 | 151.5027 | 151.5027 | 0.00013183 | 0 | 0 | 0 | 0
2 | 3 | 20 | 141.5984 | 151.5027 | 151.5027 | 151.5027 | 0.00013181 | 0 | 0 | 0 | 0
2 | 3 | 21 | 141.5984 | 151.5027 | 151.5027 | 151.5027 | 0.00012837 | 0 | 0 | 0 | 0
2 | 3 | 22 | 141.5984 | 151.5027 | 151.5027 | 151.5027 | 0.00012098 | 0 | 0 | 0 | 0
2 | 3 | 23 | 0 | 0 | 0 | 0 | 0.00010989 | 0 | 0 | 0 | 0
2 | 3 | 24 | 0 | 0 | 0 | 0 | 9.9133e-05 | 0 | 0 | 0 | 0
2 | 4 | 1 | 0 | 0 | 0 | 0 | 9.1969e-05 | 0 | 0 | 0 | 0
2 | 4 | 2 | 0 | 0 | 0 | 0 | 8.8612e-05 | 0 | 0 | 0 | 0
2 | 4 | 3 | 0 | 0 | 0 | 0 | 8.7389e-05 | 0 | 0 | 0 | 0
2 | 4 | 4 | 0 | 0 | 0 | 0 | 8.7404e-05 | 0 | 0 | 0 | 0
2 | 4 | 5 | 0 | 0 | 0 | 0 | 9.0688e-05 | 0 | 0 | 0 | 0
2 | 4 | 6 | 0 | 0 | 0 | 0 | 9.9596e-05 | 0 | 0 | 0 | 0
2 | 4 | 7 | 0 | 0 | 0 | 0 | 0.00011493 | 0 | 0 | 0 | 0
2 | 4 | 8 | 0 | 0 | 0 | 0 | 0.00012494 | 0 | 0 | 0 | 0
2 | 4 | 9 | 0 | 0 | 0 | 0 | 0.00012852 | 0 | 0 | 0 | 0
2 | 4 | 10 | 0 | 0 | 0 | 0 | 0.00013185 | 0 | 0 | 0 | 0
2 | 4 | 11 | 0 | 0 | 0 | 0 | 0.00013329 | 0 | 0 | 0 | 0
2 | 4 | 12 | 0 | 0 | 0 | 0 | 0.00013154 | 0 | 0 | 0 | 0
2 | 4 | 13 | 0 | 0 | 0 | 0 | 0.00012938 | 0 | 0 | 0 | 0
2 | 4 | 14 | 0 | 0 | 0 | 0 | 0.00012666 | 0 | 0 | 0 | 0
2 | 4 | 15 | 0 | 0 | 0 | 0 | 0.00012382 | 0 | 0 | 0 | 0
2 | 4 | 16 | 0 | 0 | 0 | 0 | 0.00012185 | 0 | 0 | 0 | 0
2 | 4 | 17 | 141.5984 | 151.5027 | 151.5027 | 151.5027 | 0.00012277 | 0 | 0 | 0 | 0
2 | 4 | 18 | 141.5984 | 151.5027 | 151.5027 | 151.5027 | 0.00013145 | 0 | 0 | 0 | 0
2 | 4 | 19 | 141.5984 | 151.5027 | 151.5027 | 151.5027 | 0.00014304 | 0 | 0 | 0 | 0
2 | 4 | 20 | 141.5984 | 151.5027 | 151.5027 | 151.5027 | 0.00014218 | 0 | 0 | 0 | 0
2 | 4 | 21 | 141.5984 | 151.5027 | 151.5027 | 151.5027 | 0.00013738 | 0 | 0 | 0 | 0
2 | 4 | 22 | 141.5984 | 151.5027 | 151.5027 | 151.5027 | 0.00012701 | 0 | 0 | 0 | 0
2 | 4 | 23 | 0 | 0 | 0 | 0 | 0.00011433 | 0 | 0 | 0 | 0
2 | 4 | 24 | 0 | 0 | 0 | 0 | 0.00010195 | 0 | 0 | 0 | 0
2 | 5 | 1 | 0 | 0 | 0 | 0 | 9.4623e-05 | 0 | 0 | 0 | 0
2 | 5 | 2 | 0 | 0 | 0 | 0 | 9.0914e-05 | 0 | 0 | 0 | 0
2 | 5 | 3 | 0 | 0 | 0 | 0 | 8.9128e-05 | 0 | 0 | 0 | 0
2 | 5 | 4 | 0 | 0 | 0 | 0 | 8.9035e-05 | 0 | 0 | 0 | 0
2 | 5 | 5 | 0 | 0 | 0 | 0 | 9.244e-05 | 0 | 0 | 0 | 0
2 | 5 | 6 | 0 | 0 | 0 | 0 | 0.00010227 | 0 | 0 | 0 | 0
2 | 5 | 7 | 0 | 0 | 0 | 0 | 0.00012015 | 0 | 0 | 0 | 0
2 | 5 | 8 | 0 | 0 | 0 | 0 | 0.0001306 | 0 | 0 | 0 | 0
2 | 5 | 9 | 0 | 0 | 0 | 0 | 0.00013165 | 0 | 0 | 0 | 0
2 | 5 | 10 | 0 | 0 | 0 | 0 | 0.00013342 | 0 | 0 | 0 | 0
2 | 5 | 11 | 0 | 0 | 0 | 0 | 0.00013309 | 0 | 0 | 0 | 0
2 | 5 | 12 | 0 | 0 | 0 | 0 | 0.00013173 | 0 | 0 | 0 | 0
2 | 5 | 13 | 0 | 0 | 0 | 0 | 0.00012922 | 0 | 0 | 0 | 0
2 | 5 | 14 | 0 | 0 | 0 | 0 | 0.00012643 | 0 | 0 | 0 | 0
2 | 5 | 15 | 0 | 0 | 0 | 0 | 0.00012447 | 0 | 0 | 0 | 0
2 | 5 | 16 | 0 | 0 | 0 | 0 | 0.00012219 | 0 | 0 | 0 | 0
2 | 5 | 17 | 141.5984 | 151.5027 | 151.5027 | 151.5027 | 0.00012326 | 0 | 0 | 0 | 0
2 | 5 | 18 | 141.5984 | 151.5027 | 151.5027 | 151.5027 | 0.00013187 | 0 | 0 | 0 | 0
2 | 5 | 19 | 141.5984 | 151.5027 | 151.5027 | 151.5027 | 0.00014138 | 0 | 0 | 0 | 0
2 | 5 | 20 | 141.5984 | 151.5027 | 151.5027 | 151.5027 | 0.00014182 | 0 | 0 | 0 | 0
2 | 5 | 21 | 141.5984 | 151.5027 | 151.5027 | 151.5027 | 0.00013818 | 0 | 0 | 0 | 0
2 | 5 | 22 | 141.5984 | 151.5027 | 151.5027 | 151.5027 | 0.00012741 | 0 | 0 | 0 | 0
2 | 5 | 23 | 0 | 0 | 0 | 0 | 0.00011467 | 0 | 0 | 0 | 0
2 | 5 | 24 | 0 | 0 | 0 | 0 | 0.00010257 | 0 | 0 | 0 | 0
2 | 6 | 1 | 0 | 0 | 0 | 0 | 9.4739e-05 | 0 | 0 | 0 | 0
2 | 6 | 2 | 0 | 0 | 0 | 0 | 9.1009e-05 | 0 | 0 | 0 | 0
2 | 6 | 3 | 0 | 0 | 0 | 0 | 8.9375e-05 | 0 | 0 | 0 | 0
2 | 6 | 4 | 0 | 0 | 0 | 0 | 8.9068e-05 | 0 | 0 | 0 | 0
2 | 6 | 5 | 0 | 0 | 0 | 0 | 9.2435e-05 | 0 | 0 | 0 | 0
2 | 6 | 6 | 0 | 0 | 0 | 0 | 0.00010223 | 0 | 0 | 0 | 0
2 | 6 | 7 | 0 | 0 | 0 | 0 | 0.00011948 | 0 | 0 | 0 | 0
2 | 6 | 8 | 0 | 0 | 0 | 0 | 0.00012992 | 0 | 0 | 0 | 0
2 | 6 | 9 | 0 | 0 | 0 | 0 | 0.00013121 | 0 | 0 | 0 | 0
2 | 6 | 10 | 0 | 0 | 0 | 0 | 0.00013267 | 0 | 0 | 0 | 0
2 | 6 | 11 | 0 | 0 | 0 | 0 | 0.00013215 | 0 | 0 | 0 | 0
2 | 6 | 12 | 0 | 0 | 0 | 0 | 0.00013105 | 0 | 0 | 0 | 0
2 | 6 | 13 | 0 | 0 | 0 | 0 | 0.00012949 | 0 | 0 | 0 | 0
2 | 6 | 14 | 0 | 0 | 0 | 0 | 0.00012627 | 0 | 0 | 0 | 0
2 | 6 | 15 | 0 | 0 | 0 | 0 | 0.00012437 | 0 | 0 | 0 | 0
2 | 6 | 16 | 0 | 0 | 0 | 0 | 0.00012239 | 0 | 0 | 0 | 0
2 | 6 | 17 | 141.5984 | 151.5027 | 151.5027 | 151.5027 | 0.00012321 | 0 | 0 | 0 | 0
2 | 6 | 18 | 141.5984 | 151.5027 | 151.5027 | 151.5027 | 0.00013013 | 0 | 0 | 0 | 0
2 | 6 | 19 | 141.5984 | 151.5027 | 151.5027 | 151.5027 | 0.00014141 | 0 | 0 | 0 | 0
2 | 6 | 20 | 141.5984 | 151.5027 | 151.5027 | 151.5027 | 0.0001409 | 0 | 0 | 0 | 0
2 | 6 | 21 | 141.5984 | 151.5027 | 151.5027 | 151.5027 | 0.00013699 | 0 | 0 | 0 | 0
2 | 6 | 22 | 141.5984 | 151.5027 | 151.5027 | 151.5027 | 0.00012723 | 0 | 0 | 0 | 0
2 | 6 | 23 | 0 | 0 | 0 | 0 | 0.00011462 | 0 | 0 | 0 | 0
2 | 6 | 24 | 0 | 0 | 0 | 0 | 0.00010278 | 0 | 0 | 0 | 0
2 | 7 | 1 | 0 | 0 | 0 | 0 | 9.4816e-05 | 0 | 0 | 0 | 0
2 | 7 | 2 | 0 | 0 | 0 | 0 | 9.0736e-05 | 0 | 0 | 0 | 0
2 | 7 | 3 | 0 | 0 | 0 | 0 | 8.9171e-05 | 0 | 0 | 0 | 0
2 | 7 | 4 | 0 | 0 | 0 | 0 | 8.8838e-05 | 0 | 0 | 0 | 0
2 | 7 | 5 | 0 | 0 | 0 | 0 | 9.2544e-05 | 0 | 0 | 0 | 0
2 | 7 | 6 | 0 | 0 | 0 | 0 | 0.00010239 | 0 | 0 | 0 | 0
2 | 7 | 7 | 0 | 0 | 0 | 0 | 0.00012022 | 0 | 0 | 0 | 0
2 | 7 | 8 | 0 | 0 | 0 | 0 | 0.00013008 | 0 | 0 | 0 | 0
2 | 7 | 9 | 0 | 0 | 0 | 0 | 0.00013179 | 0 | 0 | 0 | 0
2 | 7 | 10 | 0 | 0 | 0 | 0 | 0.00013428 | 0 | 0 | 0 | 0
2 | 7 | 11 | 0 | 0 | 0 | 0 | 0.00013428 | 0 | 0 | 0 | 0
2 | 7 | 12 | 0 | 0 | 0 | 0 | 0.00013302 | 0 | 0 | 0 | 0
2 | 7 | 13 | 0 | 0 | 0 | 0 | 0.00013127 | 0 | 0 | 0 | 0
2 | 7 | 14 | 0 | 0 | 0 | 0 | 0.00012881 | 0 | 0 | 0 | 0
2 | 7 | 15 | 0 | 0 | 0 | 0 | 0.00012638 | 0 | 0 | 0 | 0
2 | 7 | 16 | 0 | 0 | 0 | 0 | 0.00012383 | 0 | 0 | 0 | 0
2 | 7 | 17 | 141.5984 | 151.5027 | 151.5027 | 151.5027 | 0.00012402 | 0 | 0 | 0 | 0
2 | 7 | 18 | 141.5984 | 151.5027 | 151.5027 | 151.5027 | 0.00013006 | 0 | 0 | 0 | 0
2 | 7 | 19 | 141.5984 | 151.5027 | 151.5027 | 151.5027 | 0.0001403 | 0 | 0 | 0 | 0
2 | 7 | 20 | 141.5984 | 151.5027 | 151.5027 | 151.5027 | 0.00014038 | 0 | 0 | 0 | 0
2 | 7 | 21 | 141.5984 | 151.5027 | 151.5027 | 151.5027 | 0.00013615 | 0 | 0 | 0 | 0
2 | 7 | 22 | 141.5984 | 151.5027 | 151.5027 | 151.5027 | 0.00012651 | 0 | 0 | 0 | 0
2 | 7 | 23 | 0 | 0 | 0 | 0 | 0.00011425 | 0 | 0 | 0 | 0
2 | 7 | 24 | 0 | 0 | 0 | 0 | 0.0001024 | 0 | 0 | 0 | 0
2 | 8 | 1 | 0 | 0 | 0 | 0 | 9.4418e-05 | 0 | 0 | 0 | 0
2 | 8 | 2 | 0 | 0 | 0 | 0 | 9.0502e-05 | 0 | 0 | 0 | 0
2 | 8 | 3 | 0 | 0 | 0 | 0 | 8.8907e-05 | 0 | 0 | 0 | 0
2 | 8 | 4 | 0 | 0 | 0 | 0 | 8.8599e-05 | 0 | 0 | 0 | 0
2 | 8 | 5 | 0 | 0 | 0 | 0 | 9.1861e-05 | 0 | 0 | 0 | 0
2 | 8 | 6 | 0 | 0 | 0 | 0 | 0.00010121 | 0 | 0 | 0 | 0
2 | 8 | 7 | 0 | 0 | 0 | 0 | 0.00011781 | 0 | 0 | 0 | 0
2 | 8 | 8 | 0 | 0 | 0 | 0 | 0.0001286 | 0 | 0 | 0 | 0
2 | 8 | 9 | 0 | 0 | 0 | 0 | 0.00013045 | 0 | 0 | 0 | 0
2 | 8 | 10 | 0 | 0 | 0 | 0 | 0.00013271 | 0 | 0 | 0 | 0
2 | 8 | 11 | 0 | 0 | 0 | 0 | 0.00013272 | 0 | 0 | 0 | 0
2 | 8 | 12 | 0 | 0 | 0 | 0 | 0.00013156 | 0 | 0 | 0 | 0
2 | 8 | 13 | 0 | 0 | 0 | 0 | 0.00012977 | 0 | 0 | 0 | 0
2 | 8 | 14 | 0 | 0 | 0 | 0 | 0.00012745 | 0 | 0 | 0 | 0
2 | 8 | 15 | 0 | 0 | 0 | 0 | 0.00012476 | 0 | 0 | 0 | 0
2 | 8 | 16 | 0 | 0 | 0 | 0 | 0.00012288 | 0 | 0 | 0 | 0
2 | 8 | 17 | 141.5984 | 151.5027 | 151.5027 | 151.5027 | 0.00012298 | 0 | 0 | 0 | 0
2 | 8 | 18 | 141.5984 | 151.5027 | 151.5027 | 151.5027 | 0.00012818 | 0 | 0 | 0 | 0
2 | 8 | 19 | 141.5984 | 151.5027 | 151.5027 | 151.5027 | 0.00013577 | 0 | 0 | 0 | 0
2 | 8 | 20 | 141.5984 | 151.5027 | 151.5027 | 151.5027 | 0.0001347 | 0 | 0 | 0 | 0
2 | 8 | 21 | 141.5984 | 151.5027 | 151.5027 | 151.5027 | 0.00013015 | 0 | 0 | 0 | 0
2 | 8 | 22 | 141.5984 | 151.5027 | 151.5027 | 151.5027 | 0.00012307 | 0 | 0 | 0 | 0
2 | 8 | 23 | 0 | 0 | 0 | 0 | 0.00011257 | 0 | 0 | 0 | 0
2 | 8 | 24 | 0 | 0 | 0 | 0 | 0.00010249 | 0 | 0 | 0 | 0
2 | 9 | 1 | 0 | 0 | 0 | 0 | 9.4845e-05 | 0 | 0 | 0 | 0
2 | 9 | 2 | 0 | 0 | 0 | 0 | 9.0264e-05 | 0 | 0 | 0 | 0
2 | 9 | 3 | 0 | 0 | 0 | 0 | 8.7891e-05 | 0 | 0 | 0 | 0
2 | 9 | 4 | 0 | 0 | 0 | 0 | 8.6785e-05 | 0 | 0 | 0 | 0
2 | 9 | 5 | 0 | 0 | 0 | 0 | 8.8374e-05 | 0 | 0 | 0 | 0
2 | 9 | 6 | 0 | 0 | 0 | 0 | 9.2712e-05 | 0 | 0 | 0 | 0
2 | 9 | 7 | 0 | 0 | 0 | 0 | 9.9852e-05 | 0 | 0 | 0 | 0
2 | 9 | 8 | 0 | 0 | 0 | 0 | 0.00010673 | 0 | 0 | 0 | 0
2 | 9 | 9 | 0 | 0 | 0 | 0 | 0.00011413 | 0 | 0 | 0 | 0
2 | 9 | 10 | 0 | 0 | 0 | 0 | 0.00011836 | 0 | 0 | 0 | 0
2 | 9 | 11 | 0 | 0 | 0 | 0 | 0.00011962 | 0 | 0 | 0 | 0
2 | 9 | 12 | 0 | 0 | 0 | 0 | 0.00011848 | 0 | 0 | 0 | 0
2 | 9 | 13 | 0 | 0 | 0 | 0 | 0.00011651 | 0 | 0 | 0 | 0
2 | 9 | 14 | 0 | 0 | 0 | 0 | 0.00011379 | 0 | 0 | 0 | 0
2 | 9 | 15 | 0 | 0 | 0 | 0 | 0.00011059 | 0 | 0 | 0 | 0
2 | 9 | 16 | 0 | 0 | 0 | 0 | 0.00010966 | 0 | 0 | 0 | 0
2 | 9 | 17 | 141.5984 | 151.5027 | 151.5027 | 151.5027 | 0.00011086 | 0 | 0 | 0 | 0
2 | 9 | 18 | 141.5984 | 151.5027 | 151.5027 | 151.5027 | 0.00011809 | 0 | 0 | 0 | 0
2 | 9 | 19 | 141.5984 | 151.5027 | 151.5027 | 151.5027 | 0.00012907 | 0 | 0 | 0 | 0
2 | 9 | 20 | 141.5984 | 151.5027 | 151.5027 | 151.5027 | 0.00012877 | 0 | 0 | 0 | 0
2 | 9 | 21 | 141.5984 | 151.5027 | 151.5027 | 151.5027 | 0.00012549 | 0 | 0 | 0 | 0
2 | 9 | 22 | 141.5984 | 151.5027 | 151.5027 | 151.5027 | 0.00011931 | 0 | 0 | 0 | 0
2 | 9 | 23 | 0 | 0 | 0 | 0 | 0.00011047 | 0 | 0 | 0 | 0
2 | 9 | 24 | 0 | 0 | 0 | 0 | 0.000101 | 0 | 0 | 0 | 0
2 | 10 | 1 | 0 | 0 | 0 | 0 | 9.3771e-05 | 0 | 0 | 0 | 0
2 | 10 | 2 | 0 | 0 | 0 | 0 | 8.9505e-05 | 0 | 0 | 0 | 0
2 | 10 | 3 | 0 | 0 | 0 | 0 | 8.7212e-05 | 0 | 0 | 0 | 0
2 | 10 | 4 | 0 | 0 | 0 | 0 | 8.5963e-05 | 0 | 0 | 0 | 0
2 | 10 | 5 | 0 | 0 | 0 | 0 | 8.7071e-05 | 0 | 0 | 0 | 0
2 | 10 | 6 | 0 | 0 | 0 | 0 | 9.0512e-05 | 0 | 0 | 0 | 0
2 | 10 | 7 | 0 | 0 | 0 | 0 | 9.6323e-05 | 0 | 0 | 0 | 0
2 | 10 | 8 | 0 | 0 | 0 | 0 | 0.00010178 | 0 | 0 | 0 | 0
2 | 10 | 9 | 0 | 0 | 0 | 0 | 0.00010836 | 0 | 0 | 0 | 0
2 | 10 | 10 | 0 | 0 | 0 | 0 | 0.00011275 | 0 | 0 | 0 | 0
2 | 10 | 11 | 0 | 0 | 0 | 0 | 0.00011451 | 0 | 0 | 0 | 0
2 | 10 | 12 | 0 | 0 | 0 | 0 | 0.00011375 | 0 | 0 | 0 | 0
2 | 10 | 13 | 0 | 0 | 0 | 0 | 0.00011249 | 0 | 0 | 0 | 0
2 | 10 | 14 | 0 | 0 | 0 | 0 | 0.00010985 | 0 | 0 | 0 | 0
2 | 10 | 15 | 0 | 0 | 0 | 0 | 0.00010796 | 0 | 0 | 0 | 0
2 | 10 | 16 | 0 | 0 | 0 | 0 | 0.00010723 | 0 | 0 | 0 | 0
2 | 10 | 17 | 141.5984 | 151.5027 | 151.5027 | 151.5027 | 0.00011011 | 0 | 0 | 0 | 0
2 | 10 | 18 | 141.5984 | 151.5027 | 151.5027 | 151.5027 | 0.00011906 | 0 | 0 | 0 | 0
2 | 10 | 19 | 141.5984 | 151.5027 | 151.5027 | 151.5027 | 0.00013183 | 0 | 0 | 0 | 0
2 | 10 | 20 | 141.5984 | 151.5027 | 151.5027 | 151.5027 | 0.00013181 | 0 | 0 | 0 | 0
2 | 10 | 21 | 141.5984 | 151.5027 | 151.5027 | 151.5027 | 0.00012837 | 0 | 0 | 0 | 0
2 | 10 | 22 | 141.5984 | 151.5027 | 151.5027 | 151.5027 | 0.00012098 | 0 | 0 | 0 | 0
2 | 10 | 23 | 0 | 0 | 0 | 0 | 0.00010989 | 0 | 0 | 0 | 0
2 | 10 | 24 | 0 | 0 | 0 | 0 | 9.9133e-05 | 0 | 0 | 0 | 0
2 | 11 | 1 | 0 | 0 | 0 | 0 | 9.1969e-05 | 0 | 0 | 0 | 0
2 | 11 | 2 | 0 | 0 | 0 | 0 | 8.8612e-05 | 0 | 0 | 0 | 0
2 | 11 | 3 | 0 | 0 | 0 | 0 | 8.7389e-05 | 0 | 0 | 0 | 0
2 | 11 | 4 | 0 | 0 | 0 | 0 | 8.7404e-05 | 0 | 0 | 0 | 0
2 | 11 | 5 | 0 | 0 | 0 | 0 | 9.0688e-05 | 0 | 0 | 0 | 0
2 | 11 | 6 | 0 | 0 | 0 | 0 | 9.9596e-05 | 0 | 0 | 0 | 0
2 | 11 | 7 | 0 | 0 | 0 | 0 | 0.00011493 | 0 | 0 | 0 | 0
2 | 11 | 8 | 0 | 0 | 0 | 0 | 0.00012494 | 0 | 0 | 0 | 0
2 | 11 | 9 | 0 | 0 | 0 | 0 | 0.00012852 | 0 | 0 | 0 | 0
2 | 11 | 10 | 0 | 0 | 0 | 0 | 0.00013185 | 0 | 0 | 0 | 0
2 | 11 | 11 | 0 | 0 | 0 | 0 | 0.00013329 | 0 | 0 | 0 | 0
2 | 11 | 12 | 0 | 0 | 0 | 0 | 0.00013154 | 0 | 0 | 0 | 0
2 | 11 | 13 | 0 | 0 | 0 | 0 | 0.00012938 | 0 | 0 | 0 | 0
2 | 11 | 14 | 0 | 0 | 0 | 0 | 0.00012666 | 0 | 0 | 0 | 0
2 | 11 | 15 | 0 | 0 | 0 | 0 | 0.00012382 | 0 | 0 | 0 | 0
2 | 11 | 16 | 0 | 0 | 0 | 0 | 0.00012185 | 0 | 0 | 0 | 0
2 | 11 | 17 | 141.5984 | 151.5027 | 151.5027 | 151.5027 | 0.00012277 | 0 | 0 | 0 | 0
2 | 11 | 18 | 141.5984 | 151.5027 | 151.5027 | 151.5027 | 0.00013145 | 0 | 0 | 0 | 0
2 | 11 | 19 | 141.5984 | 151.5027 | 151.5027 | 151.5027 | 0.00014304 | 0 | 0 | 0 | 0
2 | 11 | 20 | 141.5984 | 151.5027 | 151.5027 | 151.5027 | 0.00014218 | 0 | 0 | 0 | 0
2 | 11 | 21 | 141.5984 | 151.5027 | 151.5027 | 151.5027 | 0.00013738 | 0 | 0 | 0 | 0
2 | 11 | 22 | 141.5984 | 151.5027 | 151.5027 | 151.5027 | 0.00012701 | 0 | 0 | 0 | 0
2 | 11 | 23 | 0 | 0 | 0 | 0 | 0.00011433 | 0 | 0 | 0 | 0
2 | 11 | 24 | 0 | 0 | 0 | 0 | 0.00010195 | 0 | 0 | 0 | 0
2 | 12 | 1 | 0 | 0 | 0 | 0 | 9.4623e-05 | 0 | 0 | 0 | 0
2 | 12 | 2 | 0 | 0 | 0 | 0 | 9.0914e-05 | 0 | 0 | 0 | 0
2 | 12 | 3 | 0 | 0 | 0 | 0 | 8.9128e-05 | 0 | 0 | 0 | 0
2 | 12 | 4 | 0 | 0 | 0 | 0 | 8.9035e-05 | 0 | 0 | 0 | 0
2 | 12 | 5 | 0 | 0 | 0 | 0 | 9.244e-05 | 0 | 0 | 0 | 0
2 | 12 | 6 | 0 | 0 | 0 | 0 | 0.00010227 | 0 | 0 | 0 | 0
2 | 12 | 7 | 0 | 0 | 0 | 0 | 0.00012015 | 0 | 0 | 0 | 0
2 | 12 | 8 | 0 | 0 | 0 | 0 | 0.0001306 | 0 | 0 | 0 | 0
2 | 12 | 9 | 0 | 0 | 0 | 0 | 0.00013165 | 0 | 0 | 0 | 0
2 | 12 | 10 | 0 | 0 | 0 | 0 | 0.00013342 | 0 | 0 | 0 | 0
2 | 12 | 11 | 0 | 0 | 0 | 0 | 0.00013309 | 0 | 0 | 0 | 0
2 | 12 | 12 | 0 | 0 | 0 | 0 | 0.00013173 | 0 | 0 | 0 | 0
2 | 12 | 13 | 0 | 0 | 0 | 0 | 0.00012922 | 0 | 0 | 0 | 0
2 | 12 | 14 | 0 | 0 | 0 | 0 | 0.00012643 | 0 | 0 | 0 | 0
2 | 12 | 15 | 0 | 0 | 0 | 0 | 0.00012447 | 0 | 0 | 0 | 0
2 | 12 | 16 | 0 | 0 | 0 | 0 | 0.00012219 | 0 | 0 | 0 | 0
2 | 12 | 17 | 141.5984 | 151.5027 | 151.5027 | 151.5027 | 0.00012326 | 0 | 0 | 0 | 0
2 | 12 | 18 | 141.5984 | 151.5027 | 151.5027 | 151.5027 | 0.00013187 | 0 | 0 | 0 | 0
2 | 12 | 19 | 141.5984 | 151.5027 | 151.5027 | 151.5027 | 0.00014138 | 0 | 0 | 0 | 0
2 | 12 | 20 | 141.5984 | 151.5027 | 151.5027 | 151.5027 | 0.00014182 | 0 | 0 | 0 | 0
2 | 12 | 21 | 141.5984 | 151.5027 | 151.5027 | 151.5027 | 0.00013818 | 0 | 0 | 0 | 0
2 | 12 | 22 | 141.5984 | 151.5027 | 151.5027 | 151.5027 | 0.00012741 | 0 | 0 | 0 | 0
2 | 12 | 23 | 0 | 0 | 0 | 0 | 0.00011467 | 0 | 0 | 0 | 0
2 | 12 | 24 | 0 | 0 | 0 | 0 | 0.00010257 | 0 | 0 | 0 | 0
2 | 13 | 1 | 0 | 0 | 0 | 0 | 9.4739e-05 | 0 | 0 | 0 | 0
2 | 13 | 2 | 0 | 0 | 0 | 0 | 9.1009e-05 | 0 | 0 | 0 | 0
2 | 13 | 3 | 0 | 0 | 0 | 0 | 8.9375e-05 | 0 | 0 | 0 | 0
2 | 13 | 4 | 0 | 0 | 0 | 0 | 8.9068e-05 | 0 | 0 | 0 | 0
2 | 13 | 5 | 0 | 0 | 0 | 0 | 9.2435e-05 | 0 | 0 | 0 | 0
2 | 13 | 6 | 0 | 0 | 0 | 0 | 0.00010223 | 0 | 0 | 0 | 0
2 | 13 | 7 | 0 | 0 | 0 | 0 | 0.00011948 | 0 | 0 | 0 | 0
2 | 13 | 8 | 0 | 0 | 0 | 0 | 0.00012992 | 0 | 0 | 0 | 0
2 | 13 | 9 | 0 | 0 | 0 | 0 | 0.00013121 | 0 | 0 | 0 | 0
2 | 13 | 10 | 0 | 0 | 0 | 0 | 0.00013267 | 0 | 0 | 0 | 0
2 | 13 | 11 | 0 | 0 | 0 | 0 | 0.00013215 | 0 | 0 | 0 | 0
2 | 13 | 12 | 0 | 0 | 0 | 0 | 0.00013105 | 0 | 0 | 0 | 0
2 | 13 | 13 | 0 | 0 | 0 | 0 | 0.00012949 | 0 | 0 | 0 | 0
2 | 13 | 14 | 0 | 0 | 0 | 0 | 0.00012627 | 0 | 0 | 0 | 0
2 | 13 | 15 | 0 | 0 | 0 | 0 | 0.00012437 | 0 | 0 | 0 | 0
2 | 13 | 16 | 0 | 0 | 0 | 0 | 0.00012239 | 0 | 0 | 0 | 0
2 | 13 | 17 | 141.5984 | 151.5027 | 151.5027 | 151.5027 | 0.00012321 | 0 | 0 | 0 | 0
2 | 13 | 18 | 141.5984 | 151.5027 | 151.5027 | 151.5027 | 0.00013013 | 0 | 0 | 0 | 0
2 | 13 | 19 | 141.5984 | 151.5027 | 151.5027 | 151.5027 | 0.00014141 | 0 | 0 | 0 | 0
2 | 13 | 20 | 141.5984 | 151.5027 | 151.5027 | 151.5027 | 0.0001409 | 0 | 0 | 0 | 0
2 | 13 | 21 | 141.5984 | 151.5027 | 151.5027 | 151.5027 | 0.00013699 | 0 | 0 | 0 | 0
2 | 13 | 22 | 141.5984 | 151.5027 | 151.5027 | 151.5027 | 0.00012723 | 0 | 0 | 0 | 0
2 | 13 | 23 | 0 | 0 | 0 | 0 | 0.00011462 | 0 | 0 | 0 | 0
2 | 13 | 24 | 0 | 0 | 0 | 0 | 0.00010278 | 0 | 0 | 0 | 0
2 | 14 | 1 | 0 | 0 | 0 | 0 | 9.4816e-05 | 0 | 0 | 0 | 0
2 | 14 | 2 | 0 | 0 | 0 | 0 | 9.0736e-05 | 0 | 0 | 0 | 0
2 | 14 | 3 | 0 | 0 | 0 | 0 | 8.9171e-05 | 0 | 0 | 0 | 0
2 | 14 | 4 | 0 | 0 | 0 | 0 | 8.8838e-05 | 0 | 0 | 0 | 0
2 | 14 | 5 | 0 | 0 | 0 | 0 | 9.2544e-05 | 0 | 0 | 0 | 0
2 | 14 | 6 | 0 | 0 | 0 | 0 | 0.00010239 | 0 | 0 | 0 | 0
2 | 14 | 7 | 0 | 0 | 0 | 0 | 0.00012022 | 0 | 0 | 0 | 0
2 | 14 | 8 | 0 | 0 | 0 | 0 | 0.00013008 | 0 | 0 | 0 | 0
2 | 14 | 9 | 0 | 0 | 0 | 0 | 0.00013179 | 0 | 0 | 0 | 0
2 | 14 | 10 | 0 | 0 | 0 | 0 | 0.00013428 | 0 | 0 | 0 | 0
2 | 14 | 11 | 0 | 0 | 0 | 0 | 0.00013428 | 0 | 0 | 0 | 0
2 | 14 | 12 | 0 | 0 | 0 | 0 | 0.00013302 | 0 | 0 | 0 | 0
2 | 14 | 13 | 0 | 0 | 0 | 0 | 0.00013127 | 0 | 0 | 0 | 0
2 | 14 | 14 | 0 | 0 | 0 | 0 | 0.00012881 | 0 | 0 | 0 | 0
2 | 14 | 15 | 0 | 0 | 0 | 0 | 0.00012638 | 0 | 0 | 0 | 0
2 | 14 | 16 | 0 | 0 | 0 | 0 | 0.00012383 | 0 | 0 | 0 | 0
2 | 14 | 17 | 141.5984 | 151.5027 | 151.5027 | 151.5027 | 0.00012402 | 0 | 0 | 0 | 0
2 | 14 | 18 | 141.5984 | 151.5027 | 151.5027 | 151.5027 | 0.00013006 | 0 | 0 | 0 | 0
2 | 14 | 19 | 141.5984 | 151.5027 | 151.5027 | 151.5027 | 0.0001403 | 0 | 0 | 0 | 0
2 | 14 | 20 | 141.5984 | 151.5027 | 151.5027 | 151.5027 | 0.00014038 | 0 | 0 | 0 | 0
2 | 14 | 21 | 141.5984 | 151.5027 | 151.5027 | 151.5027 | 0.00013615 | 0 | 0 | 0 | 0
2 | 14 | 22 | 141.5984 | 151.5027 | 151.5027 | 151.5027 | 0.00012651 | 0 | 0 | 0 | 0
2 | 14 | 23 | 0 | 0 | 0 | 0 | 0.00011425 | 0 | 0 | 0 | 0
2 | 14 | 24 | 0 | 0 | 0 | 0 | 0.0001024 | 0 | 0 | 0 | 0
2 | 15 | 1 | 0 | 0 | 0 | 0 | 9.4418e-05 | 0 | 0 | 0 | 0
2 | 15 | 2 | 0 | 0 | 0 | 0 | 9.0502e-05 | 0 | 0 | 0 | 0
2 | 15 | 3 | 0 | 0 | 0 | 0 | 8.8907e-05 | 0 | 0 | 0 | 0
2 | 15 | 4 | 0 | 0 | 0 | 0 | 8.8599e-05 | 0 | 0 | 0 | 0
2 | 15 | 5 | 0 | 0 | 0 | 0 | 9.1861e-05 | 0 | 0 | 0 | 0
2 | 15 | 6 | 0 | 0 | 0 | 0 | 0.00010121 | 0 | 0 | 0 | 0
2 | 15 | 7 | 0 | 0 | 0 | 0 | 0.00011781 | 0 | 0 | 0 | 0
2 | 15 | 8 | 0 | 0 | 0 | 0 | 0.0001286 | 0 | 0 | 0 | 0
2 | 15 | 9 | 0 | 0 | 0 | 0 | 0.00013045 | 0 | 0 | 0 | 0
2 | 15 | 10 | 0 | 0 | 0 | 0 | 0.00013271 | 0 | 0 | 0 | 0
2 | 15 | 11 | 0 | 0 | 0 | 0 | 0.00013272 | 0 | 0 | 0 | 0
2 | 15 | 12 | 0 | 0 | 0 | 0 | 0.00013156 | 0 | 0 | 0 | 0
2 | 15 | 13 | 0 | 0 | 0 | 0 | 0.00012977 | 0 | 0 | 0 | 0
2 | 15 | 14 | 0 | 0 | 0 | 0 | 0.00012745 | 0 | 0 | 0 | 0
2 | 15 | 15 | 0 | 0 | 0 | 0 | 0.00012476 | 0 | 0 | 0 | 0
2 | 15 | 16 | 0 | 0 | 0 | 0 | 0.00012288 | 0 | 0 | 0 | 0
2 | 15 | 17 | 141.5984 | 151.5027 | 151.5027 | 151.5027 | 0.00012298 | 0 | 0 | 0 | 0
2 | 15 | 18 | 141.5984 | 151.5027 | 151.5027 | 151.5027 | 0.00012818 | 0 | 0 | 0 | 0
2 | 15 | 19 | 141.5984 | 151.5027 | 151.5027 | 151.5027 | 0.00013577 | 0 | 0 | 0 | 0
2 | 15 | 20 | 141.5984 | 151.5027 | 151.5027 | 151.5027 | 0.0001347 | 0 | 0 | 0 | 0
2 | 15 | 21 | 141.5984 | 151.5027 | 151.5027 | 151.5027 | 0.00013015 | 0 | 0 | 0 | 0
2 | 15 | 22 | 141.5984 | 151.5027 | 151.5027 | 151.5027 | 0.00012307 | 0 | 0 | 0 | 0
2 | 15 | 23 | 0 | 0 | 0 | 0 | 0.00011257 | 0 | 0 | 0 | 0
2 | 15 | 24 | 0 | 0 | 0 | 0 | 0.00010249 | 0 | 0 | 0 | 0
2 | 16 | 1 | 0 | 0 | 0 | 0 | 9.4845e-05 | 0 | 0 | 0 | 0
2 | 16 | 2 | 0 | 0 | 0 | 0 | 9.0264e-05 | 0 | 0 | 0 | 0
2 | 16 | 3 | 0 | 0 | 0 | 0 | 8.7891e-05 | 0 | 0 | 0 | 0
2 | 16 | 4 | 0 | 0 | 0 | 0 | 8.6785e-05 | 0 | 0 | 0 | 0
2 | 16 | 5 | 0 | 0 | 0 | 0 | 8.8374e-05 | 0 | 0 | 0 | 0
2 | 16 | 6 | 0 | 0 | 0 | 0 | 9.2712e-05 | 0 | 0 | 0 | 0
2 | 16 | 7 | 0 | 0 | 0 | 0 | 9.9852e-05 | 0 | 0 | 0 | 0
2 | 16 | 8 | 0 | 0 | 0 | 0 | 0.00010673 | 0 | 0 | 0 | 0
2 | 16 | 9 | 0 | 0 | 0 | 0 | 0.00011413 | 0 | 0 | 0 | 0
2 | 16 | 10 | 0 | 0 | 0 | 0 | 0.00011836 | 0 | 0 | 0 | 0
2 | 16 | 11 | 0 | 0 | 0 | 0 | 0.00011962 | 0 | 0 | 0 | 0
2 | 16 | 12 | 0 | 0 | 0 | 0 | 0.00011848 | 0 | 0 | 0 | 0
2 | 16 | 13 | 0 | 0 | 0 | 0 | 0.00011651 | 0 | 0 | 0 | 0
2 | 16 | 14 | 0 | 0 | 0 | 0 | 0.00011379 | 0 | 0 | 0 | 0
2 | 16 | 15 | 0 | 0 | 0 | 0 | 0.00011059 | 0 | 0 | 0 | 0
2 | 16 | 16 | 0 | 0 | 0 | 0 | 0.00010966 | 0 | 0 | 0 | 0
2 | 16 | 17 | 141.5984 | 151.5027 | 151.5027 | 151.5027 | 0.00011086 | 0 | 0 | 0 | 0
2 | 16 | 18 | 141.5984 | 151.5027 | 151.5027 | 151.5027 | 0.00011809 | 0 | 0 | 0 | 0
2 | 16 | 19 | 141.5984 | 151.5027 | 151.5027 | 151.5027 | 0.00012907 | 0 | 0 | 0 | 0
2 | 16 | 20 | 141.5984 | 151.5027 | 151.5027 | 151.5027 | 0.00012877 | 0 | 0 | 0 | 0
2 | 16 | 21 | 141.5984 | 151.5027 | 151.5027 | 151.5027 | 0.00012549 | 0 | 0 | 0 | 0
2 | 16 | 22 | 141.5984 | 151.5027 | 151.5027 | 151.5027 | 0.00011931 | 0 | 0 | 0 | 0
2 | 16 | 23 | 0 | 0 | 0 | 0 | 0.00011047 | 0 | 0 | 0 | 0
2 | 16 | 24 | 0 | 0 | 0 | 0 | 0.000101 | 0 | 0 | 0 | 0
2 | 17 | 1 | 0 | 0 | 0 | 0 | 9.3771e-05 | 0 | 0 | 0 | 0
2 | 17 | 2 | 0 | 0 | 0 | 0 | 8.9505e-05 | 0 | 0 | 0 | 0
2 | 17 | 3 | 0 | 0 | 0 | 0 | 8.7212e-05 | 0 | 0 | 0 | 0
2 | 17 | 4 | 0 | 0 | 0 | 0 | 8.5963e-05 | 0 | 0 | 0 | 0
2 | 17 | 5 | 0 | 0 | 0 | 0 | 8.7071e-05 | 0 | 0 | 0 | 0
2 | 17 | 6 | 0 | 0 | 0 | 0 | 9.0512e-05 | 0 | 0 | 0 | 0
2 | 17 | 7 | 0 | 0 | 0 | 0 | 9.6323e-05 | 0 | 0 | 0 | 0
2 | 17 | 8 | 0 | 0 | 0 | 0 | 0.00010178 | 0 | 0 | 0 | 0
2 | 17 | 9 | 0 | 0 | 0 | 0 | 0.00010836 | 0 | 0 | 0 | 0
2 | 17 | 10 | 0 | 0 | 0 | 0 | 0.00011275 | 0 | 0 | 0 | 0
2 | 17 | 11 | 0 | 0 | 0 | 0 | 0.00011451 | 0 | 0 | 0 | 0
2 | 17 | 12 | 0 | 0 | 0 | 0 | 0.00011375 | 0 | 0 | 0 | 0
2 | 17 | 13 | 0 | 0 | 0 | 0 | 0.00011249 | 0 | 0 | 0 | 0
2 | 17 | 14 | 0 | 0 | 0 | 0 | 0.00010985 | 0 | 0 | 0 | 0
2 | 17 | 15 | 0 | 0 | 0 | 0 | 0.00010796 | 0 | 0 | 0 | 0
2 | 17 | 16 | 0 | 0 | 0 | 0 | 0.00010723 | 0 | 0 | 0 | 0
2 | 17 | 17 | 141.5984 | 151.5027 | 151.5027 | 151.5027 | 0.00011011 | 0 | 0 | 0 | 0
2 | 17 | 18 | 141.5984 | 151.5027 | 151.5027 | 151.5027 | 0.00011906 | 0 | 0 | 0 | 0
2 | 17 | 19 | 141.5984 | 151.5027 | 151.5027 | 151.5027 | 0.00013183 | 0 | 0 | 0 | 0
2 | 17 | 20 | 141.5984 | 151.5027 | 151.5027 | 151.5027 | 0.00013181 | 0 | 0 | 0 | 0
2 | 17 | 21 | 141.5984 | 151.5027 | 151.5027 | 151.5027 | 0.00012837 | 0 | 0 | 0 | 0
2 | 17 | 22 | 141.5984 | 151.5027 | 151.5027 | 151.5027 | 0.00012098 | 0 | 0 | 0 | 0
2 | 17 | 23 | 0 | 0 | 0 | 0 | 0.00010989 | 0 | 0 | 0 | 0
2 | 17 | 24 | 0 | 0 | 0 | 0 | 9.9133e-05 | 0 | 0 | 0 | 0
2 | 18 | 1 | 0 | 0 | 0 | 0 | 9.1969e-05 | 0 | 0 | 0 | 0
2 | 18 | 2 | 0 | 0 | 0 | 0 | 8.8612e-05 | 0 | 0 | 0 | 0
2 | 18 | 3 | 0 | 0 | 0 | 0 | 8.7389e-05 | 0 | 0 | 0 | 0
2 | 18 | 4 | 0 | 0 | 0 | 0 | 8.7404e-05 | 0 | 0 | 0 | 0
2 | 18 | 5 | 0 | 0 | 0 | 0 | 9.0688e-05 | 0 | 0 | 0 | 0
2 | 18 | 6 | 0 | 0 | 0 | 0 | 9.9596e-05 | 0 | 0 | 0 | 0
2 | 18 | 7 | 0 | 0 | 0 | 0 | 0.00011493 | 0 | 0 | 0 | 0
2 | 18 | 8 | 0 | 0 | 0 | 0 | 0.00012494 | 0 | 0 | 0 | 0
2 | 18 | 9 | 0 | 0 | 0 | 0 | 0.00012852 | 0 | 0 | 0 | 0
2 | 18 | 10 | 0 | 0 | 0 | 0 | 0.00013185 | 0 | 0 | 0 | 0
2 | 18 | 11 | 0 | 0 | 0 | 0 | 0.00013329 | 0 | 0 | 0 | 0
2 | 18 | 12 | 0 | 0 | 0 | 0 | 0.00013154 | 0 | 0 | 0 | 0
2 | 18 | 13 | 0 | 0 | 0 | 0 | 0.00012938 | 0 | 0 | 0 | 0
2 | 18 | 14 | 0 | 0 | 0 | 0 | 0.00012666 | 0 | 0 | 0 | 0
2 | 18 | 15 | 0 | 0 | 0 | 0 | 0.00012382 | 0 | 0 | 0 | 0
2 | 18 | 16 | 0 | 0 | 0 | 0 | 0.00012185 | 0 | 0 | 0 | 0
2 | 18 | 17 | 141.5984 | 151.5027 | 151.5027 | 151.5027 | 0.00012277 | 0 | 0 | 0 | 0
2 | 18 | 18 | 141.5984 | 151.5027 | 151.5027 | 151.5027 | 0.00013145 | 0 | 0 | 0 | 0
2 | 18 | 19 | 141.5984 | 151.5027 | 151.5027 | 151.5027 | 0.00014304 | 0 | 0 | 0 | 0
2 | 18 | 20 | 141.5984 | 151.5027 | 151.5027 | 151.5027 | 0.00014218 | 0 | 0 | 0 | 0
2 | 18 | 21 | 141.5984 | 151.5027 | 151.5027 | 151.5027 | 0.00013738 | 0 | 0 | 0 | 0
2 | 18 | 22 | 141.5984 | 151.5027 | 151.5027 | 151.5027 | 0.00012701 | 0 | 0 | 0 | 0
2 | 18 | 23 | 0 | 0 | 0 | 0 | 0.00011433 | 0 | 0 | 0 | 0
2 | 18 | 24 | 0 | 0 | 0 | 0 | 0.00010195 | 0 | 0 | 0 | 0
2 | 19 | 1 | 0 | 0 | 0 | 0 | 9.4623e-05 | 0 | 0 | 0 | 0
2 | 19 | 2 | 0 | 0 | 0 | 0 | 9.0914e-05 | 0 | 0 | 0 | 0
2 | 19 | 3 | 0 | 0 | 0 | 0 | 8.9128e-05 | 0 | 0 | 0 | 0
2 | 19 | 4 | 0 | 0 | 0 | 0 | 8.9035e-05 | 0 | 0 | 0 | 0
2 | 19 | 5 | 0 | 0 | 0 | 0 | 9.244e-05 | 0 | 0 | 0 | 0
2 | 19 | 6 | 0 | 0 | 0 | 0 | 0.00010227 | 0 | 0 | 0 | 0
2 | 19 | 7 | 0 | 0 | 0 | 0 | 0.00012015 | 0 | 0 | 0 | 0
2 | 19 | 8 | 0 | 0 | 0 | 0 | 0.0001306 | 0 | 0 | 0 | 0
2 | 19 | 9 | 0 | 0 | 0 | 0 | 0.00013165 | 0 | 0 | 0 | 0
2 | 19 | 10 | 0 | 0 | 0 | 0 | 0.00013342 | 0 | 0 | 0 | 0
2 | 19 | 11 | 0 | 0 | 0 | 0 | 0.00013309 | 0 | 0 | 0 | 0
2 | 19 | 12 | 0 | 0 | 0 | 0 | 0.00013173 | 0 | 0 | 0 | 0
2 | 19 | 13 | 0 | 0 | 0 | 0 | 0.00012922 | 0 | 0 | 0 | 0
2 | 19 | 14 | 0 | 0 | 0 | 0 | 0.00012643 | 0 | 0 | 0 | 0
2 | 19 | 15 | 0 | 0 | 0 | 0 | 0.00012447 | 0 | 0 | 0 | 0
2 | 19 | 16 | 0 | 0 | 0 | 0 | 0.00012219 | 0 | 0 | 0 | 0
2 | 19 | 17 | 141.5984 | 151.5027 | 151.5027 | 151.5027 | 0.00012326 | 0 | 0 | 0 | 0
2 | 19 | 18 | 141.5984 | 151.5027 | 151.5027 | 151.5027 | 0.00013187 | 0 | 0 | 0 | 0
2 | 19 | 19 | 141.5984 | 151.5027 | 151.5027 | 151.5027 | 0.00014138 | 0 | 0 | 0 | 0
2 | 19 | 20 | 141.5984 | 151.5027 | 151.5027 | 151.5027 | 0.00014182 | 0 | 0 | 0 | 0
2 | 19 | 21 | 141.5984 | 151.5027 | 151.5027 | 151.5027 | 0.00013818 | 0 | 0 | 0 | 0
2 | 19 | 22 | 141.5984 | 151.5027 | 151.5027 | 151.5027 | 0.00012741 | 0 | 0 | 0 | 0
2 | 19 | 23 | 0 | 0 | 0 | 0 | 0.00011467 | 0 | 0 | 0 | 0
2 | 19 | 24 | 0 | 0 | 0 | 0 | 0.00010257 | 0 | 0 | 0 | 0
2 | 20 | 1 | 0 | 0 | 0 | 0 | 9.4739e-05 | 0 | 0 | 0 | 0
2 | 20 | 2 | 0 | 0 | 0 | 0 | 9.1009e-05 | 0 | 0 | 0 | 0
2 | 20 | 3 | 0 | 0 | 0 | 0 | 8.9375e-05 | 0 | 0 | 0 | 0
2 | 20 | 4 | 0 | 0 | 0 | 0 | 8.9068e-05 | 0 | 0 | 0 | 0
2 | 20 | 5 | 0 | 0 | 0 | 0 | 9.2435e-05 | 0 | 0 | 0 | 0
2 | 20 | 6 | 0 | 0 | 0 | 0 | 0.00010223 | 0 | 0 | 0 | 0
2 | 20 | 7 | 0 | 0 | 0 | 0 | 0.00011948 | 0 | 0 | 0 | 0
2 | 20 | 8 | 0 | 0 | 0 | 0 | 0.00012992 | 0 | 0 | 0 | 0
2 | 20 | 9 | 0 | 0 | 0 | 0 | 0.00013121 | 0 | 0 | 0 | 0
2 | 20 | 10 | 0 | 0 | 0 | 0 | 0.00013267 | 0 | 0 | 0 | 0
2 | 20 | 11 | 0 | 0 | 0 | 0 | 0.00013215 | 0 | 0 | 0 | 0
2 | 20 | 12 | 0 | 0 | 0 | 0 | 0.00013105 | 0 | 0 | 0 | 0
2 | 20 | 13 | 0 | 0 | 0 | 0 | 0.00012949 | 0 | 0 | 0 | 0
2 | 20 | 14 | 0 | 0 | 0 | 0 | 0.00012627 | 0 | 0 | 0 | 0
2 | 20 | 15 | 0 | 0 | 0 | 0 | 0.00012437 | 0 | 0 | 0 | 0
2 | 20 | 16 | 0 | 0 | 0 | 0 | 0.00012239 | 0 | 0 | 0 | 0
2 | 20 | 17 | 141.5984 | 151.5027 | 151.5027 | 151.5027 | 0.00012321 | 0 | 0 | 0 | 0
2 | 20 | 18 | 141.5984 | 151.5027 | 151.5027 | 151.5027 | 0.00013013 | 0 | 0 | 0 | 0
2 | 20 | 19 | 141.5984 | 151.5027 | 151.5027 | 151.5027 | 0.00014141 | 0 | 0 | 0 | 0
2 | 20 | 20 | 141.5984 | 151.5027 | 151.5027 | 151.5027 | 0.0001409 | 0 | 0 | 0 | 0
2 | 20 | 21 | 141.5984 | 151.5027 | 151.5027 | 151.5027 | 0.00013699 | 0 | 0 | 0 | 0
2 | 20 | 22 | 141.5984 | 151.5027 | 151.5027 | 151.5027 | 0.00012723 | 0 | 0 | 0 | 0
2 | 20 | 23 | 0 | 0 | 0 | 0 | 0.00011462 | 0 | 0 | 0 | 0
2 | 20 | 24 | 0 | 0 | 0 | 0 | 0.00010278 | 0 | 0 | 0 | 0
2 | 21 | 1 | 0 | 0 | 0 | 0 | 9.4816e-05 | 0 | 0 | 0 | 0
2 | 21 | 2 | 0 | 0 | 0 | 0 | 9.0736e-05 | 0 | 0 | 0 | 0
2 | 21 | 3 | 0 | 0 | 0 | 0 | 8.9171e-05 | 0 | 0 | 0 | 0
2 | 21 | 4 | 0 | 0 | 0 | 0 | 8.8838e-05 | 0 | 0 | 0 | 0
2 | 21 | 5 | 0 | 0 | 0 | 0 | 9.2544e-05 | 0 | 0 | 0 | 0
2 | 21 | 6 | 0 | 0 | 0 | 0 | 0.00010239 | 0 | 0 | 0 | 0
2 | 21 | 7 | 0 | 0 | 0 | 0 | 0.00012022 | 0 | 0 | 0 | 0
2 | 21 | 8 | 0 | 0 | 0 | 0 | 0.00013008 | 0 | 0 | 0 | 0
2 | 21 | 9 | 0 | 0 | 0 | 0 | 0.00013179 | 0 | 0 | 0 | 0
2 | 21 | 10 | 0 | 0 | 0 | 0 | 0.00013428 | 0 | 0 | 0 | 0
2 | 21 | 11 | 0 | 0 | 0 | 0 | 0.00013428 | 0 | 0 | 0 | 0
2 | 21 | 12 | 0 | 0 | 0 | 0 | 0.00013302 | 0 | 0 | 0 | 0
2 | 21 | 13 | 0 | 0 | 0 | 0 | 0.00013127 | 0 | 0 | 0 | 0
2 | 21 | 14 | 0 | 0 | 0 | 0 | 0.00012881 | 0 | 0 | 0 | 0
2 | 21 | 15 | 0 | 0 | 0 | 0 | 0.00012638 | 0 | 0 | 0 | 0
2 | 21 | 16 | 0 | 0 | 0 | 0 | 0.00012383 | 0 | 0 | 0 | 0
2 | 21 | 17 | 141.5984 | 151.5027 | 151.5027 | 151.5027 | 0.00012402 | 0 | 0 | 0 | 0
2 | 21 | 18 | 141.5984 | 151.5027 | 151.5027 | 151.5027 | 0.00013006 | 0 | 0 | 0 | 0
2 | 21 | 19 | 141.5984 | 151.5027 | 151.5027 | 151.5027 | 0.0001403 | 0 | 0 | 0 | 0
2 | 21 | 20 | 141.5984 | 151.5027 | 151.5027 | 151.5027 | 0.00014038 | 0 | 0 | 0 | 0
2 | 21 | 21 | 141.5984 | 151.5027 | 151.5027 | 151.5027 | 0.00013615 | 0 | 0 | 0 | 0
2 | 21 | 22 | 141.5984 | 151.5027 | 151.5027 | 151.5027 | 0.00012651 | 0 | 0 | 0 | 0
2 | 21 | 23 | 0 | 0 | 0 | 0 | 0.00011425 | 0 | 0 | 0 | 0
2 | 21 | 24 | 0 | 0 | 0 | 0 | 0.0001024 | 0 | 0 | 0 | 0
2 | 22 | 1 | 0 | 0 | 0 | 0 | 9.4418e-05 | 0 | 0 | 0 | 0
2 | 22 | 2 | 0 | 0 | 0 | 0 | 9.0502e-05 | 0 | 0 | 0 | 0
2 | 22 | 3 | 0 | 0 | 0 | 0 | 8.8907e-05 | 0 | 0 | 0 | 0
2 | 22 | 4 | 0 | 0 | 0 | 0 | 8.8599e-05 | 0 | 0 | 0 | 0
2 | 22 | 5 | 0 | 0 | 0 | 0 | 9.1861e-05 | 0 | 0 | 0 | 0
2 | 22 | 6 | 0 | 0 | 0 | 0 | 0.00010121 | 0 | 0 | 0 | 0
2 | 22 | 7 | 0 | 0 | 0 | 0 | 0.00011781 | 0 | 0 | 0 | 0
2 | 22 | 8 | 0 | 0 | 0 | 0 | 0.0001286 | 0 | 0 | 0 | 0
2 | 22 | 9 | 0 | 0 | 0 | 0 | 0.00013045 | 0 | 0 | 0 | 0
2 | 22 | 10 | 0 | 0 | 0 | 0 | 0.00013271 | 0 | 0 | 0 | 0
2 | 22 | 11 | 0 | 0 | 0 | 0 | 0.00013272 | 0 | 0 | 0 | 0
2 | 22 | 12 | 0 | 0 | 0 | 0 | 0.00013156 | 0 | 0 | 0 | 0
2 | 22 | 13 | 0 | 0 | 0 | 0 | 0.00012977 | 0 | 0 | 0 | 0
2 | 22 | 14 | 0 | 0 | 0 | 0 | 0.00012745 | 0 | 0 | 0 | 0
2 | 22 | 15 | 0 | 0 | 0 | 0 | 0.00012476 | 0 | 0 | 0 | 0
2 | 22 | 16 | 0 | 0 | 0 | 0 | 0.00012288 | 0 | 0 | 0 | 0
2 | 22 | 17 | 141.5984 | 151.5027 | 151.5027 | 151.5027 | 0.00012298 | 0 | 0 | 0 | 0
2 | 22 | 18 | 141.5984 | 151.5027 | 151.5027 | 151.5027 | 0.00012818 | 0 | 0 | 0 | 0
2 | 22 | 19 | 141.5984 | 151.5027 | 151.5027 | 151.5027 | 0.00013577 | 0 | 0 | 0 | 0
2 | 22 | 20 | 141.5984 | 151.5027 | 151.5027 | 151.5027 | 0.0001347 | 0 | 0 | 0 | 0
2 | 22 | 21 | 141.5984 | 151.5027 | 151.5027 | 151.5027 | 0.00013015 | 0 | 0 | 0 | 0
2 | 22 | 22 | 141.5984 | 151.5027 | 151.5027 | 151.5027 | 0.00012307 | 0 | 0 | 0 | 0
2 | 22 | 23 | 0 | 0 | 0 | 0 | 0.00011257 | 0 | 0 | 0 | 0
2 | 22 | 24 | 0 | 0 | 0 | 0 | 0.00010249 | 0 | 0 | 0 | 0
2 | 23 | 1 | 0 | 0 | 0 | 0 | 9.4845e-05 | 0 | 0 | 0 | 0
2 | 23 | 2 | 0 | 0 | 0 | 0 | 9.0264e-05 | 0 | 0 | 0 | 0
2 | 23 | 3 | 0 | 0 | 0 | 0 | 8.7891e-05 | 0 | 0 | 0 | 0
2 | 23 | 4 | 0 | 0 | 0 | 0 | 8.6785e-05 | 0 | 0 | 0 | 0
2 | 23 | 5 | 0 | 0 | 0 | 0 | 8.8374e-05 | 0 | 0 | 0 | 0
2 | 23 | 6 | 0 | 0 | 0 | 0 | 9.2712e-05 | 0 | 0 | 0 | 0
2 | 23 | 7 | 0 | 0 | 0 | 0 | 9.9852e-05 | 0 | 0 | 0 | 0
2 | 23 | 8 | 0 | 0 | 0 | 0 | 0.00010673 | 0 | 0 | 0 | 0
2 | 23 | 9 | 0 | 0 | 0 | 0 | 0.00011413 | 0 | 0 | 0 | 0
2 | 23 | 10 | 0 | 0 | 0 | 0 | 0.00011836 | 0 | 0 | 0 | 0
2 | 23 | 11 | 0 | 0 | 0 | 0 | 0.00011962 | 0 | 0 | 0 | 0
2 | 23 | 12 | 0 | 0 | 0 | 0 | 0.00011848 | 0 | 0 | 0 | 0
2 | 23 | 13 | 0 | 0 | 0 | 0 | 0.00011651 | 0 | 0 | 0 | 0
2 | 23 | 14 | 0 | 0 | 0 | 0 | 0.00011379 | 0 | 0 | 0 | 0
2 | 23 | 15 | 0 | 0 | 0 | 0 | 0.00011059 | 0 | 0 | 0 | 0
2 | 23 | 16 | 0 | 0 | 0 | 0 | 0.00010966 | 0 | 0 | 0 | 0
2 | 23 | 17 | 141.5984 | 151.5027 | 151.5027 | 151.5027 | 0.00011086 | 0 | 0 | 0 | 0
2 | 23 | 18 | 141.5984 | 151.5027 | 151.5027 | 151.5027 | 0.00011809 | 0 | 0 | 0 | 0
2 | 23 | 19 | 141.5984 | 151.5027 | 151.5027 | 151.5027 | 0.00012907 | 0 | 0 | 0 | 0
2 | 23 | 20 | 141.5984 | 151.5027 | 151.5027 | 151.5027 | 0.00012877 | 0 | 0 | 0 | 0
2 | 23 | 21 | 141.5984 | 151.5027 | 151.5027 | 151.5027 | 0.00012549 | 0 | 0 | 0 | 0
2 | 23 | 22 | 141.5984 | 151.5027 | 151.5027 | 151.5027 | 0.00011931 | 0 | 0 | 0 | 0
2 | 23 | 23 | 0 | 0 | 0 | 0 | 0.00011047 | 0 | 0 | 0 | 0
2 | 23 | 24 | 0 | 0 | 0 | 0 | 0.000101 | 0 | 0 | 0 | 0
2 | 24 | 1 | 0 | 0 | 0 | 0 | 9.3771e-05 | 0 | 0 | 0 | 0
2 | 24 | 2 | 0 | 0 | 0 | 0 | 8.9505e-05 | 0 | 0 | 0 | 0
2 | 24 | 3 | 0 | 0 | 0 | 0 | 8.7212e-05 | 0 | 0 | 0 | 0
2 | 24 | 4 | 0 | 0 | 0 | 0 | 8.5963e-05 | 0 | 0 | 0 | 0
2 | 24 | 5 | 0 | 0 | 0 | 0 | 8.7071e-05 | 0 | 0 | 0 | 0
2 | 24 | 6 | 0 | 0 | 0 | 0 | 9.0512e-05 | 0 | 0 | 0 | 0
2 | 24 | 7 | 0 | 0 | 0 | 0 | 9.6323e-05 | 0 | 0 | 0 | 0
2 | 24 | 8 | 0 | 0 | 0 | 0 | 0.00010178 | 0 | 0 | 0 | 0
2 | 24 | 9 | 0 | 0 | 0 | 0 | 0.00010836 | 0 | 0 | 0 | 0
2 | 24 | 10 | 0 | 0 | 0 | 0 | 0.00011275 | 0 | 0 | 0 | 0
2 | 24 | 11 | 0 | 0 | 0 | 0 | 0.00011451 | 0 | 0 | 0 | 0
2 | 24 | 12 | 0 | 0 | 0 | 0 | 0.00011375 | 0 | 0 | 0 | 0
2 | 24 | 13 | 0 | 0 | 0 | 0 | 0.00011249 | 0 | 0 | 0 | 0
2 | 24 | 14 | 0 | 0 | 0 | 0 | 0.00010985 | 0 | 0 | 0 | 0
2 | 24 | 15 | 0 | 0 | 0 | 0 | 0.00010796 | 0 | 0 | 0 | 0
2 | 24 | 16 | 0 | 0 | 0 | 0 | 0.00010723 | 0 | 0 | 0 | 0
2 | 24 | 17 | 141.5984 | 151.5027 | 151.5027 | 151.5027 | 0.00011011 | 0 | 0 | 0 | 0
2 | 24 | 18 | 141.5984 | 151.5027 | 151.5027 | 151.5027 | 0.00011906 | 0 | 0 | 0 | 0
2 | 24 | 19 | 141.5984 | 151.5027 | 151.5027 | 151.5027 | 0.00013183 | 0 | 0 | 0 | 0
2 | 24 | 20 | 141.5984 | 151.5027 | 151.5027 | 151.5027 | 0.00013181 | 0 | 0 | 0 | 0
2 | 24 | 21 | 141.5984 | 151.5027 | 151.5027 | 151.5027 | 0.00012837 | 0 | 0 | 0 | 0
2 | 24 | 22 | 141.5984 | 151.5027 | 151.5027 | 151.5027 | 0.00012098 | 0 | 0 | 0 | 0
2 | 24 | 23 | 0 | 0 | 0 | 0 | 0.00010989 | 0 | 0 | 0 | 0
2 | 24 | 24 | 0 | 0 | 0 | 0 | 9.9133e-05 | 0 | 0 | 0 | 0
2 | 25 | 1 | 0 | 0 | 0 | 0 | 9.1969e-05 | 0 | 0 | 0 | 0
2 | 25 | 2 | 0 | 0 | 0 | 0 | 8.8612e-05 | 0 | 0 | 0 | 0
2 | 25 | 3 | 0 | 0 | 0 | 0 | 8.7389e-05 | 0 | 0 | 0 | 0
2 | 25 | 4 | 0 | 0 | 0 | 0 | 8.7404e-05 | 0 | 0 | 0 | 0
2 | 25 | 5 | 0 | 0 | 0 | 0 | 9.0688e-05 | 0 | 0 | 0 | 0
2 | 25 | 6 | 0 | 0 | 0 | 0 | 9.9596e-05 | 0 | 0 | 0 | 0
2 | 25 | 7 | 0 | 0 | 0 | 0 | 0.00011493 | 0 | 0 | 0 | 0
2 | 25 | 8 | 0 | 0 | 0 | 0 | 0.00012494 | 0 | 0 | 0 | 0
2 | 25 | 9 | 0 | 0 | 0 | 0 | 0.00012852 | 0 | 0 | 0 | 0
2 | 25 | 10 | 0 | 0 | 0 | 0 | 0.00013185 | 0 | 0 | 0 | 0
2 | 25 | 11 | 0 | 0 | 0 | 0 | 0.00013329 | 0 | 0 | 0 | 0
2 | 25 | 12 | 0 | 0 | 0 | 0 | 0.00013154 | 0 | 0 | 0 | 0
2 | 25 | 13 | 0 | 0 | 0 | 0 | 0.00012938 | 0 | 0 | 0 | 0
2 | 25 | 14 | 0 | 0 | 0 | 0 | 0.00012666 | 0 | 0 | 0 | 0
2 | 25 | 15 | 0 | 0 | 0 | 0 | 0.00012382 | 0 | 0 | 0 | 0
2 | 25 | 16 | 0 | 0 | 0 | 0 | 0.00012185 | 0 | 0 | 0 | 0
2 | 25 | 17 | 141.5984 | 151.5027 | 151.5027 | 151.5027 | 0.00012277 | 0 | 0 | 0 | 0
2 | 25 | 18 | 141.5984 | 151.5027 | 151.5027 | 151.5027 | 0.00013145 | 0 | 0 | 0 | 0
2 | 25 | 19 | 141.5984 | 151.5027 | 151.5027 | 151.5027 | 0.00014304 | 0 | 0 | 0 | 0
2 | 25 | 20 | 141.5984 | 151.5027 | 151.5027 | 151.5027 | 0.00014218 | 0 | 0 | 0 | 0
2 | 25 | 21 | 141.5984 | 151.5027 | 151.5027 | 151.5027 | 0.00013738 | 0 | 0 | 0 | 0
2 | 25 | 22 | 141.5984 | 151.5027 | 151.5027 | 151.5027 | 0.00012701 | 0 | 0 | 0 | 0
2 | 25 | 23 | 0 | 0 | 0 | 0 | 0.00011433 | 0 | 0 | 0 | 0
2 | 25 | 24 | 0 | 0 | 0 | 0 | 0.00010195 | 0 | 0 | 0 | 0
2 | 26 | 1 | 0 | 0 | 0 | 0 | 9.4623e-05 | 0 | 0 | 0 | 0
2 | 26 | 2 | 0 | 0 | 0 | 0 | 9.0914e-05 | 0 | 0 | 0 | 0
2 | 26 | 3 | 0 | 0 | 0 | 0 | 8.9128e-05 | 0 | 0 | 0 | 0
2 | 26 | 4 | 0 | 0 | 0 | 0 | 8.9035e-05 | 0 | 0 | 0 | 0
2 | 26 | 5 | 0 | 0 | 0 | 0 | 9.244e-05 | 0 | 0 | 0 | 0
2 | 26 | 6 | 0 | 0 | 0 | 0 | 0.00010227 | 0 | 0 | 0 | 0
2 | 26 | 7 | 0 | 0 | 0 | 0 | 0.00012015 | 0 | 0 | 0 | 0
2 | 26 | 8 | 0 | 0 | 0 | 0 | 0.0001306 | 0 | 0 | 0 | 0
2 | 26 | 9 | 0 | 0 | 0 | 0 | 0.00013165 | 0 | 0 | 0 | 0
2 | 26 | 10 | 0 | 0 | 0 | 0 | 0.00013342 | 0 | 0 | 0 | 0
2 | 26 | 11 | 0 | 0 | 0 | 0 | 0.00013309 | 0 | 0 | 0 | 0
2 | 26 | 12 | 0 | 0 | 0 | 0 | 0.00013173 | 0 | 0 | 0 | 0
2 | 26 | 13 | 0 | 0 | 0 | 0 | 0.00012922 | 0 | 0 | 0 | 0
2 | 26 | 14 | 0 | 0 | 0 | 0 | 0.00012643 | 0 | 0 | 0 | 0
2 | 26 | 15 | 0 | 0 | 0 | 0 | 0.00012447 | 0 | 0 | 0 | 0
2 | 26 | 16 | 0 | 0 | 0 | 0 | 0.00012219 | 0 | 0 | 0 | 0
2 | 26 | 17 | 141.5984 | 151.5027 | 151.5027 | 151.5027 | 0.00012326 | 0 | 0 | 0 | 0
2 | 26 | 18 | 141.5984 | 151.5027 | 151.5027 | 151.5027 | 0.00013187 | 0 | 0 | 0 | 0
2 | 26 | 19 | 141.5984 | 151.5027 | 151.5027 | 151.5027 | 0.00014138 | 0 | 0 | 0 | 0
2 | 26 | 20 | 141.5984 | 151.5027 | 151.5027 | 151.5027 | 0.00014182 | 0 | 0 | 0 | 0
2 | 26 | 21 | 141.5984 | 151.5027 | 151.5027 | 151.5027 | 0.00013818 | 0 | 0 | 0 | 0
2 | 26 | 22 | 141.5984 | 151.5027 | 151.5027 | 151.5027 | 0.00012741 | 0 | 0 | 0 | 0
2 | 26 | 23 | 0 | 0 | 0 | 0 | 0.00011467 | 0 | 0 | 0 | 0
2 | 26 | 24 | 0 | 0 | 0 | 0 | 0.00010257 | 0 | 0 | 0 | 0
2 | 27 | 1 | 0 | 0 | 0 | 0 | 9.4739e-05 | 0 | 0 | 0 | 0
2 | 27 | 2 | 0 | 0 | 0 | 0 | 9.1009e-05 | 0 | 0 | 0 | 0
2 | 27 | 3 | 0 | 0 | 0 | 0 | 8.9375e-05 | 0 | 0 | 0 | 0
2 | 27 | 4 | 0 | 0 | 0 | 0 | 8.9068e-05 | 0 | 0 | 0 | 0
2 | 27 | 5 | 0 | 0 | 0 | 0 | 9.2435e-05 | 0 | 0 | 0 | 0
2 | 27 | 6 | 0 | 0 | 0 | 0 | 0.00010223 | 0 | 0 | 0 | 0
2 | 27 | 7 | 0 | 0 | 0 | 0 | 0.00011948 | 0 | 0 | 0 | 0
2 | 27 | 8 | 0 | 0 | 0 | 0 | 0.00012992 | 0 | 0 | 0 | 0
2 | 27 | 9 | 0 | 0 | 0 | 0 | 0.00013121 | 0 | 0 | 0 | 0
2 | 27 | 10 | 0 | 0 | 0 | 0 | 0.00013267 | 0 | 0 | 0 | 0
2 | 27 | 11 | 0 | 0 | 0 | 0 | 0.00013215 | 0 | 0 | 0 | 0
2 | 27 | 12 | 0 | 0 | 0 | 0 | 0.00013105 | 0 | 0 | 0 | 0
2 | 27 | 13 | 0 | 0 | 0 | 0 | 0.00012949 | 0 | 0 | 0 | 0
2 | 27 | 14 | 0 | 0 | 0 | 0 | 0.00012627 | 0 | 0 | 0 | 0
2 | 27 | 15 | 0 | 0 | 0 | 0 | 0.00012437 | 0 | 0 | 0 | 0
2 | 27 | 16 | 0 | 0 | 0 | 0 | 0.00012239 | 0 | 0 | 0 | 0
2 | 27 | 17 | 141.5984 | 151.5027 | 151.5027 | 151.5027 | 0.00012321 | 0 | 0 | 0 | 0
2 | 27 | 18 | 141.5984 | 151.5027 | 151.5027 | 151.5027 | 0.00013013 | 0 | 0 | 0 | 0
2 | 27 | 19 | 141.5984 | 151.5027 | 151.5027 | 151.5027 | 0.00014141 | 0 | 0 | 0 | 0
2 | 27 | 20 | 141.5984 | 151.5027 | 151.5027 | 151.5027 | 0.0001409 | 0 | 0 | 0 | 0
2 | 27 | 21 | 141.5984 | 151.5027 | 151.5027 | 151.5027 | 0.00013699 | 0 | 0 | 0 | 0
2 | 27 | 22 | 141.5984 | 151.5027 | 151.5027 | 151.5027 | 0.00012723 | 0 | 0 | 0 | 0
2 | 27 | 23 | 0 | 0 | 0 | 0 | 0.00011462 | 0 | 0 | 0 | 0
2 | 27 | 24 | 0 | 0 | 0 | 0 | 0.00010278 | 0 | 0 | 0 | 0
2 | 28 | 1 | 0 | 0 | 0 | 0 | 9.4816e-05 | 0 | 0 | 0 | 0
2 | 28 | 2 | 0 | 0 | 0 | 0 | 9.0736e-05 | 0 | 0 | 0 | 0
2 | 28 | 3 | 0 | 0 | 0 | 0 | 8.9171e-05 | 0 | 0 | 0 | 0
2 | 28 | 4 | 0 | 0 | 0 | 0 | 8.8838e-05 | 0 | 0 | 0 | 0
2 | 28 | 5 | 0 | 0 | 0 | 0 | 9.2544e-05 | 0 | 0 | 0 | 0
2 | 28 | 6 | 0 | 0 | 0 | 0 | 0.00010239 | 0 | 0 | 0 | 0
2 | 28 | 7 | 0 | 0 | 0 | 0 | 0.00012022 | 0 | 0 | 0 | 0
2 | 28 | 8 | 0 | 0 | 0 | 0 | 0.00013008 | 0 | 0 | 0 | 0
2 | 28 | 9 | 0 | 0 | 0 | 0 | 0.00013179 | 0 | 0 | 0 | 0
2 | 28 | 10 | 0 | 0 | 0 | 0 | 0.00013428 | 0 | 0 | 0 | 0
2 | 28 | 11 | 0 | 0 | 0 | 0 | 0.00013428 | 0 | 0 | 0 | 0
2 | 28 | 12 | 0 | 0 | 0 | 0 | 0.00013302 | 0 | 0 | 0 | 0
2 | 28 | 13 | 0 | 0 | 0 | 0 | 0.00013127 | 0 | 0 | 0 | 0
2 | 28 | 14 | 0 | 0 | 0 | 0 | 0.00012881 | 0 | 0 | 0 | 0
2 | 28 | 15 | 0 | 0 | 0 | 0 | 0.00012638 | 0 | 0 | 0 | 0
2 | 28 | 16 | 0 | 0 | 0 | 0 | 0.00012383 | 0 | 0 | 0 | 0
2 | 28 | 17 | 141.5984 | 151.5027 | 151.5027 | 151.5027 | 0.00012402 | 0 | 0 | 0 | 0
2 | 28 | 18 | 141.5984 | 151.5027 | 151.5027 | 151.5027 | 0.00013006 | 0 | 0 | 0 | 0
2 | 28 | 19 | 141.5984 | 151.5027 | 151.5027 | 151.5027 | 0.0001403 | 0 | 0 | 0 | 0
2 | 28 | 20 | 141.5984 | 151.5027 | 151.5027 | 151.5027 | 0.00014038 | 0 | 0 | 0 | 0
2 | 28 | 21 | 141.5984 | 151.5027 | 151.5027 | 151.5027 | 0.00013615 | 0 | 0 | 0 | 0
2 | 28 | 22 | 141.5984 | 151.5027 | 151.5027 | 151.5027 | 0.00012651 | 0 | 0 | 0 | 0
2 | 28 | 23 | 0 | 0 | 0 | 0 | 0.00011425 | 0 | 0 | 0 | 0
2 | 28 | 24 | 0 | 0 | 0 | 0 | 0.0001024 | 0 | 0 | 0 | 0
3 | 1 | 1 | 0 | 0 | 0 | 0 | 8.3953e-05 | 0 | 0 | 0 | 0
3 | 1 | 2 | 0 | 0 | 0 | 0 | 8.0175e-05 | 0 | 0 | 0 | 0
3 | 1 | 3 | 0 | 0 | 0 | 0 | 7.7861e-05 | 0 | 0 | 0 | 0
3 | 1 | 4 | 0 | 0 | 0 | 0 | 7.7786e-05 | 0 | 0 | 0 | 0
3 | 1 | 5 | 0 | 0 | 0 | 0 | 7.9824e-05 | 0 | 0 | 0 | 0
3 | 1 | 6 | 0 | 0 | 0 | 0 | 8.7515e-05 | 0 | 0 | 0 | 0
3 | 1 | 7 | 0 | 0 | 0 | 0 | 0.00010206 | 0 | 0 | 0 | 0
3 | 1 | 8 | 0 | 0 | 0 | 0 | 0.00011243 | 0 | 0 | 0 | 0
3 | 1 | 9 | 0 | 0 | 0 | 0 | 0.00011428 | 0 | 0 | 0 | 0
3 | 1 | 10 | 0 | 0 | 0 | 0 | 0.00011739 | 0 | 0 | 0 | 0
3 | 1 | 11 | 0 | 0 | 0 | 0 | 0.00011935 | 0 | 0 | 0 | 0
3 | 1 | 12 | 0 | 0 | 0 | 0 | 0.00011968 | 0 | 0 | 0 | 0
3 | 1 | 13 | 0 | 0 | 0 | 0 | 0.000119 | 0 | 0 | 0 | 0
3 | 1 | 14 | 0 | 0 | 0 | 0 | 0.00011803 | 0 | 0 | 0 | 0
3 | 1 | 15 | 0 | 0 | 0 | 0 | 0.00011604 | 0 | 0 | 0 | 0
3 | 1 | 16 | 0 | 0 | 0 | 0 | 0.00011416 | 0 | 0 | 0 | 0
3 | 1 | 17 | 141.5984 | 151.5027 | 151.5027 | 151.5027 | 0.0001132 | 0 | 0 | 0 | 0
3 | 1 | 18 | 141.5984 | 151.5027 | 151.5027 | 151.5027 | 0.00011319 | 0 | 0 | 0 | 0
3 | 1 | 19 | 141.5984 | 151.5027 | 151.5027 | 151.5027 | 0.00011565 | 0 | 0 | 0 | 0
3 | 1 | 20 | 141.5984 | 151.5027 | 151.5027 | 151.5027 | 0.00012121 | 0 | 0 | 0 | 0
3 | 1 | 21 | 141.5984 | 151.5027 | 151.5027 | 151.5027 | 0.00012165 | 0 | 0 | 0 | 0
3 | 1 | 22 | 141.5984 | 151.5027 | 151.5027 | 151.5027 | 0.00011369 | 0 | 0 | 0 | 0
3 | 1 | 23 | 0 | 0 | 0 | 0 | 0.00010259 | 0 | 0 | 0 | 0
3 | 1 | 24 | 0 | 0 | 0 | 0 | 9.1885e-05 | 0 | 0 | 0 | 0
3 | 2 | 1 | 0 | 0 | 0 | 0 | 8.4464e-05 | 0 | 0 | 0 | 0
3 | 2 | 2 | 0 | 0 | 0 | 0 | 8.0473e-05 | 0 | 0 | 0 | 0
3 | 2 | 3 | 0 | 0 | 0 | 0 | 7.82e-05 | 0 | 0 | 0 | 0
3 | 2 | 4 | 0 | 0 | 0 | 0 | 7.8059e-05 | 0 | 0 | 0 | 0
3 | 2 | 5 | 0 | 0 | 0 | 0 | 8.0184e-05 | 0 | 0 | 0 | 0
3 | 2 | 6 | 0 | 0 | 0 | 0 | 8.7274e-05 | 0 | 0 | 0 | 0
3 | 2 | 7 | 0 | 0 | 0 | 0 | 0.00010107 | 0 | 0 | 0 | 0
3 | 2 | 8 | 0 | 0 | 0 | 0 | 0.00011185 | 0 | 0 | 0 | 0
3 | 2 | 9 | 0 | 0 | 0 | 0 | 0.00011417 | 0 | 0 | 0 | 0
3 | 2 | 10 | 0 | 0 | 0 | 0 | 0.00011693 | 0 | 0 | 0 | 0
3 | 2 | 11 | 0 | 0 | 0 | 0 | 0.00011911 | 0 | 0 | 0 | 0
3 | 2 | 12 | 0 | 0 | 0 | 0 | 0.0001185 | 0 | 0 | 0 | 0
3 | 2 | 13 | 0 | 0 | 0 | 0 | 0.00011764 | 0 | 0 | 0 | 0
3 | 2 | 14 | 0 | 0 | 0 | 0 | 0.00011639 | 0 | 0 | 0 | 0
3 | 2 | 15 | 0 | 0 | 0 | 0 | 0.00011475 | 0 | 0 | 0 | 0
3 | 2 | 16 | 0 | 0 | 0 | 0 | 0.00011275 | 0 | 0 | 0 | 0
3 | 2 | 17 | 141.5984 | 151.5027 | 151.5027 | 151.5027 | 0.00011144 | 0 | 0 | 0 | 0
3 | 2 | 18 | 141.5984 | 151.5027 | 151.5027 | 151.5027 | 0.00011118 | 0 | 0 | 0 | 0
3 | 2 | 19 | 141.5984 | 151.5027 | 151.5027 | 151.5027 | 0.00011342 | 0 | 0 | 0 | 0
3 | 2 | 20 | 141.5984 | 151.5027 | 151.5027 | 151.5027 | 0.00011751 | 0 | 0 | 0 | 0
3 | 2 | 21 | 141.5984 | 151.5027 | 151.5027 | 151.5027 | 0.00011783 | 0 | 0 | 0 | 0
3 | 2 | 22 | 141.5984 | 151.5027 | 151.5027 | 151.5027 | 0.00011145 | 0 | 0 | 0 | 0
3 | 2 | 23 | 0 | 0 | 0 | 0 | 0.00010232 | 0 | 0 | 0 | 0
3 | 2 | 24 | 0 | 0 | 0 | 0 | 9.19e-05 | 0 | 0 | 0 | 0
3 | 3 | 1 | 0 | 0 | 0 | 0 | 8.4749e-05 | 0 | 0 | 0 | 0
3 | 3 | 2 | 0 | 0 | 0 | 0 | 8.0517e-05 | 0 | 0 | 0 | 0
3 | 3 | 3 | 0 | 0 | 0 | 0 | 7.8063e-05 | 0 | 0 | 0 | 0
3 | 3 | 4 | 0 | 0 | 0 | 0 | 7.7021e-05 | 0 | 0 | 0 | 0
3 | 3 | 5 | 0 | 0 | 0 | 0 | 7.7632e-05 | 0 | 0 | 0 | 0
3 | 3 | 6 | 0 | 0 | 0 | 0 | 8.077e-05 | 0 | 0 | 0 | 0
3 | 3 | 7 | 0 | 0 | 0 | 0 | 8.6108e-05 | 0 | 0 | 0 | 0
3 | 3 | 8 | 0 | 0 | 0 | 0 | 9.2539e-05 | 0 | 0 | 0 | 0
3 | 3 | 9 | 0 | 0 | 0 | 0 | 9.8874e-05 | 0 | 0 | 0 | 0
3 | 3 | 10 | 0 | 0 | 0 | 0 | 0.00010546 | 0 | 0 | 0 | 0
3 | 3 | 11 | 0 | 0 | 0 | 0 | 0.00010886 | 0 | 0 | 0 | 0
3 | 3 | 12 | 0 | 0 | 0 | 0 | 0.00010888 | 0 | 0 | 0 | 0
3 | 3 | 13 | 0 | 0 | 0 | 0 | 0.00010776 | 0 | 0 | 0 | 0
3 | 3 | 14 | 0 | 0 | 0 | 0 | 0.00010633 | 0 | 0 | 0 | 0
3 | 3 | 15 | 0 | 0 | 0 | 0 | 0.00010432 | 0 | 0 | 0 | 0
3 | 3 | 16 | 0 | 0 | 0 | 0 | 0.00010183 | 0 | 0 | 0 | 0
3 | 3 | 17 | 141.5984 | 151.5027 | 151.5027 | 151.5027 | 0.00010156 | 0 | 0 | 0 | 0
3 | 3 | 18 | 141.5984 | 151.5027 | 151.5027 | 151.5027 | 0.00010352 | 0 | 0 | 0 | 0
3 | 3 | 19 | 141.5984 | 151.5027 | 151.5027 | 151.5027 | 0.00010728 | 0 | 0 | 0 | 0
3 | 3 | 20 | 141.5984 | 151.5027 | 151.5027 | 151.5027 | 0.00011243 | 0 | 0 | 0 | 0
3 | 3 | 21 | 141.5984 | 151.5027 | 151.5027 | 151.5027 | 0.00011328 | 0 | 0 | 0 | 0
3 | 3 | 22 | 141.5984 | 151.5027 | 151.5027 | 151.5027 | 0.00010775 | 0 | 0 | 0 | 0
3 | 3 | 23 | 0 | 0 | 0 | 0 | 9.9807e-05 | 0 | 0 | 0 | 0
3 | 3 | 24 | 0 | 0 | 0 | 0 | 9.0975e-05 | 0 | 0 | 0 | 0
3 | 4 | 1 | 0 | 0 | 0 | 0 | 8.4069e-05 | 0 | 0 | 0 | 0
3 | 4 | 2 | 0 | 0 | 0 | 0 | 7.9794e-05 | 0 | 0 | 0 | 0
3 | 4 | 3 | 0 | 0 | 0 | 0 | 7.7521e-05 | 0 | 0 | 0 | 0
3 | 4 | 4 | 0 | 0 | 0 | 0 | 7.6559e-05 | 0 | 0 | 0 | 0
3 | 4 | 5 | 0 | 0 | 0 | 0 | 7.655e-05 | 0 | 0 | 0 | 0
3 | 4 | 6 | 0 | 0 | 0 | 0 | 7.8326e-05 | 0 | 0 | 0 | 0
3 | 4 | 7 | 0 | 0 | 0 | 0 | 8.2457e-05 | 0 | 0 | 0 | 0
3 | 4 | 8 | 0 | 0 | 0 | 0 | 8.7899e-05 | 0 | 0 | 0 | 0
3 | 4 | 9 | 0 | 0 | 0 | 0 | 9.3509e-05 | 0 | 0 | 0 | 0
3 | 4 | 10 | 0 | 0 | 0 | 0 | 9.8926e-05 | 0 | 0 | 0 | 0
3 | 4 | 11 | 0 | 0 | 0 | 0 | 0.00010284 | 0 | 0 | 0 | 0
3 | 4 | 12 | 0 | 0 | 0 | 0 | 0.00010344 | 0 | 0 | 0 | 0
3 | 4 | 13 | 0 | 0 | 0 | 0 | 0.00010378 | 0 | 0 | 0 | 0
3 | 4 | 14 | 0 | 0 | 0 | 0 | 0.00010276 | 0 | 0 | 0 | 0
3 | 4 | 15 | 0 | 0 | 0 | 0 | 0.00010003 | 0 | 0 | 0 | 0
3 | 4 | 16 | 0 | 0 | 0 | 0 | 9.8702e-05 | 0 | 0 | 0 | 0
3 | 4 | 17 | 141.5984 | 151.5027 | 151.5027 | 151.5027 | 9.9564e-05 | 0 | 0 | 0 | 0
3 | 4 | 18 | 141.5984 | 151.5027 | 151.5027 | 151.5027 | 0.00010164 | 0 | 0 | 0 | 0
3 | 4 | 19 | 141.5984 | 151.5027 | 151.5027 | 151.5027 | 0.00010597 | 0 | 0 | 0 | 0
3 | 4 | 20 | 141.5984 | 151.5027 | 151.5027 | 151.5027 | 0.00011344 | 0 | 0 | 0 | 0
3 | 4 | 21 | 141.5984 | 151.5027 | 151.5027 | 151.5027 | 0.00011676 | 0 | 0 | 0 | 0
3 | 4 | 22 | 141.5984 | 151.5027 | 151.5027 | 151.5027 | 0.00011023 | 0 | 0 | 0 | 0
3 | 4 | 23 | 0 | 0 | 0 | 0 | 0.00010031 | 0 | 0 | 0 | 0
3 | 4 | 24 | 0 | 0 | 0 | 0 | 8.9358e-05 | 0 | 0 | 0 | 0
3 | 5 | 1 | 0 | 0 | 0 | 0 | 8.1805e-05 | 0 | 0 | 0 | 0
3 | 5 | 2 | 0 | 0 | 0 | 0 | 7.8328e-05 | 0 | 0 | 0 | 0
3 | 5 | 3 | 0 | 0 | 0 | 0 | 7.6618e-05 | 0 | 0 | 0 | 0
3 | 5 | 4 | 0 | 0 | 0 | 0 | 7.6771e-05 | 0 | 0 | 0 | 0
3 | 5 | 5 | 0 | 0 | 0 | 0 | 7.928e-05 | 0 | 0 | 0 | 0
3 | 5 | 6 | 0 | 0 | 0 | 0 | 8.6994e-05 | 0 | 0 | 0 | 0
3 | 5 | 7 | 0 | 0 | 0 | 0 | 0.00010115 | 0 | 0 | 0 | 0
3 | 5 | 8 | 0 | 0 | 0 | 0 | 0.00011223 | 0 | 0 | 0 | 0
3 | 5 | 9 | 0 | 0 | 0 | 0 | 0.00011529 | 0 | 0 | 0 | 0
3 | 5 | 10 | 0 | 0 | 0 | 0 | 0.00011771 | 0 | 0 | 0 | 0
3 | 5 | 11 | 0 | 0 | 0 | 0 | 0.00011962 | 0 | 0 | 0 | 0
3 | 5 | 12 | 0 | 0 | 0 | 0 | 0.0001194 | 0 | 0 | 0 | 0
3 | 5 | 13 | 0 | 0 | 0 | 0 | 0.00011895 | 0 | 0 | 0 | 0
3 | 5 | 14 | 0 | 0 | 0 | 0 | 0.00011818 | 0 | 0 | 0 | 0
3 | 5 | 15 | 0 | 0 | 0 | 0 | 0.00011583 | 0 | 0 | 0 | 0
3 | 5 | 16 | 0 | 0 | 0 | 0 | 0.00011356 | 0 | 0 | 0 | 0
3 | 5 | 17 | 141.5984 | 151.5027 | 151.5027 | 151.5027 | 0.0001125 | 0 | 0 | 0 | 0
3 | 5 | 18 | 141.5984 | 151.5027 | 151.5027 | 151.5027 | 0.00011303 | 0 | 0 | 0 | 0
3 | 5 | 19 | 141.5984 | 151.5027 | 151.5027 | 151.5027 | 0.00011574 | 0 | 0 | 0 | 0
3 | 5 | 20 | 141.5984 | 151.5027 | 151.5027 | 151.5027 | 0.00012197 | 0 | 0 | 0 | 0
3 | 5 | 21 | 141.5984 | 151.5027 | 151.5027 | 151.5027 | 0.00012282 | 0 | 0 | 0 | 0
3 | 5 | 22 | 141.5984 | 151.5027 | 151.5027 | 151.5027 | 0.00011423 | 0 | 0 | 0 | 0
3 | 5 | 23 | 0 | 0 | 0 | 0 | 0.00010231 | 0 | 0 | 0 | 0
3 | 5 | 24 | 0 | 0 | 0 | 0 | 9.1249e-05 | 0 | 0 | 0 | 0
3 | 6 | 1 | 0 | 0 | 0 | 0 | 8.3616e-05 | 0 | 0 | 0 | 0
3 | 6 | 2 | 0 | 0 | 0 | 0 | 7.9677e-05 | 0 | 0 | 0 | 0
3 | 6 | 3 | 0 | 0 | 0 | 0 | 7.7771e-05 | 0 | 0 | 0 | 0
3 | 6 | 4 | 0 | 0 | 0 | 0 | 7.764e-05 | 0 | 0 | 0 | 0
3 | 6 | 5 | 0 | 0 | 0 | 0 | 7.9855e-05 | 0 | 0 | 0 | 0
3 | 6 | 6 | 0 | 0 | 0 | 0 | 8.6523e-05 | 0 | 0 | 0 | 0
3 | 6 | 7 | 0 | 0 | 0 | 0 | 0.00010062 | 0 | 0 | 0 | 0
3 | 6 | 8 | 0 | 0 | 0 | 0 | 0.00011172 | 0 | 0 | 0 | 0
3 | 6 | 9 | 0 | 0 | 0 | 0 | 0.00011396 | 0 | 0 | 0 | 0
3 | 6 | 10 | 0 | 0 | 0 | 0 | 0.00011606 | 0 | 0 | 0 | 0
3 | 6 | 11 | 0 | 0 | 0 | 0 | 0.00011841 | 0 | 0 | 0 | 0
3 | 6 | 12 | 0 | 0 | 0 | 0 | 0.00011802 | 0 | 0 | 0 | 0
3 | 6 | 13 | 0 | 0 | 0 | 0 | 0.00011803 | 0 | 0 | 0 | 0
3 | 6 | 14 | 0 | 0 | 0 | 0 | 0.00011695 | 0 | 0 | 0 | 0
3 | 6 | 15 | 0 | 0 | 0 | 0 | 0.00011486 | 0 | 0 | 0 | 0
3 | 6 | 16 | 0 | 0 | 0 | 0 | 0.00011271 | 0 | 0 | 0 | 0
3 | 6 | 17 | 141.5984 | 151.5027 | 151.5027 | 151.5027 | 0.0001124 | 0 | 0 | 0 | 0
3 | 6 | 18 | 141.5984 | 151.5027 | 151.5027 | 151.5027 | 0.00011299 | 0 | 0 | 0 | 0
3 | 6 | 19 | 141.5984 | 151.5027 | 151.5027 | 151.5027 | 0.00011632 | 0 | 0 | 0 | 0
3 | 6 | 20 | 141.5984 | 151.5027 | 151.5027 | 151.5027 | 0.00012157 | 0 | 0 | 0 | 0
3 | 6 | 21 | 141.5984 | 151.5027 | 151.5027 | 151.5027 | 0.00012282 | 0 | 0 | 0 | 0
3 | 6 | 22 | 141.5984 | 151.5027 | 151.5027 | 151.5027 | 0.0001142 | 0 | 0 | 0 | 0
3 | 6 | 23 | 0 | 0 | 0 | 0 | 0.00010218 | 0 | 0 | 0 | 0
3 | 6 | 24 | 0 | 0 | 0 | 0 | 9.0734e-05 | 0 | 0 | 0 | 0
3 | 7 | 1 | 0 | 0 | 0 | 0 | 8.3529e-05 | 0 | 0 | 0 | 0
3 | 7 | 2 | 0 | 0 | 0 | 0 | 7.9564e-05 | 0 | 0 | 0 | 0
3 | 7 | 3 | 0 | 0 | 0 | 0 | 7.7651e-05 | 0 | 0 | 0 | 0
3 | 7 | 4 | 0 | 0 | 0 | 0 | 7.7237e-05 | 0 | 0 | 0 | 0
3 | 7 | 5 | 0 | 0 | 0 | 0 | 7.9429e-05 | 0 | 0 | 0 | 0
3 | 7 | 6 | 0 | 0 | 0 | 0 | 8.6714e-05 | 0 | 0 | 0 | 0
3 | 7 | 7 | 0 | 0 | 0 | 0 | 0.00010071 | 0 | 0 | 0 | 0
3 | 7 | 8 | 0 | 0 | 0 | 0 | 0.00011117 | 0 | 0 | 0 | 0
3 | 7 | 9 | 0 | 0 | 0 | 0 | 0.00011351 | 0 | 0 | 0 | 0
3 | 7 | 10 | 0 | 0 | 0 | 0 | 0.00011588 | 0 | 0 | 0 | 0
3 | 7 | 11 | 0 | 0 | 0 | 0 | 0.00011795 | 0 | 0 | 0 | 0
3 | 7 | 12 | 0 | 0 | 0 | 0 | 0.00011813 | 0 | 0 | 0 | 0
3 | 7 | 13 | 0 | 0 | 0 | 0 | 0.0001172 | 0 | 0 | 0 | 0
3 | 7 | 14 | 0 | 0 | 0 | 0 | 0.00011669 | 0 | 0 | 0 | 0
3 | 7 | 15 | 0 | 0 | 0 | 0 | 0.00011478 | 0 | 0 | 0 | 0
3 | 7 | 16 | 0 | 0 | 0 | 0 | 0.00011385 | 0 | 0 | 0 | 0
3 | 7 | 17 | 141.5984 | 151.5027 | 151.5027 | 151.5027 | 0.00011209 | 0 | 0 | 0 | 0
3 | 7 | 18 | 141.5984 | 151.5027 | 151.5027 | 151.5027 | 0.00011253 | 0 | 0 | 0 | 0
3 | 7 | 19 | 141.5984 | 151.5027 | 151.5027 | 151.5027 | 0.00011462 | 0 | 0 | 0 | 0
3 | 7 | 20 | 141.5984 | 151.5027 | 151.5027 | 151.5027 | 0.00011927 | 0 | 0 | 0 | 0
3 | 7 | 21 | 141.5984 | 151.5027 | 151.5027 | 151.5027 | 0.00012087 | 0 | 0 | 0 | 0
3 | 7 | 22 | 141.5984 | 151.5027 | 151.5027 | 151.5027 | 0.00011304 | 0 | 0 | 0 | 0
3 | 7 | 23 | 0 | 0 | 0 | 0 | 0.00010221 | 0 | 0 | 0 | 0
3 | 7 | 24 | 0 | 0 | 0 | 0 | 9.1032e-05 | 0 | 0 | 0 | 0
3 | 8 | 1 | 0 | 0 | 0 | 0 | 8.3953e-05 | 0 | 0 | 0 | 0
3 | 8 | 2 | 0 | 0 | 0 | 0 | 8.0175e-05 | 0 | 0 | 0 | 0
3 | 8 | 3 | 0 | 0 | 0 | 0 | 7.7861e-05 | 0 | 0 | 0 | 0
3 | 8 | 4 | 0 | 0 | 0 | 0 | 7.7786e-05 | 0 | 0 | 0 | 0
3 | 8 | 5 | 0 | 0 | 0 | 0 | 7.9824e-05 | 0 | 0 | 0 | 0
3 | 8 | 6 | 0 | 0 | 0 | 0 | 8.7515e-05 | 0 | 0 | 0 | 0
3 | 8 | 7 | 0 | 0 | 0 | 0 | 0.00010206 | 0 | 0 | 0 | 0
3 | 8 | 8 | 0 | 0 | 0 | 0 | 0.00011243 | 0 | 0 | 0 | 0
3 | 8 | 9 | 0 | 0 | 0 | 0 | 0.00011428 | 0 | 0 | 0 | 0
3 | 8 | 10 | 0 | 0 | 0 | 0 | 0.00011739 | 0 | 0 | 0 | 0
3 | 8 | 11 | 0 | 0 | 0 | 0 | 0.00011935 | 0 | 0 | 0 | 0
3 | 8 | 12 | 0 | 0 | 0 | 0 | 0.00011968 | 0 | 0 | 0 | 0
3 | 8 | 13 | 0 | 0 | 0 | 0 | 0.000119 | 0 | 0 | 0 | 0
3 | 8 | 14 | 0 | 0 | 0 | 0 | 0.00011803 | 0 | 0 | 0 | 0
3 | 8 | 15 | 0 | 0 | 0 | 0 | 0.00011604 | 0 | 0 | 0 | 0
3 | 8 | 16 | 0 | 0 | 0 | 0 | 0.00011416 | 0 | 0 | 0 | 0
3 | 8 | 17 | 141.5984 | 151.5027 | 151.5027 | 151.5027 | 0.0001132 | 0 | 0 | 0 | 0
3 | 8 | 18 | 141.5984 | 151.5027 | 151.5027 | 151.5027 | 0.00011319 | 0 | 0 | 0 | 0
3 | 8 | 19 | 141.5984 | 151.5027 | 151.5027 | 151.5027 | 0.00011565 | 0 | 0 | 0 | 0
3 | 8 | 20 | 141.5984 | 151.5027 | 151.5027 | 151.5027 | 0.00012121 | 0 | 0 | 0 | 0
3 | 8 | 21 | 141.5984 | 151.5027 | 151.5027 | 151.5027 | 0.00012165 | 0 | 0 | 0 | 0
3 | 8 | 22 | 141.5984 | 151.5027 | 151.5027 | 151.5027 | 0.00011369 | 0 | 0 | 0 | 0
3 | 8 | 23 | 0 | 0 | 0 | 0 | 0.00010259 | 0 | 0 | 0 | 0
3 | 8 | 24 | 0 | 0 | 0 | 0 | 9.1885e-05 | 0 | 0 | 0 | 0
3 | 9 | 1 | 0 | 0 | 0 | 0 | 8.4464e-05 | 0 | 0 | 0 | 0
3 | 9 | 2 | 0 | 0 | 0 | 0 | 8.0473e-05 | 0 | 0 | 0 | 0
3 | 9 | 3 | 0 | 0 | 0 | 0 | 7.82e-05 | 0 | 0 | 0 | 0
3 | 9 | 4 | 0 | 0 | 0 | 0 | 7.8059e-05 | 0 | 0 | 0 | 0
3 | 9 | 5 | 0 | 0 | 0 | 0 | 8.0184e-05 | 0 | 0 | 0 | 0
3 | 9 | 6 | 0 | 0 | 0 | 0 | 8.7274e-05 | 0 | 0 | 0 | 0
3 | 9 | 7 | 0 | 0 | 0 | 0 | 0.00010107 | 0 | 0 | 0 | 0
3 | 9 | 8 | 0 | 0 | 0 | 0 | 0.00011185 | 0 | 0 | 0 | 0
3 | 9 | 9 | 0 | 0 | 0 | 0 | 0.00011417 | 0 | 0 | 0 | 0
3 | 9 | 10 | 0 | 0 | 0 | 0 | 0.00011693 | 0 | 0 | 0 | 0
3 | 9 | 11 | 0 | 0 | 0 | 0 | 0.00011911 | 0 | 0 | 0 | 0
3 | 9 | 12 | 0 | 0 | 0 | 0 | 0.0001185 | 0 | 0 | 0 | 0
3 | 9 | 13 | 0 | 0 | 0 | 0 | 0.00011764 | 0 | 0 | 0 | 0
3 | 9 | 14 | 0 | 0 | 0 | 0 | 0.00011639 | 0 | 0 | 0 | 0
3 | 9 | 15 | 0 | 0 | 0 | 0 | 0.00011475 | 0 | 0 | 0 | 0
3 | 9 | 16 | 0 | 0 | 0 | 0 | 0.00011275 | 0 | 0 | 0 | 0
3 | 9 | 17 | 141.5984 | 151.5027 | 151.5027 | 151.5027 | 0.00011144 | 0 | 0 | 0 | 0
3 | 9 | 18 | 141.5984 | 151.5027 | 151.5027 | 151.5027 | 0.00011118 | 0 | 0 | 0 | 0
3 | 9 | 19 | 141.5984 | 151.5027 | 151.5027 | 151.5027 | 0.00011342 | 0 | 0 | 0 | 0
3 | 9 | 20 | 141.5984 | 151.5027 | 151.5027 | 151.5027 | 0.00011751 | 0 | 0 | 0 | 0
3 | 9 | 21 | 141.5984 | 151.5027 | 151.5027 | 151.5027 | 0.00011783 | 0 | 0 | 0 | 0
3 | 9 | 22 | 141.5984 | 151.5027 | 151.5027 | 151.5027 | 0.00011145 | 0 | 0 | 0 | 0
3 | 9 | 23 | 0 | 0 | 0 | 0 | 0.00010232 | 0 | 0 | 0 | 0
3 | 9 | 24 | 0 | 0 | 0 | 0 | 9.19e-05 | 0 | 0 | 0 | 0
3 | 10 | 1 | 0 | 0 | 0 | 0 | 8.4749e-05 | 0 | 0 | 0 | 0
3 | 10 | 2 | 0 | 0 | 0 | 0 | 8.0517e-05 | 0 | 0 | 0 | 0
3 | 10 | 3 | 0 | 0 | 0 | 0 | 7.8063e-05 | 0 | 0 | 0 | 0
3 | 10 | 4 | 0 | 0 | 0 | 0 | 7.7021e-05 | 0 | 0 | 0 | 0
3 | 10 | 5 | 0 | 0 | 0 | 0 | 7.7632e-05 | 0 | 0 | 0 | 0
3 | 10 | 6 | 0 | 0 | 0 | 0 | 8.077e-05 | 0 | 0 | 0 | 0
3 | 10 | 7 | 0 | 0 | 0 | 0 | 8.6108e-05 | 0 | 0 | 0 | 0
3 | 10 | 8 | 0 | 0 | 0 | 0 | 9.2539e-05 | 0 | 0 | 0 | 0
3 | 10 | 9 | 0 | 0 | 0 | 0 | 9.8874e-05 | 0 | 0 | 0 | 0
3 | 10 | 10 | 0 | 0 | 0 | 0 | 0.00010546 | 0 | 0 | 0 | 0
3 | 10 | 11 | 0 | 0 | 0 | 0 | 0.00010886 | 0 | 0 | 0 | 0
3 | 10 | 12 | 0 | 0 | 0 | 0 | 0.00010888 | 0 | 0 | 0 | 0
3 | 10 | 13 | 0 | 0 | 0 | 0 | 0.00010776 | 0 | 0 | 0 | 0
3 | 10 | 14 | 0 | 0 | 0 | 0 | 0.00010633 | 0 | 0 | 0 | 0
3 | 10 | 15 | 0 | 0 | 0 | 0 | 0.00010432 | 0 | 0 | 0 | 0
3 | 10 | 16 | 0 | 0 | 0 | 0 | 0.00010183 | 0 | 0 | 0 | 0
3 | 10 | 17 | 141.5984 | 151.5027 | 151.5027 | 151.5027 | 0.00010156 | 0 | 0 | 0 | 0
3 | 10 | 18 | 141.5984 | 151.5027 | 151.5027 | 151.5027 | 0.00010352 | 0 | 0 | 0 | 0
3 | 10 | 19 | 141.5984 | 151.5027 | 151.5027 | 151.5027 | 0.00010728 | 0 | 0 | 0 | 0
3 | 10 | 20 | 141.5984 | 151.5027 | 151.5027 | 151.5027 | 0.00011243 | 0 | 0 | 0 | 0
3 | 10 | 21 | 141.5984 | 151.5027 | 151.5027 | 151.5027 | 0.00011328 | 0 | 0 | 0 | 0
3 | 10 | 22 | 141.5984 | 151.5027 | 151.5027 | 151.5027 | 0.00010775 | 0 | 0 | 0 | 0
3 | 10 | 23 | 0 | 0 | 0 | 0 | 9.9807e-05 | 0 | 0 | 0 | 0
3 | 10 | 24 | 0 | 0 | 0 | 0 | 9.0975e-05 | 0 | 0 | 0 | 0
3 | 11 | 1 | 0 | 0 | 0 | 0 | 8.4069e-05 | 0 | 0 | 0 | 0
3 | 11 | 2 | 0 | 0 | 0 | 0 | 7.9794e-05 | 0 | 0 | 0 | 0
3 | 11 | 3 | 0 | 0 | 0 | 0 | 7.7521e-05 | 0 | 0 | 0 | 0
3 | 11 | 4 | 0 | 0 | 0 | 0 | 7.6559e-05 | 0 | 0 | 0 | 0
3 | 11 | 5 | 0 | 0 | 0 | 0 | 7.655e-05 | 0 | 0 | 0 | 0
3 | 11 | 6 | 0 | 0 | 0 | 0 | 7.8326e-05 | 0 | 0 | 0 | 0
3 | 11 | 7 | 0 | 0 | 0 | 0 | 8.2457e-05 | 0 | 0 | 0 | 0
3 | 11 | 8 | 0 | 0 | 0 | 0 | 8.7899e-05 | 0 | 0 | 0 | 0
3 | 11 | 9 | 0 | 0 | 0 | 0 | 9.3509e-05 | 0 | 0 | 0 | 0
3 | 11 | 10 | 0 | 0 | 0 | 0 | 9.8926e-05 | 0 | 0 | 0 | 0
3 | 11 | 11 | 0 | 0 | 0 | 0 | 0.00010284 | 0 | 0 | 0 | 0
3 | 11 | 12 | 0 | 0 | 0 | 0 | 0.00010344 | 0 | 0 | 0 | 0
3 | 11 | 13 | 0 | 0 | 0 | 0 | 0.00010378 | 0 | 0 | 0 | 0
3 | 11 | 14 | 0 | 0 | 0 | 0 | 0.00010276 | 0 | 0 | 0 | 0
3 | 11 | 15 | 0 | 0 | 0 | 0 | 0.00010003 | 0 | 0 | 0 | 0
3 | 11 | 16 | 0 | 0 | 0 | 0 | 9.8702e-05 | 0 | 0 | 0 | 0
3 | 11 | 17 | 141.5984 | 151.5027 | 151.5027 | 151.5027 | 9.9564e-05 | 0 | 0 | 0 | 0
3 | 11 | 18 | 141.5984 | 151.5027 | 151.5027 | 151.5027 | 0.00010164 | 0 | 0 | 0 | 0
3 | 11 | 19 | 141.5984 | 151.5027 | 151.5027 | 151.5027 | 0.00010597 | 0 | 0 | 0 | 0
3 | 11 | 20 | 141.5984 | 151.5027 | 151.5027 | 151.5027 | 0.00011344 | 0 | 0 | 0 | 0
3 | 11 | 21 | 141.5984 | 151.5027 | 151.5027 | 151.5027 | 0.00011676 | 0 | 0 | 0 | 0
3 | 11 | 22 | 141.5984 | 151.5027 | 151.5027 | 151.5027 | 0.00011023 | 0 | 0 | 0 | 0
3 | 11 | 23 | 0 | 0 | 0 | 0 | 0.00010031 | 0 | 0 | 0 | 0
3 | 11 | 24 | 0 | 0 | 0 | 0 | 8.9358e-05 | 0 | 0 | 0 | 0
3 | 12 | 1 | 0 | 0 | 0 | 0 | 8.1805e-05 | 0 | 0 | 0 | 0
3 | 12 | 2 | 0 | 0 | 0 | 0 | 7.8328e-05 | 0 | 0 | 0 | 0
3 | 12 | 3 | 0 | 0 | 0 | 0 | 7.6618e-05 | 0 | 0 | 0 | 0
3 | 12 | 4 | 0 | 0 | 0 | 0 | 7.6771e-05 | 0 | 0 | 0 | 0
3 | 12 | 5 | 0 | 0 | 0 | 0 | 7.928e-05 | 0 | 0 | 0 | 0
3 | 12 | 6 | 0 | 0 | 0 | 0 | 8.6994e-05 | 0 | 0 | 0 | 0
3 | 12 | 7 | 0 | 0 | 0 | 0 | 0.00010115 | 0 | 0 | 0 | 0
3 | 12 | 8 | 0 | 0 | 0 | 0 | 0.00011223 | 0 | 0 | 0 | 0
3 | 12 | 9 | 0 | 0 | 0 | 0 | 0.00011529 | 0 | 0 | 0 | 0
3 | 12 | 10 | 0 | 0 | 0 | 0 | 0.00011771 | 0 | 0 | 0 | 0
3 | 12 | 11 | 0 | 0 | 0 | 0 | 0.00011962 | 0 | 0 | 0 | 0
3 | 12 | 12 | 0 | 0 | 0 | 0 | 0.0001194 | 0 | 0 | 0 | 0
3 | 12 | 13 | 0 | 0 | 0 | 0 | 0.00011895 | 0 | 0 | 0 | 0
3 | 12 | 14 | 0 | 0 | 0 | 0 | 0.00011818 | 0 | 0 | 0 | 0
3 | 12 | 15 | 0 | 0 | 0 | 0 | 0.00011583 | 0 | 0 | 0 | 0
3 | 12 | 16 | 0 | 0 | 0 | 0 | 0.00011356 | 0 | 0 | 0 | 0
3 | 12 | 17 | 141.5984 | 151.5027 | 151.5027 | 151.5027 | 0.0001125 | 0 | 0 | 0 | 0
3 | 12 | 18 | 141.5984 | 151.5027 | 151.5027 | 151.5027 | 0.00011303 | 0 | 0 | 0 | 0
3 | 12 | 19 | 141.5984 | 151.5027 | 151.5027 | 151.5027 | 0.00011574 | 0 | 0 | 0 | 0
3 | 12 | 20 | 141.5984 | 151.5027 | 151.5027 | 151.5027 | 0.00012197 | 0 | 0 | 0 | 0
3 | 12 | 21 | 141.5984 | 151.5027 | 151.5027 | 151.5027 | 0.00012282 | 0 | 0 | 0 | 0
3 | 12 | 22 | 141.5984 | 151.5027 | 151.5027 | 151.5027 | 0.00011423 | 0 | 0 | 0 | 0
3 | 12 | 23 | 0 | 0 | 0 | 0 | 0.00010231 | 0 | 0 | 0 | 0
3 | 12 | 24 | 0 | 0 | 0 | 0 | 9.1249e-05 | 0 | 0 | 0 | 0
3 | 13 | 1 | 0 | 0 | 0 | 0 | 8.3616e-05 | 0 | 0 | 0 | 0
3 | 13 | 2 | 0 | 0 | 0 | 0 | 7.9677e-05 | 0 | 0 | 0 | 0
3 | 13 | 3 | 0 | 0 | 0 | 0 | 7.7771e-05 | 0 | 0 | 0 | 0
3 | 13 | 4 | 0 | 0 | 0 | 0 | 7.764e-05 | 0 | 0 | 0 | 0
3 | 13 | 5 | 0 | 0 | 0 | 0 | 7.9855e-05 | 0 | 0 | 0 | 0
3 | 13 | 6 | 0 | 0 | 0 | 0 | 8.6523e-05 | 0 | 0 | 0 | 0
3 | 13 | 7 | 0 | 0 | 0 | 0 | 0.00010062 | 0 | 0 | 0 | 0
3 | 13 | 8 | 0 | 0 | 0 | 0 | 0.00011172 | 0 | 0 | 0 | 0
3 | 13 | 9 | 0 | 0 | 0 | 0 | 0.00011396 | 0 | 0 | 0 | 0
3 | 13 | 10 | 0 | 0 | 0 | 0 | 0.00011606 | 0 | 0 | 0 | 0
3 | 13 | 11 | 0 | 0 | 0 | 0 | 0.00011841 | 0 | 0 | 0 | 0
3 | 13 | 12 | 0 | 0 | 0 | 0 | 0.00011802 | 0 | 0 | 0 | 0
3 | 13 | 13 | 0 | 0 | 0 | 0 | 0.00011803 | 0 | 0 | 0 | 0
3 | 13 | 14 | 0 | 0 | 0 | 0 | 0.00011695 | 0 | 0 | 0 | 0
3 | 13 | 15 | 0 | 0 | 0 | 0 | 0.00011486 | 0 | 0 | 0 | 0
3 | 13 | 16 | 0 | 0 | 0 | 0 | 0.00011271 | 0 | 0 | 0 | 0
3 | 13 | 17 | 141.5984 | 151.5027 | 151.5027 | 151.5027 | 0.0001124 | 0 | 0 | 0 | 0
3 | 13 | 18 | 141.5984 | 151.5027 | 151.5027 | 151.5027 | 0.00011299 | 0 | 0 | 0 | 0
3 | 13 | 19 | 141.5984 | 151.5027 | 151.5027 | 151.5027 | 0.00011632 | 0 | 0 | 0 | 0
3 | 13 | 20 | 141.5984 | 151.5027 | 151.5027 | 151.5027 | 0.00012157 | 0 | 0 | 0 | 0
3 | 13 | 21 | 141.5984 | 151.5027 | 151.5027 | 151.5027 | 0.00012282 | 0 | 0 | 0 | 0
3 | 13 | 22 | 141.5984 | 151.5027 | 151.5027 | 151.5027 | 0.0001142 | 0 | 0 | 0 | 0
3 | 13 | 23 | 0 | 0 | 0 | 0 | 0.00010218 | 0 | 0 | 0 | 0
3 | 13 | 24 | 0 | 0 | 0 | 0 | 9.0734e-05 | 0 | 0 | 0 | 0
3 | 14 | 1 | 0 | 0 | 0 | 0 | 8.3529e-05 | 0 | 0 | 0 | 0
3 | 14 | 2 | 0 | 0 | 0 | 0 | 7.9564e-05 | 0 | 0 | 0 | 0
3 | 14 | 3 | 0 | 0 | 0 | 0 | 7.7651e-05 | 0 | 0 | 0 | 0
3 | 14 | 4 | 0 | 0 | 0 | 0 | 7.7237e-05 | 0 | 0 | 0 | 0
3 | 14 | 5 | 0 | 0 | 0 | 0 | 7.9429e-05 | 0 | 0 | 0 | 0
3 | 14 | 6 | 0 | 0 | 0 | 0 | 8.6714e-05 | 0 | 0 | 0 | 0
3 | 14 | 7 | 0 | 0 | 0 | 0 | 0.00010071 | 0 | 0 | 0 | 0
3 | 14 | 8 | 0 | 0 | 0 | 0 | 0.00011117 | 0 | 0 | 0 | 0
3 | 14 | 9 | 0 | 0 | 0 | 0 | 0.00011351 | 0 | 0 | 0 | 0
3 | 14 | 10 | 0 | 0 | 0 | 0 | 0.00011588 | 0 | 0 | 0 | 0
3 | 14 | 11 | 0 | 0 | 0 | 0 | 0.00011795 | 0 | 0 | 0 | 0
3 | 14 | 12 | 0 | 0 | 0 | 0 | 0.00011813 | 0 | 0 | 0 | 0
3 | 14 | 13 | 0 | 0 | 0 | 0 | 0.0001172 | 0 | 0 | 0 | 0
3 | 14 | 14 | 0 | 0 | 0 | 0 | 0.00011669 | 0 | 0 | 0 | 0
3 | 14 | 15 | 0 | 0 | 0 | 0 | 0.00011478 | 0 | 0 | 0 | 0
3 | 14 | 16 | 0 | 0 | 0 | 0 | 0.00011385 | 0 | 0 | 0 | 0
3 | 14 | 17 | 141.5984 | 151.5027 | 151.5027 | 151.5027 | 0.00011209 | 0 | 0 | 0 | 0
3 | 14 | 18 | 141.5984 | 151.5027 | 151.5027 | 151.5027 | 0.00011253 | 0 | 0 | 0 | 0
3 | 14 | 19 | 141.5984 | 151.5027 | 151.5027 | 151.5027 | 0.00011462 | 0 | 0 | 0 | 0
3 | 14 | 20 | 141.5984 | 151.5027 | 151.5027 | 151.5027 | 0.00011927 | 0 | 0 | 0 | 0
3 | 14 | 21 | 141.5984 | 151.5027 | 151.5027 | 151.5027 | 0.00012087 | 0 | 0 | 0 | 0
3 | 14 | 22 | 141.5984 | 151.5027 | 151.5027 | 151.5027 | 0.00011304 | 0 | 0 | 0 | 0
3 | 14 | 23 | 0 | 0 | 0 | 0 | 0.00010221 | 0 | 0 | 0 | 0
3 | 14 | 24 | 0 | 0 | 0 | 0 | 9.1032e-05 | 0 | 0 | 0 | 0
3 | 15 | 1 | 0 | 0 | 0 | 0 | 8.3953e-05 | 0 | 0 | 0 | 0
3 | 15 | 2 | 0 | 0 | 0 | 0 | 8.0175e-05 | 0 | 0 | 0 | 0
3 | 15 | 3 | 0 | 0 | 0 | 0 | 7.7861e-05 | 0 | 0 | 0 | 0
3 | 15 | 4 | 0 | 0 | 0 | 0 | 7.7786e-05 | 0 | 0 | 0 | 0
3 | 15 | 5 | 0 | 0 | 0 | 0 | 7.9824e-05 | 0 | 0 | 0 | 0
3 | 15 | 6 | 0 | 0 | 0 | 0 | 8.7515e-05 | 0 | 0 | 0 | 0
3 | 15 | 7 | 0 | 0 | 0 | 0 | 0.00010206 | 0 | 0 | 0 | 0
3 | 15 | 8 | 0 | 0 | 0 | 0 | 0.00011243 | 0 | 0 | 0 | 0
3 | 15 | 9 | 0 | 0 | 0 | 0 | 0.00011428 | 0 | 0 | 0 | 0
3 | 15 | 10 | 0 | 0 | 0 | 0 | 0.00011739 | 0 | 0 | 0 | 0
3 | 15 | 11 | 0 | 0 | 0 | 0 | 0.00011935 | 0 | 0 | 0 | 0
3 | 15 | 12 | 0 | 0 | 0 | 0 | 0.00011968 | 0 | 0 | 0 | 0
3 | 15 | 13 | 0 | 0 | 0 | 0 | 0.000119 | 0 | 0 | 0 | 0
3 | 15 | 14 | 0 | 0 | 0 | 0 | 0.00011803 | 0 | 0 | 0 | 0
3 | 15 | 15 | 0 | 0 | 0 | 0 | 0.00011604 | 0 | 0 | 0 | 0
3 | 15 | 16 | 0 | 0 | 0 | 0 | 0.00011416 | 0 | 0 | 0 | 0
3 | 15 | 17 | 141.5984 | 151.5027 | 151.5027 | 151.5027 | 0.0001132 | 0 | 0 | 0 | 0
3 | 15 | 18 | 141.5984 | 151.5027 | 151.5027 | 151.5027 | 0.00011319 | 0 | 0 | 0 | 0
3 | 15 | 19 | 141.5984 | 151.5027 | 151.5027 | 151.5027 | 0.00011565 | 0 | 0 | 0 | 0
3 | 15 | 20 | 141.5984 | 151.5027 | 151.5027 | 151.5027 | 0.00012121 | 0 | 0 | 0 | 0
3 | 15 | 21 | 141.5984 | 151.5027 | 151.5027 | 151.5027 | 0.00012165 | 0 | 0 | 0 | 0
3 | 15 | 22 | 141.5984 | 151.5027 | 151.5027 | 151.5027 | 0.00011369 | 0 | 0 | 0 | 0
3 | 15 | 23 | 0 | 0 | 0 | 0 | 0.00010259 | 0 | 0 | 0 | 0
3 | 15 | 24 | 0 | 0 | 0 | 0 | 9.1885e-05 | 0 | 0 | 0 | 0
3 | 16 | 1 | 0 | 0 | 0 | 0 | 8.4464e-05 | 0 | 0 | 0 | 0
3 | 16 | 2 | 0 | 0 | 0 | 0 | 8.0473e-05 | 0 | 0 | 0 | 0
3 | 16 | 3 | 0 | 0 | 0 | 0 | 7.82e-05 | 0 | 0 | 0 | 0
3 | 16 | 4 | 0 | 0 | 0 | 0 | 7.8059e-05 | 0 | 0 | 0 | 0
3 | 16 | 5 | 0 | 0 | 0 | 0 | 8.0184e-05 | 0 | 0 | 0 | 0
3 | 16 | 6 | 0 | 0 | 0 | 0 | 8.7274e-05 | 0 | 0 | 0 | 0
3 | 16 | 7 | 0 | 0 | 0 | 0 | 0.00010107 | 0 | 0 | 0 | 0
3 | 16 | 8 | 0 | 0 | 0 | 0 | 0.00011185 | 0 | 0 | 0 | 0
3 | 16 | 9 | 0 | 0 | 0 | 0 | 0.00011417 | 0 | 0 | 0 | 0
3 | 16 | 10 | 0 | 0 | 0 | 0 | 0.00011693 | 0 | 0 | 0 | 0
3 | 16 | 11 | 0 | 0 | 0 | 0 | 0.00011911 | 0 | 0 | 0 | 0
3 | 16 | 12 | 0 | 0 | 0 | 0 | 0.0001185 | 0 | 0 | 0 | 0
3 | 16 | 13 | 0 | 0 | 0 | 0 | 0.00011764 | 0 | 0 | 0 | 0
3 | 16 | 14 | 0 | 0 | 0 | 0 | 0.00011639 | 0 | 0 | 0 | 0
3 | 16 | 15 | 0 | 0 | 0 | 0 | 0.00011475 | 0 | 0 | 0 | 0
3 | 16 | 16 | 0 | 0 | 0 | 0 | 0.00011275 | 0 | 0 | 0 | 0
3 | 16 | 17 | 141.5984 | 151.5027 | 151.5027 | 151.5027 | 0.00011144 | 0 | 0 | 0 | 0
3 | 16 | 18 | 141.5984 | 151.5027 | 151.5027 | 151.5027 | 0.00011118 | 0 | 0 | 0 | 0
3 | 16 | 19 | 141.5984 | 151.5027 | 151.5027 | 151.5027 | 0.00011342 | 0 | 0 | 0 | 0
3 | 16 | 20 | 141.5984 | 151.5027 | 151.5027 | 151.5027 | 0.00011751 | 0 | 0 | 0 | 0
3 | 16 | 21 | 141.5984 | 151.5027 | 151.5027 | 151.5027 | 0.00011783 | 0 | 0 | 0 | 0
3 | 16 | 22 | 141.5984 | 151.5027 | 151.5027 | 151.5027 | 0.00011145 | 0 | 0 | 0 | 0
3 | 16 | 23 | 0 | 0 | 0 | 0 | 0.00010232 | 0 | 0 | 0 | 0
3 | 16 | 24 | 0 | 0 | 0 | 0 | 9.19e-05 | 0 | 0 | 0 | 0
3 | 17 | 1 | 0 | 0 | 0 | 0 | 8.4749e-05 | 0 | 0 | 0 | 0
3 | 17 | 2 | 0 | 0 | 0 | 0 | 8.0517e-05 | 0 | 0 | 0 | 0
3 | 17 | 3 | 0 | 0 | 0 | 0 | 7.8063e-05 | 0 | 0 | 0 | 0
3 | 17 | 4 | 0 | 0 | 0 | 0 | 7.7021e-05 | 0 | 0 | 0 | 0
3 | 17 | 5 | 0 | 0 | 0 | 0 | 7.7632e-05 | 0 | 0 | 0 | 0
3 | 17 | 6 | 0 | 0 | 0 | 0 | 8.077e-05 | 0 | 0 | 0 | 0
3 | 17 | 7 | 0 | 0 | 0 | 0 | 8.6108e-05 | 0 | 0 | 0 | 0
3 | 17 | 8 | 0 | 0 | 0 | 0 | 9.2539e-05 | 0 | 0 | 0 | 0
3 | 17 | 9 | 0 | 0 | 0 | 0 | 9.8874e-05 | 0 | 0 | 0 | 0
3 | 17 | 10 | 0 | 0 | 0 | 0 | 0.00010546 | 0 | 0 | 0 | 0
3 | 17 | 11 | 0 | 0 | 0 | 0 | 0.00010886 | 0 | 0 | 0 | 0
3 | 17 | 12 | 0 | 0 | 0 | 0 | 0.00010888 | 0 | 0 | 0 | 0
3 | 17 | 13 | 0 | 0 | 0 | 0 | 0.00010776 | 0 | 0 | 0 | 0
3 | 17 | 14 | 0 | 0 | 0 | 0 | 0.00010633 | 0 | 0 | 0 | 0
3 | 17 | 15 | 0 | 0 | 0 | 0 | 0.00010432 | 0 | 0 | 0 | 0
3 | 17 | 16 | 0 | 0 | 0 | 0 | 0.00010183 | 0 | 0 | 0 | 0
3 | 17 | 17 | 141.5984 | 151.5027 | 151.5027 | 151.5027 | 0.00010156 | 0 | 0 | 0 | 0
3 | 17 | 18 | 141.5984 | 151.5027 | 151.5027 | 151.5027 | 0.00010352 | 0 | 0 | 0 | 0
3 | 17 | 19 | 141.5984 | 151.5027 | 151.5027 | 151.5027 | 0.00010728 | 0 | 0 | 0 | 0
3 | 17 | 20 | 141.5984 | 151.5027 | 151.5027 | 151.5027 | 0.00011243 | 0 | 0 | 0 | 0
3 | 17 | 21 | 141.5984 | 151.5027 | 151.5027 | 151.5027 | 0.00011328 | 0 | 0 | 0 | 0
3 | 17 | 22 | 141.5984 | 151.5027 | 151.5027 | 151.5027 | 0.00010775 | 0 | 0 | 0 | 0
3 | 17 | 23 | 0 | 0 | 0 | 0 | 9.9807e-05 | 0 | 0 | 0 | 0
3 | 17 | 24 | 0 | 0 | 0 | 0 | 9.0975e-05 | 0 | 0 | 0 | 0
3 | 18 | 1 | 0 | 0 | 0 | 0 | 8.4069e-05 | 0 | 0 | 0 | 0
3 | 18 | 2 | 0 | 0 | 0 | 0 | 7.9794e-05 | 0 | 0 | 0 | 0
3 | 18 | 3 | 0 | 0 | 0 | 0 | 7.7521e-05 | 0 | 0 | 0 | 0
3 | 18 | 4 | 0 | 0 | 0 | 0 | 7.6559e-05 | 0 | 0 | 0 | 0
3 | 18 | 5 | 0 | 0 | 0 | 0 | 7.655e-05 | 0 | 0 | 0 | 0
3 | 18 | 6 | 0 | 0 | 0 | 0 | 7.8326e-05 | 0 | 0 | 0 | 0
3 | 18 | 7 | 0 | 0 | 0 | 0 | 8.2457e-05 | 0 | 0 | 0 | 0
3 | 18 | 8 | 0 | 0 | 0 | 0 | 8.7899e-05 | 0 | 0 | 0 | 0
3 | 18 | 9 | 0 | 0 | 0 | 0 | 9.3509e-05 | 0 | 0 | 0 | 0
3 | 18 | 10 | 0 | 0 | 0 | 0 | 9.8926e-05 | 0 | 0 | 0 | 0
3 | 18 | 11 | 0 | 0 | 0 | 0 | 0.00010284 | 0 | 0 | 0 | 0
3 | 18 | 12 | 0 | 0 | 0 | 0 | 0.00010344 | 0 | 0 | 0 | 0
3 | 18 | 13 | 0 | 0 | 0 | 0 | 0.00010378 | 0 | 0 | 0 | 0
3 | 18 | 14 | 0 | 0 | 0 | 0 | 0.00010276 | 0 | 0 | 0 | 0
3 | 18 | 15 | 0 | 0 | 0 | 0 | 0.00010003 | 0 | 0 | 0 | 0
3 | 18 | 16 | 0 | 0 | 0 | 0 | 9.8702e-05 | 0 | 0 | 0 | 0
3 | 18 | 17 | 141.5984 | 151.5027 | 151.5027 | 151.5027 | 9.9564e-05 | 0 | 0 | 0 | 0
3 | 18 | 18 | 141.5984 | 151.5027 | 151.5027 | 151.5027 | 0.00010164 | 0 | 0 | 0 | 0
3 | 18 | 19 | 141.5984 | 151.5027 | 151.5027 | 151.5027 | 0.00010597 | 0 | 0 | 0 | 0
3 | 18 | 20 | 141.5984 | 151.5027 | 151.5027 | 151.5027 | 0.00011344 | 0 | 0 | 0 | 0
3 | 18 | 21 | 141.5984 | 151.5027 | 151.5027 | 151.5027 | 0.00011676 | 0 | 0 | 0 | 0
3 | 18 | 22 | 141.5984 | 151.5027 | 151.5027 | 151.5027 | 0.00011023 | 0 | 0 | 0 | 0
3 | 18 | 23 | 0 | 0 | 0 | 0 | 0.00010031 | 0 | 0 | 0 | 0
3 | 18 | 24 | 0 | 0 | 0 | 0 | 8.9358e-05 | 0 | 0 | 0 | 0
3 | 19 | 1 | 0 | 0 | 0 | 0 | 8.1805e-05 | 0 | 0 | 0 | 0
3 | 19 | 2 | 0 | 0 | 0 | 0 | 7.8328e-05 | 0 | 0 | 0 | 0
3 | 19 | 3 | 0 | 0 | 0 | 0 | 7.6618e-05 | 0 | 0 | 0 | 0
3 | 19 | 4 | 0 | 0 | 0 | 0 | 7.6771e-05 | 0 | 0 | 0 | 0
3 | 19 | 5 | 0 | 0 | 0 | 0 | 7.928e-05 | 0 | 0 | 0 | 0
3 | 19 | 6 | 0 | 0 | 0 | 0 | 8.6994e-05 | 0 | 0 | 0 | 0
3 | 19 | 7 | 0 | 0 | 0 | 0 | 0.00010115 | 0 | 0 | 0 | 0
3 | 19 | 8 | 0 | 0 | 0 | 0 | 0.00011223 | 0 | 0 | 0 | 0
3 | 19 | 9 | 0 | 0 | 0 | 0 | 0.00011529 | 0 | 0 | 0 | 0
3 | 19 | 10 | 0 | 0 | 0 | 0 | 0.00011771 | 0 | 0 | 0 | 0
3 | 19 | 11 | 0 | 0 | 0 | 0 | 0.00011962 | 0 | 0 | 0 | 0
3 | 19 | 12 | 0 | 0 | 0 | 0 | 0.0001194 | 0 | 0 | 0 | 0
3 | 19 | 13 | 0 | 0 | 0 | 0 | 0.00011895 | 0 | 0 | 0 | 0
3 | 19 | 14 | 0 | 0 | 0 | 0 | 0.00011818 | 0 | 0 | 0 | 0
3 | 19 | 15 | 0 | 0 | 0 | 0 | 0.00011583 | 0 | 0 | 0 | 0
3 | 19 | 16 | 0 | 0 | 0 | 0 | 0.00011356 | 0 | 0 | 0 | 0
3 | 19 | 17 | 141.5984 | 151.5027 | 151.5027 | 151.5027 | 0.0001125 | 0 | 0 | 0 | 0
3 | 19 | 18 | 141.5984 | 151.5027 | 151.5027 | 151.5027 | 0.00011303 | 0 | 0 | 0 | 0
3 | 19 | 19 | 141.5984 | 151.5027 | 151.5027 | 151.5027 | 0.00011574 | 0 | 0 | 0 | 0
3 | 19 | 20 | 141.5984 | 151.5027 | 151.5027 | 151.5027 | 0.00012197 | 0 | 0 | 0 | 0
3 | 19 | 21 | 141.5984 | 151.5027 | 151.5027 | 151.5027 | 0.00012282 | 0 | 0 | 0 | 0
3 | 19 | 22 | 141.5984 | 151.5027 | 151.5027 | 151.5027 | 0.00011423 | 0 | 0 | 0 | 0
3 | 19 | 23 | 0 | 0 | 0 | 0 | 0.00010231 | 0 | 0 | 0 | 0
3 | 19 | 24 | 0 | 0 | 0 | 0 | 9.1249e-05 | 0 | 0 | 0 | 0
3 | 20 | 1 | 0 | 0 | 0 | 0 | 8.3616e-05 | 0 | 0 | 0 | 0
3 | 20 | 2 | 0 | 0 | 0 | 0 | 7.9677e-05 | 0 | 0 | 0 | 0
3 | 20 | 3 | 0 | 0 | 0 | 0 | 7.7771e-05 | 0 | 0 | 0 | 0
3 | 20 | 4 | 0 | 0 | 0 | 0 | 7.764e-05 | 0 | 0 | 0 | 0
3 | 20 | 5 | 0 | 0 | 0 | 0 | 7.9855e-05 | 0 | 0 | 0 | 0
3 | 20 | 6 | 0 | 0 | 0 | 0 | 8.6523e-05 | 0 | 0 | 0 | 0
3 | 20 | 7 | 0 | 0 | 0 | 0 | 0.00010062 | 0 | 0 | 0 | 0
3 | 20 | 8 | 0 | 0 | 0 | 0 | 0.00011172 | 0 | 0 | 0 | 0
3 | 20 | 9 | 0 | 0 | 0 | 0 | 0.00011396 | 0 | 0 | 0 | 0
3 | 20 | 10 | 0 | 0 | 0 | 0 | 0.00011606 | 0 | 0 | 0 | 0
3 | 20 | 11 | 0 | 0 | 0 | 0 | 0.00011841 | 0 | 0 | 0 | 0
3 | 20 | 12 | 0 | 0 | 0 | 0 | 0.00011802 | 0 | 0 | 0 | 0
3 | 20 | 13 | 0 | 0 | 0 | 0 | 0.00011803 | 0 | 0 | 0 | 0
3 | 20 | 14 | 0 | 0 | 0 | 0 | 0.00011695 | 0 | 0 | 0 | 0
3 | 20 | 15 | 0 | 0 | 0 | 0 | 0.00011486 | 0 | 0 | 0 | 0
3 | 20 | 16 | 0 | 0 | 0 | 0 | 0.00011271 | 0 | 0 | 0 | 0
3 | 20 | 17 | 141.5984 | 151.5027 | 151.5027 | 151.5027 | 0.0001124 | 0 | 0 | 0 | 0
3 | 20 | 18 | 141.5984 | 151.5027 | 151.5027 | 151.5027 | 0.00011299 | 0 | 0 | 0 | 0
3 | 20 | 19 | 141.5984 | 151.5027 | 151.5027 | 151.5027 | 0.00011632 | 0 | 0 | 0 | 0
3 | 20 | 20 | 141.5984 | 151.5027 | 151.5027 | 151.5027 | 0.00012157 | 0 | 0 | 0 | 0
3 | 20 | 21 | 141.5984 | 151.5027 | 151.5027 | 151.5027 | 0.00012282 | 0 | 0 | 0 | 0
3 | 20 | 22 | 141.5984 | 151.5027 | 151.5027 | 151.5027 | 0.0001142 | 0 | 0 | 0 | 0
3 | 20 | 23 | 0 | 0 | 0 | 0 | 0.00010218 | 0 | 0 | 0 | 0
3 | 20 | 24 | 0 | 0 | 0 | 0 | 9.0734e-05 | 0 | 0 | 0 | 0
3 | 21 | 1 | 0 | 0 | 0 | 0 | 8.3529e-05 | 0 | 0 | 0 | 0
3 | 21 | 2 | 0 | 0 | 0 | 0 | 7.9564e-05 | 0 | 0 | 0 | 0
3 | 21 | 3 | 0 | 0 | 0 | 0 | 7.7651e-05 | 0 | 0 | 0 | 0
3 | 21 | 4 | 0 | 0 | 0 | 0 | 7.7237e-05 | 0 | 0 | 0 | 0
3 | 21 | 5 | 0 | 0 | 0 | 0 | 7.9429e-05 | 0 | 0 | 0 | 0
3 | 21 | 6 | 0 | 0 | 0 | 0 | 8.6714e-05 | 0 | 0 | 0 | 0
3 | 21 | 7 | 0 | 0 | 0 | 0 | 0.00010071 | 0 | 0 | 0 | 0
3 | 21 | 8 | 0 | 0 | 0 | 0 | 0.00011117 | 0 | 0 | 0 | 0
3 | 21 | 9 | 0 | 0 | 0 | 0 | 0.00011351 | 0 | 0 | 0 | 0
3 | 21 | 10 | 0 | 0 | 0 | 0 | 0.00011588 | 0 | 0 | 0 | 0
3 | 21 | 11 | 0 | 0 | 0 | 0 | 0.00011795 | 0 | 0 | 0 | 0
3 | 21 | 12 | 0 | 0 | 0 | 0 | 0.00011813 | 0 | 0 | 0 | 0
3 | 21 | 13 | 0 | 0 | 0 | 0 | 0.0001172 | 0 | 0 | 0 | 0
3 | 21 | 14 | 0 | 0 | 0 | 0 | 0.00011669 | 0 | 0 | 0 | 0
3 | 21 | 15 | 0 | 0 | 0 | 0 | 0.00011478 | 0 | 0 | 0 | 0
3 | 21 | 16 | 0 | 0 | 0 | 0 | 0.00011385 | 0 | 0 | 0 | 0
3 | 21 | 17 | 141.5984 | 151.5027 | 151.5027 | 151.5027 | 0.00011209 | 0 | 0 | 0 | 0
3 | 21 | 18 | 141.5984 | 151.5027 | 151.5027 | 151.5027 | 0.00011253 | 0 | 0 | 0 | 0
3 | 21 | 19 | 141.5984 | 151.5027 | 151.5027 | 151.5027 | 0.00011462 | 0 | 0 | 0 | 0
3 | 21 | 20 | 141.5984 | 151.5027 | 151.5027 | 151.5027 | 0.00011927 | 0 | 0 | 0 | 0
3 | 21 | 21 | 141.5984 | 151.5027 | 151.5027 | 151.5027 | 0.00012087 | 0 | 0 | 0 | 0
3 | 21 | 22 | 141.5984 | 151.5027 | 151.5027 | 151.5027 | 0.00011304 | 0 | 0 | 0 | 0
3 | 21 | 23 | 0 | 0 | 0 | 0 | 0.00010221 | 0 | 0 | 0 | 0
3 | 21 | 24 | 0 | 0 | 0 | 0 | 9.1032e-05 | 0 | 0 | 0 | 0
3 | 22 | 1 | 0 | 0 | 0 | 0 | 8.3953e-05 | 0 | 0 | 0 | 0
3 | 22 | 2 | 0 | 0 | 0 | 0 | 8.0175e-05 | 0 | 0 | 0 | 0
3 | 22 | 3 | 0 | 0 | 0 | 0 | 7.7861e-05 | 0 | 0 | 0 | 0
3 | 22 | 4 | 0 | 0 | 0 | 0 | 7.7786e-05 | 0 | 0 | 0 | 0
3 | 22 | 5 | 0 | 0 | 0 | 0 | 7.9824e-05 | 0 | 0 | 0 | 0
3 | 22 | 6 | 0 | 0 | 0 | 0 | 8.7515e-05 | 0 | 0 | 0 | 0
3 | 22 | 7 | 0 | 0 | 0 | 0 | 0.00010206 | 0 | 0 | 0 | 0
3 | 22 | 8 | 0 | 0 | 0 | 0 | 0.00011243 | 0 | 0 | 0 | 0
3 | 22 | 9 | 0 | 0 | 0 | 0 | 0.00011428 | 0 | 0 | 0 | 0
3 | 22 | 10 | 0 | 0 | 0 | 0 | 0.00011739 | 0 | 0 | 0 | 0
3 | 22 | 11 | 0 | 0 | 0 | 0 | 0.00011935 | 0 | 0 | 0 | 0
3 | 22 | 12 | 0 | 0 | 0 | 0 | 0.00011968 | 0 | 0 | 0 | 0
3 | 22 | 13 | 0 | 0 | 0 | 0 | 0.000119 | 0 | 0 | 0 | 0
3 | 22 | 14 | 0 | 0 | 0 | 0 | 0.00011803 | 0 | 0 | 0 | 0
3 | 22 | 15 | 0 | 0 | 0 | 0 | 0.00011604 | 0 | 0 | 0 | 0
3 | 22 | 16 | 0 | 0 | 0 | 0 | 0.00011416 | 0 | 0 | 0 | 0
3 | 22 | 17 | 141.5984 | 151.5027 | 151.5027 | 151.5027 | 0.0001132 | 0 | 0 | 0 | 0
3 | 22 | 18 | 141.5984 | 151.5027 | 151.5027 | 151.5027 | 0.00011319 | 0 | 0 | 0 | 0
3 | 22 | 19 | 141.5984 | 151.5027 | 151.5027 | 151.5027 | 0.00011565 | 0 | 0 | 0 | 0
3 | 22 | 20 | 141.5984 | 151.5027 | 151.5027 | 151.5027 | 0.00012121 | 0 | 0 | 0 | 0
3 | 22 | 21 | 141.5984 | 151.5027 | 151.5027 | 151.5027 | 0.00012165 | 0 | 0 | 0 | 0
3 | 22 | 22 | 141.5984 | 151.5027 | 151.5027 | 151.5027 | 0.00011369 | 0 | 0 | 0 | 0
3 | 22 | 23 | 0 | 0 | 0 | 0 | 0.00010259 | 0 | 0 | 0 | 0
3 | 22 | 24 | 0 | 0 | 0 | 0 | 9.1885e-05 | 0 | 0 | 0 | 0
3 | 23 | 1 | 0 | 0 | 0 | 0 | 8.4464e-05 | 0 | 0 | 0 | 0
3 | 23 | 2 | 0 | 0 | 0 | 0 | 8.0473e-05 | 0 | 0 | 0 | 0
3 | 23 | 3 | 0 | 0 | 0 | 0 | 7.82e-05 | 0 | 0 | 0 | 0
3 | 23 | 4 | 0 | 0 | 0 | 0 | 7.8059e-05 | 0 | 0 | 0 | 0
3 | 23 | 5 | 0 | 0 | 0 | 0 | 8.0184e-05 | 0 | 0 | 0 | 0
3 | 23 | 6 | 0 | 0 | 0 | 0 | 8.7274e-05 | 0 | 0 | 0 | 0
3 | 23 | 7 | 0 | 0 | 0 | 0 | 0.00010107 | 0 | 0 | 0 | 0
3 | 23 | 8 | 0 | 0 | 0 | 0 | 0.00011185 | 0 | 0 | 0 | 0
3 | 23 | 9 | 0 | 0 | 0 | 0 | 0.00011417 | 0 | 0 | 0 | 0
3 | 23 | 10 | 0 | 0 | 0 | 0 | 0.00011693 | 0 | 0 | 0 | 0
3 | 23 | 11 | 0 | 0 | 0 | 0 | 0.00011911 | 0 | 0 | 0 | 0
3 | 23 | 12 | 0 | 0 | 0 | 0 | 0.0001185 | 0 | 0 | 0 | 0
3 | 23 | 13 | 0 | 0 | 0 | 0 | 0.00011764 | 0 | 0 | 0 | 0
3 | 23 | 14 | 0 | 0 | 0 | 0 | 0.00011639 | 0 | 0 | 0 | 0
3 | 23 | 15 | 0 | 0 | 0 | 0 | 0.00011475 | 0 | 0 | 0 | 0
3 | 23 | 16 | 0 | 0 | 0 | 0 | 0.00011275 | 0 | 0 | 0 | 0
3 | 23 | 17 | 141.5984 | 151.5027 | 151.5027 | 151.5027 | 0.00011144 | 0 | 0 | 0 | 0
3 | 23 | 18 | 141.5984 | 151.5027 | 151.5027 | 151.5027 | 0.00011118 | 0 | 0 | 0 | 0
3 | 23 | 19 | 141.5984 | 151.5027 | 151.5027 | 151.5027 | 0.00011342 | 0 | 0 | 0 | 0
3 | 23 | 20 | 141.5984 | 151.5027 | 151.5027 | 151.5027 | 0.00011751 | 0 | 0 | 0 | 0
3 | 23 | 21 | 141.5984 | 151.5027 | 151.5027 | 151.5027 | 0.00011783 | 0 | 0 | 0 | 0
3 | 23 | 22 | 141.5984 | 151.5027 | 151.5027 | 151.5027 | 0.00011145 | 0 | 0 | 0 | 0
3 | 23 | 23 | 0 | 0 | 0 | 0 | 0.00010232 | 0 | 0 | 0 | 0
3 | 23 | 24 | 0 | 0 | 0 | 0 | 9.19e-05 | 0 | 0 | 0 | 0
3 | 24 | 1 | 0 | 0 | 0 | 0 | 8.4749e-05 | 0 | 0 | 0 | 0
3 | 24 | 2 | 0 | 0 | 0 | 0 | 8.0517e-05 | 0 | 0 | 0 | 0
3 | 24 | 3 | 0 | 0 | 0 | 0 | 7.8063e-05 | 0 | 0 | 0 | 0
3 | 24 | 4 | 0 | 0 | 0 | 0 | 7.7021e-05 | 0 | 0 | 0 | 0
3 | 24 | 5 | 0 | 0 | 0 | 0 | 7.7632e-05 | 0 | 0 | 0 | 0
3 | 24 | 6 | 0 | 0 | 0 | 0 | 8.077e-05 | 0 | 0 | 0 | 0
3 | 24 | 7 | 0 | 0 | 0 | 0 | 8.6108e-05 | 0 | 0 | 0 | 0
3 | 24 | 8 | 0 | 0 | 0 | 0 | 9.2539e-05 | 0 | 0 | 0 | 0
3 | 24 | 9 | 0 | 0 | 0 | 0 | 9.8874e-05 | 0 | 0 | 0 | 0
3 | 24 | 10 | 0 | 0 | 0 | 0 | 0.00010546 | 0 | 0 | 0 | 0
3 | 24 | 11 | 0 | 0 | 0 | 0 | 0.00010886 | 0 | 0 | 0 | 0
3 | 24 | 12 | 0 | 0 | 0 | 0 | 0.00010888 | 0 | 0 | 0 | 0
3 | 24 | 13 | 0 | 0 | 0 | 0 | 0.00010776 | 0 | 0 | 0 | 0
3 | 24 | 14 | 0 | 0 | 0 | 0 | 0.00010633 | 0 | 0 | 0 | 0
3 | 24 | 15 | 0 | 0 | 0 | 0 | 0.00010432 | 0 | 0 | 0 | 0
3 | 24 | 16 | 0 | 0 | 0 | 0 | 0.00010183 | 0 | 0 | 0 | 0
3 | 24 | 17 | 141.5984 | 151.5027 | 151.5027 | 151.5027 | 0.00010156 | 0 | 0 | 0 | 0
3 | 24 | 18 | 141.5984 | 151.5027 | 151.5027 | 151.5027 | 0.00010352 | 0 | 0 | 0 | 0
3 | 24 | 19 | 141.5984 | 151.5027 | 151.5027 | 151.5027 | 0.00010728 | 0 | 0 | 0 | 0
3 | 24 | 20 | 141.5984 | 151.5027 | 151.5027 | 151.5027 | 0.00011243 | 0 | 0 | 0 | 0
3 | 24 | 21 | 141.5984 | 151.5027 | 151.5027 | 151.5027 | 0.00011328 | 0 | 0 | 0 | 0
3 | 24 | 22 | 141.5984 | 151.5027 | 151.5027 | 151.5027 | 0.00010775 | 0 | 0 | 0 | 0
3 | 24 | 23 | 0 | 0 | 0 | 0 | 9.9807e-05 | 0 | 0 | 0 | 0
3 | 24 | 24 | 0 | 0 | 0 | 0 | 9.0975e-05 | 0 | 0 | 0 | 0
3 | 25 | 1 | 0 | 0 | 0 | 0 | 8.4069e-05 | 0 | 0 | 0 | 0
3 | 25 | 2 | 0 | 0 | 0 | 0 | 7.9794e-05 | 0 | 0 | 0 | 0
3 | 25 | 3 | 0 | 0 | 0 | 0 | 7.7521e-05 | 0 | 0 | 0 | 0
3 | 25 | 4 | 0 | 0 | 0 | 0 | 7.6559e-05 | 0 | 0 | 0 | 0
3 | 25 | 5 | 0 | 0 | 0 | 0 | 7.655e-05 | 0 | 0 | 0 | 0
3 | 25 | 6 | 0 | 0 | 0 | 0 | 7.8326e-05 | 0 | 0 | 0 | 0
3 | 25 | 7 | 0 | 0 | 0 | 0 | 8.2457e-05 | 0 | 0 | 0 | 0
3 | 25 | 8 | 0 | 0 | 0 | 0 | 8.7899e-05 | 0 | 0 | 0 | 0
3 | 25 | 9 | 0 | 0 | 0 | 0 | 9.3509e-05 | 0 | 0 | 0 | 0
3 | 25 | 10 | 0 | 0 | 0 | 0 | 9.8926e-05 | 0 | 0 | 0 | 0
3 | 25 | 11 | 0 | 0 | 0 | 0 | 0.00010284 | 0 | 0 | 0 | 0
3 | 25 | 12 | 0 | 0 | 0 | 0 | 0.00010344 | 0 | 0 | 0 | 0
3 | 25 | 13 | 0 | 0 | 0 | 0 | 0.00010378 | 0 | 0 | 0 | 0
3 | 25 | 14 | 0 | 0 | 0 | 0 | 0.00010276 | 0 | 0 | 0 | 0
3 | 25 | 15 | 0 | 0 | 0 | 0 | 0.00010003 | 0 | 0 | 0 | 0
3 | 25 | 16 | 0 | 0 | 0 | 0 | 9.8702e-05 | 0 | 0 | 0 | 0
3 | 25 | 17 | 141.5984 | 151.5027 | 151.5027 | 151.5027 | 9.9564e-05 | 0 | 0 | 0 | 0
3 | 25 | 18 | 141.5984 | 151.5027 | 151.5027 | 151.5027 | 0.00010164 | 0 | 0 | 0 | 0
3 | 25 | 19 | 141.5984 | 151.5027 | 151.5027 | 151.5027 | 0.00010597 | 0 | 0 | 0 | 0
3 | 25 | 20 | 141.5984 | 151.5027 | 151.5027 | 151.5027 | 0.00011344 | 0 | 0 | 0 | 0
3 | 25 | 21 | 141.5984 | 151.5027 | 151.5027 | 151.5027 | 0.00011676 | 0 | 0 | 0 | 0
3 | 25 | 22 | 141.5984 | 151.5027 | 151.5027 | 151.5027 | 0.00011023 | 0 | 0 | 0 | 0
3 | 25 | 23 | 0 | 0 | 0 | 0 | 0.00010031 | 0 | 0 | 0 | 0
3 | 25 | 24 | 0 | 0 | 0 | 0 | 8.9358e-05 | 0 | 0 | 0 | 0
3 | 26 | 1 | 0 | 0 | 0 | 0 | 8.1805e-05 | 0 | 0 | 0 | 0
3 | 26 | 2 | 0 | 0 | 0 | 0 | 7.8328e-05 | 0 | 0 | 0 | 0
3 | 26 | 3 | 0 | 0 | 0 | 0 | 7.6618e-05 | 0 | 0 | 0 | 0
3 | 26 | 4 | 0 | 0 | 0 | 0 | 7.6771e-05 | 0 | 0 | 0 | 0
3 | 26 | 5 | 0 | 0 | 0 | 0 | 7.928e-05 | 0 | 0 | 0 | 0
3 | 26 | 6 | 0 | 0 | 0 | 0 | 8.6994e-05 | 0 | 0 | 0 | 0
3 | 26 | 7 | 0 | 0 | 0 | 0 | 0.00010115 | 0 | 0 | 0 | 0
3 | 26 | 8 | 0 | 0 | 0 | 0 | 0.00011223 | 0 | 0 | 0 | 0
3 | 26 | 9 | 0 | 0 | 0 | 0 | 0.00011529 | 0 | 0 | 0 | 0
3 | 26 | 10 | 0 | 0 | 0 | 0 | 0.00011771 | 0 | 0 | 0 | 0
3 | 26 | 11 | 0 | 0 | 0 | 0 | 0.00011962 | 0 | 0 | 0 | 0
3 | 26 | 12 | 0 | 0 | 0 | 0 | 0.0001194 | 0 | 0 | 0 | 0
3 | 26 | 13 | 0 | 0 | 0 | 0 | 0.00011895 | 0 | 0 | 0 | 0
3 | 26 | 14 | 0 | 0 | 0 | 0 | 0.00011818 | 0 | 0 | 0 | 0
3 | 26 | 15 | 0 | 0 | 0 | 0 | 0.00011583 | 0 | 0 | 0 | 0
3 | 26 | 16 | 0 | 0 | 0 | 0 | 0.00011356 | 0 | 0 | 0 | 0
3 | 26 | 17 | 141.5984 | 151.5027 | 151.5027 | 151.5027 | 0.0001125 | 0 | 0 | 0 | 0
3 | 26 | 18 | 141.5984 | 151.5027 | 151.5027 | 151.5027 | 0.00011303 | 0 | 0 | 0 | 0
3 | 26 | 19 | 141.5984 | 151.5027 | 151.5027 | 151.5027 | 0.00011574 | 0 | 0 | 0 | 0
3 | 26 | 20 | 141.5984 | 151.5027 | 151.5027 | 151.5027 | 0.00012197 | 0 | 0 | 0 | 0
3 | 26 | 21 | 141.5984 | 151.5027 | 151.5027 | 151.5027 | 0.00012282 | 0 | 0 | 0 | 0
3 | 26 | 22 | 141.5984 | 151.5027 | 151.5027 | 151.5027 | 0.00011423 | 0 | 0 | 0 | 0
3 | 26 | 23 | 0 | 0 | 0 | 0 | 0.00010231 | 0 | 0 | 0 | 0
3 | 26 | 24 | 0 | 0 | 0 | 0 | 9.1249e-05 | 0 | 0 | 0 | 0
3 | 27 | 1 | 0 | 0 | 0 | 0 | 8.3616e-05 | 0 | 0 | 0 | 0
3 | 27 | 2 | 0 | 0 | 0 | 0 | 7.9677e-05 | 0 | 0 | 0 | 0
3 | 27 | 3 | 0 | 0 | 0 | 0 | 7.7771e-05 | 0 | 0 | 0 | 0
3 | 27 | 4 | 0 | 0 | 0 | 0 | 7.764e-05 | 0 | 0 | 0 | 0
3 | 27 | 5 | 0 | 0 | 0 | 0 | 7.9855e-05 | 0 | 0 | 0 | 0
3 | 27 | 6 | 0 | 0 | 0 | 0 | 8.6523e-05 | 0 | 0 | 0 | 0
3 | 27 | 7 | 0 | 0 | 0 | 0 | 0.00010062 | 0 | 0 | 0 | 0
3 | 27 | 8 | 0 | 0 | 0 | 0 | 0.00011172 | 0 | 0 | 0 | 0
3 | 27 | 9 | 0 | 0 | 0 | 0 | 0.00011396 | 0 | 0 | 0 | 0
3 | 27 | 10 | 0 | 0 | 0 | 0 | 0.00011606 | 0 | 0 | 0 | 0
3 | 27 | 11 | 0 | 0 | 0 | 0 | 0.00011841 | 0 | 0 | 0 | 0
3 | 27 | 12 | 0 | 0 | 0 | 0 | 0.00011802 | 0 | 0 | 0 | 0
3 | 27 | 13 | 0 | 0 | 0 | 0 | 0.00011803 | 0 | 0 | 0 | 0
3 | 27 | 14 | 0 | 0 | 0 | 0 | 0.00011695 | 0 | 0 | 0 | 0
3 | 27 | 15 | 0 | 0 | 0 | 0 | 0.00011486 | 0 | 0 | 0 | 0
3 | 27 | 16 | 0 | 0 | 0 | 0 | 0.00011271 | 0 | 0 | 0 | 0
3 | 27 | 17 | 141.5984 | 151.5027 | 151.5027 | 151.5027 | 0.0001124 | 0 | 0 | 0 | 0
3 | 27 | 18 | 141.5984 | 151.5027 | 151.5027 | 151.5027 | 0.00011299 | 0 | 0 | 0 | 0
3 | 27 | 19 | 141.5984 | 151.5027 | 151.5027 | 151.5027 | 0.00011632 | 0 | 0 | 0 | 0
3 | 27 | 20 | 141.5984 | 151.5027 | 151.5027 | 151.5027 | 0.00012157 | 0 | 0 | 0 | 0
3 | 27 | 21 | 141.5984 | 151.5027 | 151.5027 | 151.5027 | 0.00012282 | 0 | 0 | 0 | 0
3 | 27 | 22 | 141.5984 | 151.5027 | 151.5027 | 151.5027 | 0.0001142 | 0 | 0 | 0 | 0
3 | 27 | 23 | 0 | 0 | 0 | 0 | 0.00010218 | 0 | 0 | 0 | 0
3 | 27 | 24 | 0 | 0 | 0 | 0 | 9.0734e-05 | 0 | 0 | 0 | 0
3 | 28 | 1 | 0 | 0 | 0 | 0 | 8.3529e-05 | 0 | 0 | 0 | 0
3 | 28 | 2 | 0 | 0 | 0 | 0 | 7.9564e-05 | 0 | 0 | 0 | 0
3 | 28 | 3 | 0 | 0 | 0 | 0 | 7.7651e-05 | 0 | 0 | 0 | 0
3 | 28 | 4 | 0 | 0 | 0 | 0 | 7.7237e-05 | 0 | 0 | 0 | 0
3 | 28 | 5 | 0 | 0 | 0 | 0 | 7.9429e-05 | 0 | 0 | 0 | 0
3 | 28 | 6 | 0 | 0 | 0 | 0 | 8.6714e-05 | 0 | 0 | 0 | 0
3 | 28 | 7 | 0 | 0 | 0 | 0 | 0.00010071 | 0 | 0 | 0 | 0
3 | 28 | 8 | 0 | 0 | 0 | 0 | 0.00011117 | 0 | 0 | 0 | 0
3 | 28 | 9 | 0 | 0 | 0 | 0 | 0.00011351 | 0 | 0 | 0 | 0
3 | 28 | 10 | 0 | 0 | 0 | 0 | 0.00011588 | 0 | 0 | 0 | 0
3 | 28 | 11 | 0 | 0 | 0 | 0 | 0.00011795 | 0 | 0 | 0 | 0
3 | 28 | 12 | 0 | 0 | 0 | 0 | 0.00011813 | 0 | 0 | 0 | 0
3 | 28 | 13 | 0 | 0 | 0 | 0 | 0.0001172 | 0 | 0 | 0 | 0
3 | 28 | 14 | 0 | 0 | 0 | 0 | 0.00011669 | 0 | 0 | 0 | 0
3 | 28 | 15 | 0 | 0 | 0 | 0 | 0.00011478 | 0 | 0 | 0 | 0
3 | 28 | 16 | 0 | 0 | 0 | 0 | 0.00011385 | 0 | 0 | 0 | 0
3 | 28 | 17 | 141.5984 | 151.5027 | 151.5027 | 151.5027 | 0.00011209 | 0 | 0 | 0 | 0
3 | 28 | 18 | 141.5984 | 151.5027 | 151.5027 | 151.5027 | 0.00011253 | 0 | 0 | 0 | 0
3 | 28 | 19 | 141.5984 | 151.5027 | 151.5027 | 151.5027 | 0.00011462 | 0 | 0 | 0 | 0
3 | 28 | 20 | 141.5984 | 151.5027 | 151.5027 | 151.5027 | 0.00011927 | 0 | 0 | 0 | 0
3 | 28 | 21 | 141.5984 | 151.5027 | 151.5027 | 151.5027 | 0.00012087 | 0 | 0 | 0 | 0
3 | 28 | 22 | 141.5984 | 151.5027 | 151.5027 | 151.5027 | 0.00011304 | 0 | 0 | 0 | 0
3 | 28 | 23 | 0 | 0 | 0 | 0 | 0.00010221 | 0 | 0 | 0 | 0
3 | 28 | 24 | 0 | 0 | 0 | 0 | 9.1032e-05 | 0 | 0 | 0 | 0
3 | 29 | 1 | 0 | 0 | 0 | 0 | 8.3953e-05 | 0 | 0 | 0 | 0
3 | 29 | 2 | 0 | 0 | 0 | 0 | 8.0175e-05 | 0 | 0 | 0 | 0
3 | 29 | 3 | 0 | 0 | 0 | 0 | 7.7861e-05 | 0 | 0 | 0 | 0
3 | 29 | 4 | 0 | 0 | 0 | 0 | 7.7786e-05 | 0 | 0 | 0 | 0
3 | 29 | 5 | 0 | 0 | 0 | 0 | 7.9824e-05 | 0 | 0 | 0 | 0
3 | 29 | 6 | 0 | 0 | 0 | 0 | 8.7515e-05 | 0 | 0 | 0 | 0
3 | 29 | 7 | 0 | 0 | 0 | 0 | 0.00010206 | 0 | 0 | 0 | 0
3 | 29 | 8 | 0 | 0 | 0 | 0 | 0.00011243 | 0 | 0 | 0 | 0
3 | 29 | 9 | 0 | 0 | 0 | 0 | 0.00011428 | 0 | 0 | 0 | 0
3 | 29 | 10 | 0 | 0 | 0 | 0 | 0.00011739 | 0 | 0 | 0 | 0
3 | 29 | 11 | 0 | 0 | 0 | 0 | 0.00011935 | 0 | 0 | 0 | 0
3 | 29 | 12 | 0 | 0 | 0 | 0 | 0.00011968 | 0 | 0 | 0 | 0
3 | 29 | 13 | 0 | 0 | 0 | 0 | 0.000119 | 0 | 0 | 0 | 0
3 | 29 | 14 | 0 | 0 | 0 | 0 | 0.00011803 | 0 | 0 | 0 | 0
3 | 29 | 15 | 0 | 0 | 0 | 0 | 0.00011604 | 0 | 0 | 0 | 0
3 | 29 | 16 | 0 | 0 | 0 | 0 | 0.00011416 | 0 | 0 | 0 | 0
3 | 29 | 17 | 141.5984 | 151.5027 | 151.5027 | 151.5027 | 0.0001132 | 0 | 0 | 0 | 0
3 | 29 | 18 | 141.5984 | 151.5027 | 151.5027 | 151.5027 | 0.00011319 | 0 | 0 | 0 | 0
3 | 29 | 19 | 141.5984 | 151.5027 | 151.5027 | 151.5027 | 0.00011565 | 0 | 0 | 0 | 0
3 | 29 | 20 | 141.5984 | 151.5027 | 151.5027 | 151.5027 | 0.00012121 | 0 | 0 | 0 | 0
3 | 29 | 21 | 141.5984 | 151.5027 | 151.5027 | 151.5027 | 0.00012165 | 0 | 0 | 0 | 0
3 | 29 | 22 | 141.5984 | 151.5027 | 151.5027 | 151.5027 | 0.00011369 | 0 | 0 | 0 | 0
3 | 29 | 23 | 0 | 0 | 0 | 0 | 0.00010259 | 0 | 0 | 0 | 0
3 | 29 | 24 | 0 | 0 | 0 | 0 | 9.1885e-05 | 0 | 0 | 0 | 0
3 | 30 | 1 | 0 | 0 | 0 | 0 | 8.4464e-05 | 0 | 0 | 0 | 0
3 | 30 | 2 | 0 | 0 | 0 | 0 | 8.0473e-05 | 0 | 0 | 0 | 0
3 | 30 | 3 | 0 | 0 | 0 | 0 | 7.82e-05 | 0 | 0 | 0 | 0
3 | 30 | 4 | 0 | 0 | 0 | 0 | 7.8059e-05 | 0 | 0 | 0 | 0
3 | 30 | 5 | 0 | 0 | 0 | 0 | 8.0184e-05 | 0 | 0 | 0 | 0
3 | 30 | 6 | 0 | 0 | 0 | 0 | 8.7274e-05 | 0 | 0 | 0 | 0
3 | 30 | 7 | 0 | 0 | 0 | 0 | 0.00010107 | 0 | 0 | 0 | 0
3 | 30 | 8 | 0 | 0 | 0 | 0 | 0.00011185 | 0 | 0 | 0 | 0
3 | 30 | 9 | 0 | 0 | 0 | 0 | 0.00011417 | 0 | 0 | 0 | 0
3 | 30 | 10 | 0 | 0 | 0 | 0 | 0.00011693 | 0 | 0 | 0 | 0
3 | 30 | 11 | 0 | 0 | 0 | 0 | 0.00011911 | 0 | 0 | 0 | 0
3 | 30 | 12 | 0 | 0 | 0 | 0 | 0.0001185 | 0 | 0 | 0 | 0
3 | 30 | 13 | 0 | 0 | 0 | 0 | 0.00011764 | 0 | 0 | 0 | 0
3 | 30 | 14 | 0 | 0 | 0 | 0 | 0.00011639 | 0 | 0 | 0 | 0
3 | 30 | 15 | 0 | 0 | 0 | 0 | 0.00011475 | 0 | 0 | 0 | 0
3 | 30 | 16 | 0 | 0 | 0 | 0 | 0.00011275 | 0 | 0 | 0 | 0
3 | 30 | 17 | 141.5984 | 151.5027 | 151.5027 | 151.5027 | 0.00011144 | 0 | 0 | 0 | 0
3 | 30 | 18 | 141.5984 | 151.5027 | 151.5027 | 151.5027 | 0.00011118 | 0 | 0 | 0 | 0
3 | 30 | 19 | 141.5984 | 151.5027 | 151.5027 | 151.5027 | 0.00011342 | 0 | 0 | 0 | 0
3 | 30 | 20 | 141.5984 | 151.5027 | 151.5027 | 151.5027 | 0.00011751 | 0 | 0 | 0 | 0
3 | 30 | 21 | 141.5984 | 151.5027 | 151.5027 | 151.5027 | 0.00011783 | 0 | 0 | 0 | 0
3 | 30 | 22 | 141.5984 | 151.5027 | 151.5027 | 151.5027 | 0.00011145 | 0 | 0 | 0 | 0
3 | 30 | 23 | 0 | 0 | 0 | 0 | 0.00010232 | 0 | 0 | 0 | 0
3 | 30 | 24 | 0 | 0 | 0 | 0 | 9.19e-05 | 0 | 0 | 0 | 0
3 | 31 | 1 | 0 | 0 | 0 | 0 | 8.4749e-05 | 0 | 0 | 0 | 0
3 | 31 | 2 | 0 | 0 | 0 | 0 | 8.0517e-05 | 0 | 0 | 0 | 0
3 | 31 | 3 | 0 | 0 | 0 | 0 | 7.8063e-05 | 0 | 0 | 0 | 0
3 | 31 | 4 | 0 | 0 | 0 | 0 | 7.7021e-05 | 0 | 0 | 0 | 0
3 | 31 | 5 | 0 | 0 | 0 | 0 | 7.7632e-05 | 0 | 0 | 0 | 0
3 | 31 | 6 | 0 | 0 | 0 | 0 | 8.077e-05 | 0 | 0 | 0 | 0
3 | 31 | 7 | 0 | 0 | 0 | 0 | 8.6108e-05 | 0 | 0 | 0 | 0
3 | 31 | 8 | 0 | 0 | 0 | 0 | 9.2539e-05 | 0 | 0 | 0 | 0
3 | 31 | 9 | 0 | 0 | 0 | 0 | 9.8874e-05 | 0 | 0 | 0 | 0
3 | 31 | 10 | 0 | 0 | 0 | 0 | 0.00010546 | 0 | 0 | 0 | 0
3 | 31 | 11 | 0 | 0 | 0 | 0 | 0.00010886 | 0 | 0 | 0 | 0
3 | 31 | 12 | 0 | 0 | 0 | 0 | 0.00010888 | 0 | 0 | 0 | 0
3 | 31 | 13 | 0 | 0 | 0 | 0 | 0.00010776 | 0 | 0 | 0 | 0
3 | 31 | 14 | 0 | 0 | 0 | 0 | 0.00010633 | 0 | 0 | 0 | 0
3 | 31 | 15 | 0 | 0 | 0 | 0 | 0.00010432 | 0 | 0 | 0 | 0
3 | 31 | 16 | 0 | 0 | 0 | 0 | 0.00010183 | 0 | 0 | 0 | 0
3 | 31 | 17 | 141.5984 | 151.5027 | 151.5027 | 151.5027 | 0.00010156 | 0 | 0 | 0 | 0
3 | 31 | 18 | 141.5984 | 151.5027 | 151.5027 | 151.5027 | 0.00010352 | 0 | 0 | 0 | 0
3 | 31 | 19 | 141.5984 | 151.5027 | 151.5027 | 151.5027 | 0.00010728 | 0 | 0 | 0 | 0
3 | 31 | 20 | 141.5984 | 151.5027 | 151.5027 | 151.5027 | 0.00011243 | 0 | 0 | 0 | 0
3 | 31 | 21 | 141.5984 | 151.5027 | 151.5027 | 151.5027 | 0.00011328 | 0 | 0 | 0 | 0
3 | 31 | 22 | 141.5984 | 151.5027 | 151.5027 | 151.5027 | 0.00010775 | 0 | 0 | 0 | 0
3 | 31 | 23 | 0 | 0 | 0 | 0 | 9.9807e-05 | 0 | 0 | 0 | 0
3 | 31 | 24 | 0 | 0 | 0 | 0 | 9.0975e-05 | 0 | 0 | 0 | 0
4 | 1 | 1 | 0 | 0 | 0 | 0 | 8.7238e-05 | 0 | 0 | 0 | 0
4 | 1 | 2 | 0 | 0 | 0 | 0 | 8.2054e-05 | 0 | 0 | 0 | 0
4 | 1 | 3 | 0 | 0 | 0 | 0 | 7.911e-05 | 0 | 0 | 0 | 0
4 | 1 | 4 | 0 | 0 | 0 | 0 | 7.7917e-05 | 0 | 0 | 0 | 0
4 | 1 | 5 | 0 | 0 | 0 | 0 | 7.7801e-05 | 0 | 0 | 0 | 0
4 | 1 | 6 | 0 | 0 | 0 | 0 | 7.892e-05 | 0 | 0 | 0 | 0
4 | 1 | 7 | 0 | 0 | 0 | 0 | 8.3263e-05 | 0 | 0 | 0 | 0
4 | 1 | 8 | 0 | 0 | 0 | 0 | 8.8573e-05 | 0 | 0 | 0 | 0
4 | 1 | 9 | 0 | 0 | 0 | 0 | 9.5576e-05 | 0 | 0 | 0 | 0
4 | 1 | 10 | 0 | 0 | 0 | 0 | 0.0001012 | 0 | 0 | 0 | 0
4 | 1 | 11 | 0 | 0 | 0 | 0 | 0.00010484 | 0 | 0 | 0 | 0
4 | 1 | 12 | 0 | 0 | 0 | 0 | 0.00010663 | 0 | 0 | 0 | 0
4 | 1 | 13 | 0 | 0 | 0 | 0 | 0.00010775 | 0 | 0 | 0 | 0
4 | 1 | 14 | 0 | 0 | 0 | 0 | 0.00010777 | 0 | 0 | 0 | 0
4 | 1 | 15 | 0 | 0 | 0 | 0 | 0.00010692 | 0 | 0 | 0 | 0
4 | 1 | 16 | 0 | 0 | 0 | 0 | 0.00010686 | 0 | 0 | 0 | 0
4 | 1 | 17 | 141.5984 | 151.5027 | 151.5027 | 151.5027 | 0.00010785 | 0 | 0 | 0 | 0
4 | 1 | 18 | 141.5984 | 151.5027 | 151.5027 | 151.5027 | 0.00010908 | 0 | 0 | 0 | 0
4 | 1 | 19 | 141.5984 | 151.5027 | 151.5027 | 151.5027 | 0.00011082 | 0 | 0 | 0 | 0
4 | 1 | 20 | 141.5984 | 151.5027 | 151.5027 | 151.5027 | 0.00011601 | 0 | 0 | 0 | 0
4 | 1 | 21 | 141.5984 | 151.5027 | 151.5027 | 151.5027 | 0.00012225 | 0 | 0 | 0 | 0
4 | 1 | 22 | 141.5984 | 151.5027 | 151.5027 | 151.5027 | 0.00011609 | 0 | 0 | 0 | 0
4 | 1 | 23 | 0 | 0 | 0 | 0 | 0.00010475 | 0 | 0 | 0 | 0
4 | 1 | 24 | 0 | 0 | 0 | 0 | 9.2975e-05 | 0 | 0 | 0 | 0
4 | 2 | 1 | 0 | 0 | 0 | 0 | 8.5147e-05 | 0 | 0 | 0 | 0
4 | 2 | 2 | 0 | 0 | 0 | 0 | 8.0719e-05 | 0 | 0 | 0 | 0
4 | 2 | 3 | 0 | 0 | 0 | 0 | 7.8521e-05 | 0 | 0 | 0 | 0
4 | 2 | 4 | 0 | 0 | 0 | 0 | 7.8528e-05 | 0 | 0 | 0 | 0
4 | 2 | 5 | 0 | 0 | 0 | 0 | 8.0374e-05 | 0 | 0 | 0 | 0
4 | 2 | 6 | 0 | 0 | 0 | 0 | 8.644e-05 | 0 | 0 | 0 | 0
4 | 2 | 7 | 0 | 0 | 0 | 0 | 9.943e-05 | 0 | 0 | 0 | 0
4 | 2 | 8 | 0 | 0 | 0 | 0 | 0.00010908 | 0 | 0 | 0 | 0
4 | 2 | 9 | 0 | 0 | 0 | 0 | 0.00011475 | 0 | 0 | 0 | 0
4 | 2 | 10 | 0 | 0 | 0 | 0 | 0.0001198 | 0 | 0 | 0 | 0
4 | 2 | 11 | 0 | 0 | 0 | 0 | 0.00012393 | 0 | 0 | 0 | 0
4 | 2 | 12 | 0 | 0 | 0 | 0 | 0.00012545 | 0 | 0 | 0 | 0
4 | 2 | 13 | 0 | 0 | 0 | 0 | 0.00012645 | 0 | 0 | 0 | 0
4 | 2 | 14 | 0 | 0 | 0 | 0 | 0.00012718 | 0 | 0 | 0 | 0
4 | 2 | 15 | 0 | 0 | 0 | 0 | 0.00012605 | 0 | 0 | 0 | 0
4 | 2 | 16 | 0 | 0 | 0 | 0 | 0.0001255 | 0 | 0 | 0 | 0
4 | 2 | 17 | 141.5984 | 151.5027 | 151.5027 | 151.5027 | 0.00012461 | 0 | 0 | 0 | 0
4 | 2 | 18 | 141.5984 | 151.5027 | 151.5027 | 151.5027 | 0.00012287 | 0 | 0 | 0 | 0
4 | 2 | 19 | 141.5984 | 151.5027 | 151.5027 | 151.5027 | 0.00012091 | 0 | 0 | 0 | 0
4 | 2 | 20 | 141.5984 | 151.5027 | 151.5027 | 151.5027 | 0.00012404 | 0 | 0 | 0 | 0
4 | 2 | 21 | 141.5984 | 151.5027 | 151.5027 | 151.5027 | 0.00012967 | 0 | 0 | 0 | 0
4 | 2 | 22 | 141.5984 | 151.5027 | 151.5027 | 151.5027 | 0.00012115 | 0 | 0 | 0 | 0
4 | 2 | 23 | 0 | 0 | 0 | 0 | 0.0001079 | 0 | 0 | 0 | 0
4 | 2 | 24 | 0 | 0 | 0 | 0 | 9.5605e-05 | 0 | 0 | 0 | 0
4 | 3 | 1 | 0 | 0 | 0 | 0 | 8.7088e-05 | 0 | 0 | 0 | 0
4 | 3 | 2 | 0 | 0 | 0 | 0 | 8.2296e-05 | 0 | 0 | 0 | 0
4 | 3 | 3 | 0 | 0 | 0 | 0 | 7.9982e-05 | 0 | 0 | 0 | 0
4 | 3 | 4 | 0 | 0 | 0 | 0 | 7.9514e-05 | 0 | 0 | 0 | 0
4 | 3 | 5 | 0 | 0 | 0 | 0 | 8.1005e-05 | 0 | 0 | 0 | 0
4 | 3 | 6 | 0 | 0 | 0 | 0 | 8.6735e-05 | 0 | 0 | 0 | 0
4 | 3 | 7 | 0 | 0 | 0 | 0 | 9.9949e-05 | 0 | 0 | 0 | 0
4 | 3 | 8 | 0 | 0 | 0 | 0 | 0.00010942 | 0 | 0 | 0 | 0
4 | 3 | 9 | 0 | 0 | 0 | 0 | 0.00011382 | 0 | 0 | 0 | 0
4 | 3 | 10 | 0 | 0 | 0 | 0 | 0.00011768 | 0 | 0 | 0 | 0
4 | 3 | 11 | 0 | 0 | 0 | 0 | 0.00012072 | 0 | 0 | 0 | 0
4 | 3 | 12 | 0 | 0 | 0 | 0 | 0.00012248 | 0 | 0 | 0 | 0
4 | 3 | 13 | 0 | 0 | 0 | 0 | 0.00012376 | 0 | 0 | 0 | 0
4 | 3 | 14 | 0 | 0 | 0 | 0 | 0.00012414 | 0 | 0 | 0 | 0
4 | 3 | 15 | 0 | 0 | 0 | 0 | 0.00012355 | 0 | 0 | 0 | 0
4 | 3 | 16 | 0 | 0 | 0 | 0 | 0.00012213 | 0 | 0 | 0 | 0
4 | 3 | 17 | 141.5984 | 151.5027 | 151.5027 | 151.5027 | 0.00012161 | 0 | 0 | 0 | 0
4 | 3 | 18 | 141.5984 | 151.5027 | 151.5027 | 151.5027 | 0.0001207 | 0 | 0 | 0 | 0
4 | 3 | 19 | 141.5984 | 151.5027 | 151.5027 | 151.5027 | 0.00011918 | 0 | 0 | 0 | 0
4 | 3 | 20 | 141.5984 | 151.5027 | 151.5027 | 151.5027 | 0.00012224 | 0 | 0 | 0 | 0
4 | 3 | 21 | 141.5984 | 151.5027 | 151.5027 | 151.5027 | 0.00012817 | 0 | 0 | 0 | 0
4 | 3 | 22 | 141.5984 | 151.5027 | 151.5027 | 151.5027 | 0.00012054 | 0 | 0 | 0 | 0
4 | 3 | 23 | 0 | 0 | 0 | 0 | 0.00010692 | 0 | 0 | 0 | 0
4 | 3 | 24 | 0 | 0 | 0 | 0 | 9.486e-05 | 0 | 0 | 0 | 0
4 | 4 | 1 | 0 | 0 | 0 | 0 | 8.6719e-05 | 0 | 0 | 0 | 0
4 | 4 | 2 | 0 | 0 | 0 | 0 | 8.2422e-05 | 0 | 0 | 0 | 0
4 | 4 | 3 | 0 | 0 | 0 | 0 | 7.9941e-05 | 0 | 0 | 0 | 0
4 | 4 | 4 | 0 | 0 | 0 | 0 | 7.963e-05 | 0 | 0 | 0 | 0
4 | 4 | 5 | 0 | 0 | 0 | 0 | 8.094e-05 | 0 | 0 | 0 | 0
4 | 4 | 6 | 0 | 0 | 0 | 0 | 8.6653e-05 | 0 | 0 | 0 | 0
4 | 4 | 7 | 0 | 0 | 0 | 0 | 9.9606e-05 | 0 | 0 | 0 | 0
4 | 4 | 8 | 0 | 0 | 0 | 0 | 0.00010919 | 0 | 0 | 0 | 0
4 | 4 | 9 | 0 | 0 | 0 | 0 | 0.00011389 | 0 | 0 | 0 | 0
4 | 4 | 10 | 0 | 0 | 0 | 0 | 0.00011747 | 0 | 0 | 0 | 0
4 | 4 | 11 | 0 | 0 | 0 | 0 | 0.00012146 | 0 | 0 | 0 | 0
4 | 4 | 12 | 0 | 0 | 0 | 0 | 0.00012366 | 0 | 0 | 0 | 0
4 | 4 | 13 | 0 | 0 | 0 | 0 | 0.00012457 | 0 | 0 | 0 | 0
4 | 4 | 14 | 0 | 0 | 0 | 0 | 0.00012568 | 0 | 0 | 0 | 0
4 | 4 | 15 | 0 | 0 | 0 | 0 | 0.00012587 | 0 | 0 | 0 | 0
4 | 4 | 16 | 0 | 0 | 0 | 0 | 0.00012476 | 0 | 0 | 0 | 0
4 | 4 | 17 | 141.5984 | 151.5027 | 151.5027 | 151.5027 | 0.00012385 | 0 | 0 | 0 | 0
4 | 4 | 18 | 141.5984 | 151.5027 | 151.5027 | 151.5027 | 0.000123 | 0 | 0 | 0 | 0
4 | 4 | 19 | 141.5984 | 151.5027 | 151.5027 | 151.5027 | 0.00012118 | 0 | 0 | 0 | 0
4 | 4 | 20 | 141.5984 | 151.5027 | 151.5027 | 151.5027 | 0.0001235 | 0 | 0 | 0 | 0
4 | 4 | 21 | 141.5984 | 151.5027 | 151.5027 | 151.5027 | 0.00012833 | 0 | 0 | 0 | 0
4 | 4 | 22 | 141.5984 | 151.5027 | 151.5027 | 151.5027 | 0.00012107 | 0 | 0 | 0 | 0
4 | 4 | 23 | 0 | 0 | 0 | 0 | 0.00010788 | 0 | 0 | 0 | 0
4 | 4 | 24 | 0 | 0 | 0 | 0 | 9.6123e-05 | 0 | 0 | 0 | 0
4 | 5 | 1 | 0 | 0 | 0 | 0 | 8.7697e-05 | 0 | 0 | 0 | 0
4 | 5 | 2 | 0 | 0 | 0 | 0 | 8.3255e-05 | 0 | 0 | 0 | 0
4 | 5 | 3 | 0 | 0 | 0 | 0 | 8.0737e-05 | 0 | 0 | 0 | 0
4 | 5 | 4 | 0 | 0 | 0 | 0 | 8.0412e-05 | 0 | 0 | 0 | 0
4 | 5 | 5 | 0 | 0 | 0 | 0 | 8.2005e-05 | 0 | 0 | 0 | 0
4 | 5 | 6 | 0 | 0 | 0 | 0 | 8.8165e-05 | 0 | 0 | 0 | 0
4 | 5 | 7 | 0 | 0 | 0 | 0 | 0.00010164 | 0 | 0 | 0 | 0
4 | 5 | 8 | 0 | 0 | 0 | 0 | 0.00011178 | 0 | 0 | 0 | 0
4 | 5 | 9 | 0 | 0 | 0 | 0 | 0.00011682 | 0 | 0 | 0 | 0
4 | 5 | 10 | 0 | 0 | 0 | 0 | 0.00012067 | 0 | 0 | 0 | 0
4 | 5 | 11 | 0 | 0 | 0 | 0 | 0.00012491 | 0 | 0 | 0 | 0
4 | 5 | 12 | 0 | 0 | 0 | 0 | 0.00012606 | 0 | 0 | 0 | 0
4 | 5 | 13 | 0 | 0 | 0 | 0 | 0.00012661 | 0 | 0 | 0 | 0
4 | 5 | 14 | 0 | 0 | 0 | 0 | 0.00012669 | 0 | 0 | 0 | 0
4 | 5 | 15 | 0 | 0 | 0 | 0 | 0.00012602 | 0 | 0 | 0 | 0
4 | 5 | 16 | 0 | 0 | 0 | 0 | 0.00012479 | 0 | 0 | 0 | 0
4 | 5 | 17 | 141.5984 | 151.5027 | 151.5027 | 151.5027 | 0.00012378 | 0 | 0 | 0 | 0
4 | 5 | 18 | 141.5984 | 151.5027 | 151.5027 | 151.5027 | 0.00012266 | 0 | 0 | 0 | 0
4 | 5 | 19 | 141.5984 | 151.5027 | 151.5027 | 151.5027 | 0.00012078 | 0 | 0 | 0 | 0
4 | 5 | 20 | 141.5984 | 151.5027 | 151.5027 | 151.5027 | 0.00012386 | 0 | 0 | 0 | 0
4 | 5 | 21 | 141.5984 | 151.5027 | 151.5027 | 151.5027 | 0.00012871 | 0 | 0 | 0 | 0
4 | 5 | 22 | 141.5984 | 151.5027 | 151.5027 | 151.5027 | 0.00012208 | 0 | 0 | 0 | 0
4 | 5 | 23 | 0 | 0 | 0 | 0 | 0.00010952 | 0 | 0 | 0 | 0
4 | 5 | 24 | 0 | 0 | 0 | 0 | 9.7636e-05 | 0 | 0 | 0 | 0
4 | 6 | 1 | 0 | 0 | 0 | 0 | 8.9041e-05 | 0 | 0 | 0 | 0
4 | 6 | 2 | 0 | 0 | 0 | 0 | 8.4383e-05 | 0 | 0 | 0 | 0
4 | 6 | 3 | 0 | 0 | 0 | 0 | 8.1789e-05 | 0 | 0 | 0 | 0
4 | 6 | 4 | 0 | 0 | 0 | 0 | 8.1334e-05 | 0 | 0 | 0 | 0
4 | 6 | 5 | 0 | 0 | 0 | 0 | 8.2753e-05 | 0 | 0 | 0 | 0
4 | 6 | 6 | 0 | 0 | 0 | 0 | 8.8336e-05 | 0 | 0 | 0 | 0
4 | 6 | 7 | 0 | 0 | 0 | 0 | 0.00010107 | 0 | 0 | 0 | 0
4 | 6 | 8 | 0 | 0 | 0 | 0 | 0.00011125 | 0 | 0 | 0 | 0
4 | 6 | 9 | 0 | 0 | 0 | 0 | 0.00011656 | 0 | 0 | 0 | 0
4 | 6 | 10 | 0 | 0 | 0 | 0 | 0.00012002 | 0 | 0 | 0 | 0
4 | 6 | 11 | 0 | 0 | 0 | 0 | 0.00012323 | 0 | 0 | 0 | 0
4 | 6 | 12 | 0 | 0 | 0 | 0 | 0.00012435 | 0 | 0 | 0 | 0
4 | 6 | 13 | 0 | 0 | 0 | 0 | 0.00012456 | 0 | 0 | 0 | 0
4 | 6 | 14 | 0 | 0 | 0 | 0 | 0.00012511 | 0 | 0 | 0 | 0
4 | 6 | 15 | 0 | 0 | 0 | 0 | 0.0001242 | 0 | 0 | 0 | 0
4 | 6 | 16 | 0 | 0 | 0 | 0 | 0.00012251 | 0 | 0 | 0 | 0
4 | 6 | 17 | 141.5984 | 151.5027 | 151.5027 | 151.5027 | 0.00012146 | 0 | 0 | 0 | 0
4 | 6 | 18 | 141.5984 | 151.5027 | 151.5027 | 151.5027 | 0.00011982 | 0 | 0 | 0 | 0
4 | 6 | 19 | 141.5984 | 151.5027 | 151.5027 | 151.5027 | 0.00011705 | 0 | 0 | 0 | 0
4 | 6 | 20 | 141.5984 | 151.5027 | 151.5027 | 151.5027 | 0.00011945 | 0 | 0 | 0 | 0
4 | 6 | 21 | 141.5984 | 151.5027 | 151.5027 | 151.5027 | 0.00012437 | 0 | 0 | 0 | 0
4 | 6 | 22 | 141.5984 | 151.5027 | 151.5027 | 151.5027 | 0.00011848 | 0 | 0 | 0 | 0
4 | 6 | 23 | 0 | 0 | 0 | 0 | 0.00010833 | 0 | 0 | 0 | 0
4 | 6 | 24 | 0 | 0 | 0 | 0 | 9.8022e-05 | 0 | 0 | 0 | 0
4 | 7 | 1 | 0 | 0 | 0 | 0 | 8.8696e-05 | 0 | 0 | 0 | 0
4 | 7 | 2 | 0 | 0 | 0 | 0 | 8.3763e-05 | 0 | 0 | 0 | 0
4 | 7 | 3 | 0 | 0 | 0 | 0 | 8.0926e-05 | 0 | 0 | 0 | 0
4 | 7 | 4 | 0 | 0 | 0 | 0 | 7.9698e-05 | 0 | 0 | 0 | 0
4 | 7 | 5 | 0 | 0 | 0 | 0 | 8.0014e-05 | 0 | 0 | 0 | 0
4 | 7 | 6 | 0 | 0 | 0 | 0 | 8.2141e-05 | 0 | 0 | 0 | 0
4 | 7 | 7 | 0 | 0 | 0 | 0 | 8.7238e-05 | 0 | 0 | 0 | 0
4 | 7 | 8 | 0 | 0 | 0 | 0 | 9.3652e-05 | 0 | 0 | 0 | 0
4 | 7 | 9 | 0 | 0 | 0 | 0 | 0.0001006 | 0 | 0 | 0 | 0
4 | 7 | 10 | 0 | 0 | 0 | 0 | 0.00010591 | 0 | 0 | 0 | 0
4 | 7 | 11 | 0 | 0 | 0 | 0 | 0.00011 | 0 | 0 | 0 | 0
4 | 7 | 12 | 0 | 0 | 0 | 0 | 0.00011046 | 0 | 0 | 0 | 0
4 | 7 | 13 | 0 | 0 | 0 | 0 | 0.00011029 | 0 | 0 | 0 | 0
4 | 7 | 14 | 0 | 0 | 0 | 0 | 0.0001099 | 0 | 0 | 0 | 0
4 | 7 | 15 | 0 | 0 | 0 | 0 | 0.0001084 | 0 | 0 | 0 | 0
4 | 7 | 16 | 0 | 0 | 0 | 0 | 0.00010768 | 0 | 0 | 0 | 0
4 | 7 | 17 | 141.5984 | 151.5027 | 151.5027 | 151.5027 | 0.00010794 | 0 | 0 | 0 | 0
4 | 7 | 18 | 141.5984 | 151.5027 | 151.5027 | 151.5027 | 0.00010894 | 0 | 0 | 0 | 0
4 | 7 | 19 | 141.5984 | 151.5027 | 151.5027 | 151.5027 | 0.00010971 | 0 | 0 | 0 | 0
4 | 7 | 20 | 141.5984 | 151.5027 | 151.5027 | 151.5027 | 0.00011274 | 0 | 0 | 0 | 0
4 | 7 | 21 | 141.5984 | 151.5027 | 151.5027 | 151.5027 | 0.00011828 | 0 | 0 | 0 | 0
4 | 7 | 22 | 141.5984 | 151.5027 | 151.5027 | 151.5027 | 0.00011295 | 0 | 0 | 0 | 0
4 | 7 | 23 | 0 | 0 | 0 | 0 | 0.00010452 | 0 | 0 | 0 | 0
4 | 7 | 24 | 0 | 0 | 0 | 0 | 9.5119e-05 | 0 | 0 | 0 | 0
4 | 8 | 1 | 0 | 0 | 0 | 0 | 8.7238e-05 | 0 | 0 | 0 | 0
4 | 8 | 2 | 0 | 0 | 0 | 0 | 8.2054e-05 | 0 | 0 | 0 | 0
4 | 8 | 3 | 0 | 0 | 0 | 0 | 7.911e-05 | 0 | 0 | 0 | 0
4 | 8 | 4 | 0 | 0 | 0 | 0 | 7.7917e-05 | 0 | 0 | 0 | 0
4 | 8 | 5 | 0 | 0 | 0 | 0 | 7.7801e-05 | 0 | 0 | 0 | 0
4 | 8 | 6 | 0 | 0 | 0 | 0 | 7.892e-05 | 0 | 0 | 0 | 0
4 | 8 | 7 | 0 | 0 | 0 | 0 | 8.3263e-05 | 0 | 0 | 0 | 0
4 | 8 | 8 | 0 | 0 | 0 | 0 | 8.8573e-05 | 0 | 0 | 0 | 0
4 | 8 | 9 | 0 | 0 | 0 | 0 | 9.5576e-05 | 0 | 0 | 0 | 0
4 | 8 | 10 | 0 | 0 | 0 | 0 | 0.0001012 | 0 | 0 | 0 | 0
4 | 8 | 11 | 0 | 0 | 0 | 0 | 0.00010484 | 0 | 0 | 0 | 0
4 | 8 | 12 | 0 | 0 | 0 | 0 | 0.00010663 | 0 | 0 | 0 | 0
4 | 8 | 13 | 0 | 0 | 0 | 0 | 0.00010775 | 0 | 0 | 0 | 0
4 | 8 | 14 | 0 | 0 | 0 | 0 | 0.00010777 | 0 | 0 | 0 | 0
4 | 8 | 15 | 0 | 0 | 0 | 0 | 0.00010692 | 0 | 0 | 0 | 0
4 | 8 | 16 | 0 | 0 | 0 | 0 | 0.00010686 | 0 | 0 | 0 | 0
4 | 8 | 17 | 141.5984 | 151.5027 | 151.5027 | 151.5027 | 0.00010785 | 0 | 0 | 0 | 0
4 | 8 | 18 | 141.5984 | 151.5027 | 151.5027 | 151.5027 | 0.00010908 | 0 | 0 | 0 | 0
4 | 8 | 19 | 141.5984 | 151.5027 | 151.5027 | 151.5027 | 0.00011082 | 0 | 0 | 0 | 0
4 | 8 | 20 | 141.5984 | 151.5027 | 151.5027 | 151.5027 | 0.00011601 | 0 | 0 | 0 | 0
4 | 8 | 21 | 141.5984 | 151.5027 | 151.5027 | 151.5027 | 0.00012225 | 0 | 0 | 0 | 0
4 | 8 | 22 | 141.5984 | 151.5027 | 151.5027 | 151.5027 | 0.00011609 | 0 | 0 | 0 | 0
4 | 8 | 23 | 0 | 0 | 0 | 0 | 0.00010475 | 0 | 0 | 0 | 0
4 | 8 | 24 | 0 | 0 | 0 | 0 | 9.2975e-05 | 0 | 0 | 0 | 0
4 | 9 | 1 | 0 | 0 | 0 | 0 | 8.5147e-05 | 0 | 0 | 0 | 0
4 | 9 | 2 | 0 | 0 | 0 | 0 | 8.0719e-05 | 0 | 0 | 0 | 0
4 | 9 | 3 | 0 | 0 | 0 | 0 | 7.8521e-05 | 0 | 0 | 0 | 0
4 | 9 | 4 | 0 | 0 | 0 | 0 | 7.8528e-05 | 0 | 0 | 0 | 0
4 | 9 | 5 | 0 | 0 | 0 | 0 | 8.0374e-05 | 0 | 0 | 0 | 0
4 | 9 | 6 | 0 | 0 | 0 | 0 | 8.644e-05 | 0 | 0 | 0 | 0
4 | 9 | 7 | 0 | 0 | 0 | 0 | 9.943e-05 | 0 | 0 | 0 | 0
4 | 9 | 8 | 0 | 0 | 0 | 0 | 0.00010908 | 0 | 0 | 0 | 0
4 | 9 | 9 | 0 | 0 | 0 | 0 | 0.00011475 | 0 | 0 | 0 | 0
4 | 9 | 10 | 0 | 0 | 0 | 0 | 0.0001198 | 0 | 0 | 0 | 0
4 | 9 | 11 | 0 | 0 | 0 | 0 | 0.00012393 | 0 | 0 | 0 | 0
4 | 9 | 12 | 0 | 0 | 0 | 0 | 0.00012545 | 0 | 0 | 0 | 0
4 | 9 | 13 | 0 | 0 | 0 | 0 | 0.00012645 | 0 | 0 | 0 | 0
4 | 9 | 14 | 0 | 0 | 0 | 0 | 0.00012718 | 0 | 0 | 0 | 0
4 | 9 | 15 | 0 | 0 | 0 | 0 | 0.00012605 | 0 | 0 | 0 | 0
4 | 9 | 16 | 0 | 0 | 0 | 0 | 0.0001255 | 0 | 0 | 0 | 0
4 | 9 | 17 | 141.5984 | 151.5027 | 151.5027 | 151.5027 | 0.00012461 | 0 | 0 | 0 | 0
4 | 9 | 18 | 141.5984 | 151.5027 | 151.5027 | 151.5027 | 0.00012287 | 0 | 0 | 0 | 0
4 | 9 | 19 | 141.5984 | 151.5027 | 151.5027 | 151.5027 | 0.00012091 | 0 | 0 | 0 | 0
4 | 9 | 20 | 141.5984 | 151.5027 | 151.5027 | 151.5027 | 0.00012404 | 0 | 0 | 0 | 0
4 | 9 | 21 | 141.5984 | 151.5027 | 151.5027 | 151.5027 | 0.00012967 | 0 | 0 | 0 | 0
4 | 9 | 22 | 141.5984 | 151.5027 | 151.5027 | 151.5027 | 0.00012115 | 0 | 0 | 0 | 0
4 | 9 | 23 | 0 | 0 | 0 | 0 | 0.0001079 | 0 | 0 | 0 | 0
4 | 9 | 24 | 0 | 0 | 0 | 0 | 9.5605e-05 | 0 | 0 | 0 | 0
4 | 10 | 1 | 0 | 0 | 0 | 0 | 8.7088e-05 | 0 | 0 | 0 | 0
4 | 10 | 2 | 0 | 0 | 0 | 0 | 8.2296e-05 | 0 | 0 | 0 | 0
4 | 10 | 3 | 0 | 0 | 0 | 0 | 7.9982e-05 | 0 | 0 | 0 | 0
4 | 10 | 4 | 0 | 0 | 0 | 0 | 7.9514e-05 | 0 | 0 | 0 | 0
4 | 10 | 5 | 0 | 0 | 0 | 0 | 8.1005e-05 | 0 | 0 | 0 | 0
4 | 10 | 6 | 0 | 0 | 0 | 0 | 8.6735e-05 | 0 | 0 | 0 | 0
4 | 10 | 7 | 0 | 0 | 0 | 0 | 9.9949e-05 | 0 | 0 | 0 | 0
4 | 10 | 8 | 0 | 0 | 0 | 0 | 0.00010942 | 0 | 0 | 0 | 0
4 | 10 | 9 | 0 | 0 | 0 | 0 | 0.00011382 | 0 | 0 | 0 | 0
4 | 10 | 10 | 0 | 0 | 0 | 0 | 0.00011768 | 0 | 0 | 0 | 0
4 | 10 | 11 | 0 | 0 | 0 | 0 | 0.00012072 | 0 | 0 | 0 | 0
4 | 10 | 12 | 0 | 0 | 0 | 0 | 0.00012248 | 0 | 0 | 0 | 0
4 | 10 | 13 | 0 | 0 | 0 | 0 | 0.00012376 | 0 | 0 | 0 | 0
4 | 10 | 14 | 0 | 0 | 0 | 0 | 0.00012414 | 0 | 0 | 0 | 0
4 | 10 | 15 | 0 | 0 | 0 | 0 | 0.00012355 | 0 | 0 | 0 | 0
4 | 10 | 16 | 0 | 0 | 0 | 0 | 0.00012213 | 0 | 0 | 0 | 0
4 | 10 | 17 | 141.5984 | 151.5027 | 151.5027 | 151.5027 | 0.00012161 | 0 | 0 | 0 | 0
4 | 10 | 18 | 141.5984 | 151.5027 | 151.5027 | 151.5027 | 0.0001207 | 0 | 0 | 0 | 0
4 | 10 | 19 | 141.5984 | 151.5027 | 151.5027 | 151.5027 | 0.00011918 | 0 | 0 | 0 | 0
4 | 10 | 20 | 141.5984 | 151.5027 | 151.5027 | 151.5027 | 0.00012224 | 0 | 0 | 0 | 0
4 | 10 | 21 | 141.5984 | 151.5027 | 151.5027 | 151.5027 | 0.00012817 | 0 | 0 | 0 | 0
4 | 10 | 22 | 141.5984 | 151.5027 | 151.5027 | 151.5027 | 0.00012054 | 0 | 0 | 0 | 0
4 | 10 | 23 | 0 | 0 | 0 | 0 | 0.00010692 | 0 | 0 | 0 | 0
4 | 10 | 24 | 0 | 0 | 0 | 0 | 9.486e-05 | 0 | 0 | 0 | 0
4 | 11 | 1 | 0 | 0 | 0 | 0 | 8.6719e-05 | 0 | 0 | 0 | 0
4 | 11 | 2 | 0 | 0 | 0 | 0 | 8.2422e-05 | 0 | 0 | 0 | 0
4 | 11 | 3 | 0 | 0 | 0 | 0 | 7.9941e-05 | 0 | 0 | 0 | 0
4 | 11 | 4 | 0 | 0 | 0 | 0 | 7.963e-05 | 0 | 0 | 0 | 0
4 | 11 | 5 | 0 | 0 | 0 | 0 | 8.094e-05 | 0 | 0 | 0 | 0
4 | 11 | 6 | 0 | 0 | 0 | 0 | 8.6653e-05 | 0 | 0 | 0 | 0
4 | 11 | 7 | 0 | 0 | 0 | 0 | 9.9606e-05 | 0 | 0 | 0 | 0
4 | 11 | 8 | 0 | 0 | 0 | 0 | 0.00010919 | 0 | 0 | 0 | 0
4 | 11 | 9 | 0 | 0 | 0 | 0 | 0.00011389 | 0 | 0 | 0 | 0
4 | 11 | 10 | 0 | 0 | 0 | 0 | 0.00011747 | 0 | 0 | 0 | 0
4 | 11 | 11 | 0 | 0 | 0 | 0 | 0.00012146 | 0 | 0 | 0 | 0
4 | 11 | 12 | 0 | 0 | 0 | 0 | 0.00012366 | 0 | 0 | 0 | 0
4 | 11 | 13 | 0 | 0 | 0 | 0 | 0.00012457 | 0 | 0 | 0 | 0
4 | 11 | 14 | 0 | 0 | 0 | 0 | 0.00012568 | 0 | 0 | 0 | 0
4 | 11 | 15 | 0 | 0 | 0 | 0 | 0.00012587 | 0 | 0 | 0 | 0
4 | 11 | 16 | 0 | 0 | 0 | 0 | 0.00012476 | 0 | 0 | 0 | 0
4 | 11 | 17 | 141.5984 | 151.5027 | 151.5027 | 151.5027 | 0.00012385 | 0 | 0 | 0 | 0
4 | 11 | 18 | 141.5984 | 151.5027 | 151.5027 | 151.5027 | 0.000123 | 0 | 0 | 0 | 0
4 | 11 | 19 | 141.5984 | 151.5027 | 151.5027 | 151.5027 | 0.00012118 | 0 | 0 | 0 | 0
4 | 11 | 20 | 141.5984 | 151.5027 | 151.5027 | 151.5027 | 0.0001235 | 0 | 0 | 0 | 0
4 | 11 | 21 | 141.5984 | 151.5027 | 151.5027 | 151.5027 | 0.00012833 | 0 | 0 | 0 | 0
4 | 11 | 22 | 141.5984 | 151.5027 | 151.5027 | 151.5027 | 0.00012107 | 0 | 0 | 0 | 0
4 | 11 | 23 | 0 | 0 | 0 | 0 | 0.00010788 | 0 | 0 | 0 | 0
4 | 11 | 24 | 0 | 0 | 0 | 0 | 9.6123e-05 | 0 | 0 | 0 | 0
4 | 12 | 1 | 0 | 0 | 0 | 0 | 8.7697e-05 | 0 | 0 | 0 | 0
4 | 12 | 2 | 0 | 0 | 0 | 0 | 8.3255e-05 | 0 | 0 | 0 | 0
4 | 12 | 3 | 0 | 0 | 0 | 0 | 8.0737e-05 | 0 | 0 | 0 | 0
4 | 12 | 4 | 0 | 0 | 0 | 0 | 8.0412e-05 | 0 | 0 | 0 | 0
4 | 12 | 5 | 0 | 0 | 0 | 0 | 8.2005e-05 | 0 | 0 | 0 | 0
4 | 12 | 6 | 0 | 0 | 0 | 0 | 8.8165e-05 | 0 | 0 | 0 | 0
4 | 12 | 7 | 0 | 0 | 0 | 0 | 0.00010164 | 0 | 0 | 0 | 0
4 | 12 | 8 | 0 | 0 | 0 | 0 | 0.00011178 | 0 | 0 | 0 | 0
4 | 12 | 9 | 0 | 0 | 0 | 0 | 0.00011682 | 0 | 0 | 0 | 0
4 | 12 | 10 | 0 | 0 | 0 | 0 | 0.00012067 | 0 | 0 | 0 | 0
4 | 12 | 11 | 0 | 0 | 0 | 0 | 0.00012491 | 0 | 0 | 0 | 0
4 | 12 | 12 | 0 | 0 | 0 | 0 | 0.00012606 | 0 | 0 | 0 | 0
4 | 12 | 13 | 0 | 0 | 0 | 0 | 0.00012661 | 0 | 0 | 0 | 0
4 | 12 | 14 | 0 | 0 | 0 | 0 | 0.00012669 | 0 | 0 | 0 | 0
4 | 12 | 15 | 0 | 0 | 0 | 0 | 0.00012602 | 0 | 0 | 0 | 0
4 | 12 | 16 | 0 | 0 | 0 | 0 | 0.00012479 | 0 | 0 | 0 | 0
4 | 12 | 17 | 141.5984 | 151.5027 | 151.5027 | 151.5027 | 0.00012378 | 0 | 0 | 0 | 0
4 | 12 | 18 | 141.5984 | 151.5027 | 151.5027 | 151.5027 | 0.00012266 | 0 | 0 | 0 | 0
4 | 12 | 19 | 141.5984 | 151.5027 | 151.5027 | 151.5027 | 0.00012078 | 0 | 0 | 0 | 0
4 | 12 | 20 | 141.5984 | 151.5027 | 151.5027 | 151.5027 | 0.00012386 | 0 | 0 | 0 | 0
4 | 12 | 21 | 141.5984 | 151.5027 | 151.5027 | 151.5027 | 0.00012871 | 0 | 0 | 0 | 0
4 | 12 | 22 | 141.5984 | 151.5027 | 151.5027 | 151.5027 | 0.00012208 | 0 | 0 | 0 | 0
4 | 12 | 23 | 0 | 0 | 0 | 0 | 0.00010952 | 0 | 0 | 0 | 0
4 | 12 | 24 | 0 | 0 | 0 | 0 | 9.7636e-05 | 0 | 0 | 0 | 0
4 | 13 | 1 | 0 | 0 | 0 | 0 | 8.9041e-05 | 0 | 0 | 0 | 0
4 | 13 | 2 | 0 | 0 | 0 | 0 | 8.4383e-05 | 0 | 0 | 0 | 0
4 | 13 | 3 | 0 | 0 | 0 | 0 | 8.1789e-05 | 0 | 0 | 0 | 0
4 | 13 | 4 | 0 | 0 | 0 | 0 | 8.1334e-05 | 0 | 0 | 0 | 0
4 | 13 | 5 | 0 | 0 | 0 | 0 | 8.2753e-05 | 0 | 0 | 0 | 0
4 | 13 | 6 | 0 | 0 | 0 | 0 | 8.8336e-05 | 0 | 0 | 0 | 0
4 | 13 | 7 | 0 | 0 | 0 | 0 | 0.00010107 | 0 | 0 | 0 | 0
4 | 13 | 8 | 0 | 0 | 0 | 0 | 0.00011125 | 0 | 0 | 0 | 0
4 | 13 | 9 | 0 | 0 | 0 | 0 | 0.00011656 | 0 | 0 | 0 | 0
4 | 13 | 10 | 0 | 0 | 0 | 0 | 0.00012002 | 0 | 0 | 0 | 0
4 | 13 | 11 | 0 | 0 | 0 | 0 | 0.00012323 | 0 | 0 | 0 | 0
4 | 13 | 12 | 0 | 0 | 0 | 0 | 0.00012435 | 0 | 0 | 0 | 0
4 | 13 | 13 | 0 | 0 | 0 | 0 | 0.00012456 | 0 | 0 | 0 | 0
4 | 13 | 14 | 0 | 0 | 0 | 0 | 0.00012511 | 0 | 0 | 0 | 0
4 | 13 | 15 | 0 | 0 | 0 | 0 | 0.0001242 | 0 | 0 | 0 | 0
4 | 13 | 16 | 0 | 0 | 0 | 0 | 0.00012251 | 0 | 0 | 0 | 0
4 | 13 | 17 | 141.5984 | 151.5027 | 151.5027 | 151.5027 | 0.00012146 | 0 | 0 | 0 | 0
4 | 13 | 18 | 141.5984 | 151.5027 | 151.5027 | 151.5027 | 0.00011982 | 0 | 0 | 0 | 0
4 | 13 | 19 | 141.5984 | 151.5027 | 151.5027 | 151.5027 | 0.00011705 | 0 | 0 | 0 | 0
4 | 13 | 20 | 141.5984 | 151.5027 | 151.5027 | 151.5027 | 0.00011945 | 0 | 0 | 0 | 0
4 | 13 | 21 | 141.5984 | 151.5027 | 151.5027 | 151.5027 | 0.00012437 | 0 | 0 | 0 | 0
4 | 13 | 22 | 141.5984 | 151.5027 | 151.5027 | 151.5027 | 0.00011848 | 0 | 0 | 0 | 0
4 | 13 | 23 | 0 | 0 | 0 | 0 | 0.00010833 | 0 | 0 | 0 | 0
4 | 13 | 24 | 0 | 0 | 0 | 0 | 9.8022e-05 | 0 | 0 | 0 | 0
4 | 14 | 1 | 0 | 0 | 0 | 0 | 8.8696e-05 | 0 | 0 | 0 | 0
4 | 14 | 2 | 0 | 0 | 0 | 0 | 8.3763e-05 | 0 | 0 | 0 | 0
4 | 14 | 3 | 0 | 0 | 0 | 0 | 8.0926e-05 | 0 | 0 | 0 | 0
4 | 14 | 4 | 0 | 0 | 0 | 0 | 7.9698e-05 | 0 | 0 | 0 | 0
4 | 14 | 5 | 0 | 0 | 0 | 0 | 8.0014e-05 | 0 | 0 | 0 | 0
4 | 14 | 6 | 0 | 0 | 0 | 0 | 8.2141e-05 | 0 | 0 | 0 | 0
4 | 14 | 7 | 0 | 0 | 0 | 0 | 8.7238e-05 | 0 | 0 | 0 | 0
4 | 14 | 8 | 0 | 0 | 0 | 0 | 9.3652e-05 | 0 | 0 | 0 | 0
4 | 14 | 9 | 0 | 0 | 0 | 0 | 0.0001006 | 0 | 0 | 0 | 0
4 | 14 | 10 | 0 | 0 | 0 | 0 | 0.00010591 | 0 | 0 | 0 | 0
4 | 14 | 11 | 0 | 0 | 0 | 0 | 0.00011 | 0 | 0 | 0 | 0
4 | 14 | 12 | 0 | 0 | 0 | 0 | 0.00011046 | 0 | 0 | 0 | 0
4 | 14 | 13 | 0 | 0 | 0 | 0 | 0.00011029 | 0 | 0 | 0 | 0
4 | 14 | 14 | 0 | 0 | 0 | 0 | 0.0001099 | 0 | 0 | 0 | 0
4 | 14 | 15 | 0 | 0 | 0 | 0 | 0.0001084 | 0 | 0 | 0 | 0
4 | 14 | 16 | 0 | 0 | 0 | 0 | 0.00010768 | 0 | 0 | 0 | 0
4 | 14 | 17 | 141.5984 | 151.5027 | 151.5027 | 151.5027 | 0.00010794 | 0 | 0 | 0 | 0
4 | 14 | 18 | 141.5984 | 151.5027 | 151.5027 | 151.5027 | 0.00010894 | 0 | 0 | 0 | 0
4 | 14 | 19 | 141.5984 | 151.5027 | 151.5027 | 151.5027 | 0.00010971 | 0 | 0 | 0 | 0
4 | 14 | 20 | 141.5984 | 151.5027 | 151.5027 | 151.5027 | 0.00011274 | 0 | 0 | 0 | 0
4 | 14 | 21 | 141.5984 | 151.5027 | 151.5027 | 151.5027 | 0.00011828 | 0 | 0 | 0 | 0
4 | 14 | 22 | 141.5984 | 151.5027 | 151.5027 | 151.5027 | 0.00011295 | 0 | 0 | 0 | 0
4 | 14 | 23 | 0 | 0 | 0 | 0 | 0.00010452 | 0 | 0 | 0 | 0
4 | 14 | 24 | 0 | 0 | 0 | 0 | 9.5119e-05 | 0 | 0 | 0 | 0
4 | 15 | 1 | 0 | 0 | 0 | 0 | 8.7238e-05 | 0 | 0 | 0 | 0
4 | 15 | 2 | 0 | 0 | 0 | 0 | 8.2054e-05 | 0 | 0 | 0 | 0
4 | 15 | 3 | 0 | 0 | 0 | 0 | 7.911e-05 | 0 | 0 | 0 | 0
4 | 15 | 4 | 0 | 0 | 0 | 0 | 7.7917e-05 | 0 | 0 | 0 | 0
4 | 15 | 5 | 0 | 0 | 0 | 0 | 7.7801e-05 | 0 | 0 | 0 | 0
4 | 15 | 6 | 0 | 0 | 0 | 0 | 7.892e-05 | 0 | 0 | 0 | 0
4 | 15 | 7 | 0 | 0 | 0 | 0 | 8.3263e-05 | 0 | 0 | 0 | 0
4 | 15 | 8 | 0 | 0 | 0 | 0 | 8.8573e-05 | 0 | 0 | 0 | 0
4 | 15 | 9 | 0 | 0 | 0 | 0 | 9.5576e-05 | 0 | 0 | 0 | 0
4 | 15 | 10 | 0 | 0 | 0 | 0 | 0.0001012 | 0 | 0 | 0 | 0
4 | 15 | 11 | 0 | 0 | 0 | 0 | 0.00010484 | 0 | 0 | 0 | 0
4 | 15 | 12 | 0 | 0 | 0 | 0 | 0.00010663 | 0 | 0 | 0 | 0
4 | 15 | 13 | 0 | 0 | 0 | 0 | 0.00010775 | 0 | 0 | 0 | 0
4 | 15 | 14 | 0 | 0 | 0 | 0 | 0.00010777 | 0 | 0 | 0 | 0
4 | 15 | 15 | 0 | 0 | 0 | 0 | 0.00010692 | 0 | 0 | 0 | 0
4 | 15 | 16 | 0 | 0 | 0 | 0 | 0.00010686 | 0 | 0 | 0 | 0
4 | 15 | 17 | 141.5984 | 151.5027 | 151.5027 | 151.5027 | 0.00010785 | 0 | 0 | 0 | 0
4 | 15 | 18 | 141.5984 | 151.5027 | 151.5027 | 151.5027 | 0.00010908 | 0 | 0 | 0 | 0
4 | 15 | 19 | 141.5984 | 151.5027 | 151.5027 | 151.5027 | 0.00011082 | 0 | 0 | 0 | 0
4 | 15 | 20 | 141.5984 | 151.5027 | 151.5027 | 151.5027 | 0.00011601 | 0 | 0 | 0 | 0
4 | 15 | 21 | 141.5984 | 151.5027 | 151.5027 | 151.5027 | 0.00012225 | 0 | 0 | 0 | 0
4 | 15 | 22 | 141.5984 | 151.5027 | 151.5027 | 151.5027 | 0.00011609 | 0 | 0 | 0 | 0
4 | 15 | 23 | 0 | 0 | 0 | 0 | 0.00010475 | 0 | 0 | 0 | 0
4 | 15 | 24 | 0 | 0 | 0 | 0 | 9.2975e-05 | 0 | 0 | 0 | 0
4 | 16 | 1 | 0 | 0 | 0 | 0 | 8.5147e-05 | 0 | 0 | 0 | 0
4 | 16 | 2 | 0 | 0 | 0 | 0 | 8.0719e-05 | 0 | 0 | 0 | 0
4 | 16 | 3 | 0 | 0 | 0 | 0 | 7.8521e-05 | 0 | 0 | 0 | 0
4 | 16 | 4 | 0 | 0 | 0 | 0 | 7.8528e-05 | 0 | 0 | 0 | 0
4 | 16 | 5 | 0 | 0 | 0 | 0 | 8.0374e-05 | 0 | 0 | 0 | 0
4 | 16 | 6 | 0 | 0 | 0 | 0 | 8.644e-05 | 0 | 0 | 0 | 0
4 | 16 | 7 | 0 | 0 | 0 | 0 | 9.943e-05 | 0 | 0 | 0 | 0
4 | 16 | 8 | 0 | 0 | 0 | 0 | 0.00010908 | 0 | 0 | 0 | 0
4 | 16 | 9 | 0 | 0 | 0 | 0 | 0.00011475 | 0 | 0 | 0 | 0
4 | 16 | 10 | 0 | 0 | 0 | 0 | 0.0001198 | 0 | 0 | 0 | 0
4 | 16 | 11 | 0 | 0 | 0 | 0 | 0.00012393 | 0 | 0 | 0 | 0
4 | 16 | 12 | 0 | 0 | 0 | 0 | 0.00012545 | 0 | 0 | 0 | 0
4 | 16 | 13 | 0 | 0 | 0 | 0 | 0.00012645 | 0 | 0 | 0 | 0
4 | 16 | 14 | 0 | 0 | 0 | 0 | 0.00012718 | 0 | 0 | 0 | 0
4 | 16 | 15 | 0 | 0 | 0 | 0 | 0.00012605 | 0 | 0 | 0 | 0
4 | 16 | 16 | 0 | 0 | 0 | 0 | 0.0001255 | 0 | 0 | 0 | 0
4 | 16 | 17 | 141.5984 | 151.5027 | 151.5027 | 151.5027 | 0.00012461 | 0 | 0 | 0 | 0
4 | 16 | 18 | 141.5984 | 151.5027 | 151.5027 | 151.5027 | 0.00012287 | 0 | 0 | 0 | 0
4 | 16 | 19 | 141.5984 | 151.5027 | 151.5027 | 151.5027 | 0.00012091 | 0 | 0 | 0 | 0
4 | 16 | 20 | 141.5984 | 151.5027 | 151.5027 | 151.5027 | 0.00012404 | 0 | 0 | 0 | 0
4 | 16 | 21 | 141.5984 | 151.5027 | 151.5027 | 151.5027 | 0.00012967 | 0 | 0 | 0 | 0
4 | 16 | 22 | 141.5984 | 151.5027 | 151.5027 | 151.5027 | 0.00012115 | 0 | 0 | 0 | 0
4 | 16 | 23 | 0 | 0 | 0 | 0 | 0.0001079 | 0 | 0 | 0 | 0
4 | 16 | 24 | 0 | 0 | 0 | 0 | 9.5605e-05 | 0 | 0 | 0 | 0
4 | 17 | 1 | 0 | 0 | 0 | 0 | 8.7088e-05 | 0 | 0 | 0 | 0
4 | 17 | 2 | 0 | 0 | 0 | 0 | 8.2296e-05 | 0 | 0 | 0 | 0
4 | 17 | 3 | 0 | 0 | 0 | 0 | 7.9982e-05 | 0 | 0 | 0 | 0
4 | 17 | 4 | 0 | 0 | 0 | 0 | 7.9514e-05 | 0 | 0 | 0 | 0
4 | 17 | 5 | 0 | 0 | 0 | 0 | 8.1005e-05 | 0 | 0 | 0 | 0
4 | 17 | 6 | 0 | 0 | 0 | 0 | 8.6735e-05 | 0 | 0 | 0 | 0
4 | 17 | 7 | 0 | 0 | 0 | 0 | 9.9949e-05 | 0 | 0 | 0 | 0
4 | 17 | 8 | 0 | 0 | 0 | 0 | 0.00010942 | 0 | 0 | 0 | 0
4 | 17 | 9 | 0 | 0 | 0 | 0 | 0.00011382 | 0 | 0 | 0 | 0
4 | 17 | 10 | 0 | 0 | 0 | 0 | 0.00011768 | 0 | 0 | 0 | 0
4 | 17 | 11 | 0 | 0 | 0 | 0 | 0.00012072 | 0 | 0 | 0 | 0
4 | 17 | 12 | 0 | 0 | 0 | 0 | 0.00012248 | 0 | 0 | 0 | 0
4 | 17 | 13 | 0 | 0 | 0 | 0 | 0.00012376 | 0 | 0 | 0 | 0
4 | 17 | 14 | 0 | 0 | 0 | 0 | 0.00012414 | 0 | 0 | 0 | 0
4 | 17 | 15 | 0 | 0 | 0 | 0 | 0.00012355 | 0 | 0 | 0 | 0
4 | 17 | 16 | 0 | 0 | 0 | 0 | 0.00012213 | 0 | 0 | 0 | 0
4 | 17 | 17 | 141.5984 | 151.5027 | 151.5027 | 151.5027 | 0.00012161 | 0 | 0 | 0 | 0
4 | 17 | 18 | 141.5984 | 151.5027 | 151.5027 | 151.5027 | 0.0001207 | 0 | 0 | 0 | 0
4 | 17 | 19 | 141.5984 | 151.5027 | 151.5027 | 151.5027 | 0.00011918 | 0 | 0 | 0 | 0
4 | 17 | 20 | 141.5984 | 151.5027 | 151.5027 | 151.5027 | 0.00012224 | 0 | 0 | 0 | 0
4 | 17 | 21 | 141.5984 | 151.5027 | 151.5027 | 151.5027 | 0.00012817 | 0 | 0 | 0 | 0
4 | 17 | 22 | 141.5984 | 151.5027 | 151.5027 | 151.5027 | 0.00012054 | 0 | 0 | 0 | 0
4 | 17 | 23 | 0 | 0 | 0 | 0 | 0.00010692 | 0 | 0 | 0 | 0
4 | 17 | 24 | 0 | 0 | 0 | 0 | 9.486e-05 | 0 | 0 | 0 | 0
4 | 18 | 1 | 0 | 0 | 0 | 0 | 8.6719e-05 | 0 | 0 | 0 | 0
4 | 18 | 2 | 0 | 0 | 0 | 0 | 8.2422e-05 | 0 | 0 | 0 | 0
4 | 18 | 3 | 0 | 0 | 0 | 0 | 7.9941e-05 | 0 | 0 | 0 | 0
4 | 18 | 4 | 0 | 0 | 0 | 0 | 7.963e-05 | 0 | 0 | 0 | 0
4 | 18 | 5 | 0 | 0 | 0 | 0 | 8.094e-05 | 0 | 0 | 0 | 0
4 | 18 | 6 | 0 | 0 | 0 | 0 | 8.6653e-05 | 0 | 0 | 0 | 0
4 | 18 | 7 | 0 | 0 | 0 | 0 | 9.9606e-05 | 0 | 0 | 0 | 0
4 | 18 | 8 | 0 | 0 | 0 | 0 | 0.00010919 | 0 | 0 | 0 | 0
4 | 18 | 9 | 0 | 0 | 0 | 0 | 0.00011389 | 0 | 0 | 0 | 0
4 | 18 | 10 | 0 | 0 | 0 | 0 | 0.00011747 | 0 | 0 | 0 | 0
4 | 18 | 11 | 0 | 0 | 0 | 0 | 0.00012146 | 0 | 0 | 0 | 0
4 | 18 | 12 | 0 | 0 | 0 | 0 | 0.00012366 | 0 | 0 | 0 | 0
4 | 18 | 13 | 0 | 0 | 0 | 0 | 0.00012457 | 0 | 0 | 0 | 0
4 | 18 | 14 | 0 | 0 | 0 | 0 | 0.00012568 | 0 | 0 | 0 | 0
4 | 18 | 15 | 0 | 0 | 0 | 0 | 0.00012587 | 0 | 0 | 0 | 0
4 | 18 | 16 | 0 | 0 | 0 | 0 | 0.00012476 | 0 | 0 | 0 | 0
4 | 18 | 17 | 141.5984 | 151.5027 | 151.5027 | 151.5027 | 0.00012385 | 0 | 0 | 0 | 0
4 | 18 | 18 | 141.5984 | 151.5027 | 151.5027 | 151.5027 | 0.000123 | 0 | 0 | 0 | 0
4 | 18 | 19 | 141.5984 | 151.5027 | 151.5027 | 151.5027 | 0.00012118 | 0 | 0 | 0 | 0
4 | 18 | 20 | 141.5984 | 151.5027 | 151.5027 | 151.5027 | 0.0001235 | 0 | 0 | 0 | 0
4 | 18 | 21 | 141.5984 | 151.5027 | 151.5027 | 151.5027 | 0.00012833 | 0 | 0 | 0 | 0
4 | 18 | 22 | 141.5984 | 151.5027 | 151.5027 | 151.5027 | 0.00012107 | 0 | 0 | 0 | 0
4 | 18 | 23 | 0 | 0 | 0 | 0 | 0.00010788 | 0 | 0 | 0 | 0
4 | 18 | 24 | 0 | 0 | 0 | 0 | 9.6123e-05 | 0 | 0 | 0 | 0
4 | 19 | 1 | 0 | 0 | 0 | 0 | 8.7697e-05 | 0 | 0 | 0 | 0
4 | 19 | 2 | 0 | 0 | 0 | 0 | 8.3255e-05 | 0 | 0 | 0 | 0
4 | 19 | 3 | 0 | 0 | 0 | 0 | 8.0737e-05 | 0 | 0 | 0 | 0
4 | 19 | 4 | 0 | 0 | 0 | 0 | 8.0412e-05 | 0 | 0 | 0 | 0
4 | 19 | 5 | 0 | 0 | 0 | 0 | 8.2005e-05 | 0 | 0 | 0 | 0
4 | 19 | 6 | 0 | 0 | 0 | 0 | 8.8165e-05 | 0 | 0 | 0 | 0
4 | 19 | 7 | 0 | 0 | 0 | 0 | 0.00010164 | 0 | 0 | 0 | 0
4 | 19 | 8 | 0 | 0 | 0 | 0 | 0.00011178 | 0 | 0 | 0 | 0
4 | 19 | 9 | 0 | 0 | 0 | 0 | 0.00011682 | 0 | 0 | 0 | 0
4 | 19 | 10 | 0 | 0 | 0 | 0 | 0.00012067 | 0 | 0 | 0 | 0
4 | 19 | 11 | 0 | 0 | 0 | 0 | 0.00012491 | 0 | 0 | 0 | 0
4 | 19 | 12 | 0 | 0 | 0 | 0 | 0.00012606 | 0 | 0 | 0 | 0
4 | 19 | 13 | 0 | 0 | 0 | 0 | 0.00012661 | 0 | 0 | 0 | 0
4 | 19 | 14 | 0 | 0 | 0 | 0 | 0.00012669 | 0 | 0 | 0 | 0
4 | 19 | 15 | 0 | 0 | 0 | 0 | 0.00012602 | 0 | 0 | 0 | 0
4 | 19 | 16 | 0 | 0 | 0 | 0 | 0.00012479 | 0 | 0 | 0 | 0
4 | 19 | 17 | 141.5984 | 151.5027 | 151.5027 | 151.5027 | 0.00012378 | 0 | 0 | 0 | 0
4 | 19 | 18 | 141.5984 | 151.5027 | 151.5027 | 151.5027 | 0.00012266 | 0 | 0 | 0 | 0
4 | 19 | 19 | 141.5984 | 151.5027 | 151.5027 | 151.5027 | 0.00012078 | 0 | 0 | 0 | 0
4 | 19 | 20 | 141.5984 | 151.5027 | 151.5027 | 151.5027 | 0.00012386 | 0 | 0 | 0 | 0
4 | 19 | 21 | 141.5984 | 151.5027 | 151.5027 | 151.5027 | 0.00012871 | 0 | 0 | 0 | 0
4 | 19 | 22 | 141.5984 | 151.5027 | 151.5027 | 151.5027 | 0.00012208 | 0 | 0 | 0 | 0
4 | 19 | 23 | 0 | 0 | 0 | 0 | 0.00010952 | 0 | 0 | 0 | 0
4 | 19 | 24 | 0 | 0 | 0 | 0 | 9.7636e-05 | 0 | 0 | 0 | 0
4 | 20 | 1 | 0 | 0 | 0 | 0 | 8.9041e-05 | 0 | 0 | 0 | 0
4 | 20 | 2 | 0 | 0 | 0 | 0 | 8.4383e-05 | 0 | 0 | 0 | 0
4 | 20 | 3 | 0 | 0 | 0 | 0 | 8.1789e-05 | 0 | 0 | 0 | 0
4 | 20 | 4 | 0 | 0 | 0 | 0 | 8.1334e-05 | 0 | 0 | 0 | 0
4 | 20 | 5 | 0 | 0 | 0 | 0 | 8.2753e-05 | 0 | 0 | 0 | 0
4 | 20 | 6 | 0 | 0 | 0 | 0 | 8.8336e-05 | 0 | 0 | 0 | 0
4 | 20 | 7 | 0 | 0 | 0 | 0 | 0.00010107 | 0 | 0 | 0 | 0
4 | 20 | 8 | 0 | 0 | 0 | 0 | 0.00011125 | 0 | 0 | 0 | 0
4 | 20 | 9 | 0 | 0 | 0 | 0 | 0.00011656 | 0 | 0 | 0 | 0
4 | 20 | 10 | 0 | 0 | 0 | 0 | 0.00012002 | 0 | 0 | 0 | 0
4 | 20 | 11 | 0 | 0 | 0 | 0 | 0.00012323 | 0 | 0 | 0 | 0
4 | 20 | 12 | 0 | 0 | 0 | 0 | 0.00012435 | 0 | 0 | 0 | 0
4 | 20 | 13 | 0 | 0 | 0 | 0 | 0.00012456 | 0 | 0 | 0 | 0
4 | 20 | 14 | 0 | 0 | 0 | 0 | 0.00012511 | 0 | 0 | 0 | 0
4 | 20 | 15 | 0 | 0 | 0 | 0 | 0.0001242 | 0 | 0 | 0 | 0
4 | 20 | 16 | 0 | 0 | 0 | 0 | 0.00012251 | 0 | 0 | 0 | 0
4 | 20 | 17 | 141.5984 | 151.5027 | 151.5027 | 151.5027 | 0.00012146 | 0 | 0 | 0 | 0
4 | 20 | 18 | 141.5984 | 151.5027 | 151.5027 | 151.5027 | 0.00011982 | 0 | 0 | 0 | 0
4 | 20 | 19 | 141.5984 | 151.5027 | 151.5027 | 151.5027 | 0.00011705 | 0 | 0 | 0 | 0
4 | 20 | 20 | 141.5984 | 151.5027 | 151.5027 | 151.5027 | 0.00011945 | 0 | 0 | 0 | 0
4 | 20 | 21 | 141.5984 | 151.5027 | 151.5027 | 151.5027 | 0.00012437 | 0 | 0 | 0 | 0
4 | 20 | 22 | 141.5984 | 151.5027 | 151.5027 | 151.5027 | 0.00011848 | 0 | 0 | 0 | 0
4 | 20 | 23 | 0 | 0 | 0 | 0 | 0.00010833 | 0 | 0 | 0 | 0
4 | 20 | 24 | 0 | 0 | 0 | 0 | 9.8022e-05 | 0 | 0 | 0 | 0
4 | 21 | 1 | 0 | 0 | 0 | 0 | 8.8696e-05 | 0 | 0 | 0 | 0
4 | 21 | 2 | 0 | 0 | 0 | 0 | 8.3763e-05 | 0 | 0 | 0 | 0
4 | 21 | 3 | 0 | 0 | 0 | 0 | 8.0926e-05 | 0 | 0 | 0 | 0
4 | 21 | 4 | 0 | 0 | 0 | 0 | 7.9698e-05 | 0 | 0 | 0 | 0
4 | 21 | 5 | 0 | 0 | 0 | 0 | 8.0014e-05 | 0 | 0 | 0 | 0
4 | 21 | 6 | 0 | 0 | 0 | 0 | 8.2141e-05 | 0 | 0 | 0 | 0
4 | 21 | 7 | 0 | 0 | 0 | 0 | 8.7238e-05 | 0 | 0 | 0 | 0
4 | 21 | 8 | 0 | 0 | 0 | 0 | 9.3652e-05 | 0 | 0 | 0 | 0
4 | 21 | 9 | 0 | 0 | 0 | 0 | 0.0001006 | 0 | 0 | 0 | 0
4 | 21 | 10 | 0 | 0 | 0 | 0 | 0.00010591 | 0 | 0 | 0 | 0
4 | 21 | 11 | 0 | 0 | 0 | 0 | 0.00011 | 0 | 0 | 0 | 0
4 | 21 | 12 | 0 | 0 | 0 | 0 | 0.00011046 | 0 | 0 | 0 | 0
4 | 21 | 13 | 0 | 0 | 0 | 0 | 0.00011029 | 0 | 0 | 0 | 0
4 | 21 | 14 | 0 | 0 | 0 | 0 | 0.0001099 | 0 | 0 | 0 | 0
4 | 21 | 15 | 0 | 0 | 0 | 0 | 0.0001084 | 0 | 0 | 0 | 0
4 | 21 | 16 | 0 | 0 | 0 | 0 | 0.00010768 | 0 | 0 | 0 | 0
4 | 21 | 17 | 141.5984 | 151.5027 | 151.5027 | 151.5027 | 0.00010794 | 0 | 0 | 0 | 0
4 | 21 | 18 | 141.5984 | 151.5027 | 151.5027 | 151.5027 | 0.00010894 | 0 | 0 | 0 | 0
4 | 21 | 19 | 141.5984 | 151.5027 | 151.5027 | 151.5027 | 0.00010971 | 0 | 0 | 0 | 0
4 | 21 | 20 | 141.5984 | 151.5027 | 151.5027 | 151.5027 | 0.00011274 | 0 | 0 | 0 | 0
4 | 21 | 21 | 141.5984 | 151.5027 | 151.5027 | 151.5027 | 0.00011828 | 0 | 0 | 0 | 0
4 | 21 | 22 | 141.5984 | 151.5027 | 151.5027 | 151.5027 | 0.00011295 | 0 | 0 | 0 | 0
4 | 21 | 23 | 0 | 0 | 0 | 0 | 0.00010452 | 0 | 0 | 0 | 0
4 | 21 | 24 | 0 | 0 | 0 | 0 | 9.5119e-05 | 0 | 0 | 0 | 0
4 | 22 | 1 | 0 | 0 | 0 | 0 | 8.7238e-05 | 0 | 0 | 0 | 0
4 | 22 | 2 | 0 | 0 | 0 | 0 | 8.2054e-05 | 0 | 0 | 0 | 0
4 | 22 | 3 | 0 | 0 | 0 | 0 | 7.911e-05 | 0 | 0 | 0 | 0
4 | 22 | 4 | 0 | 0 | 0 | 0 | 7.7917e-05 | 0 | 0 | 0 | 0
4 | 22 | 5 | 0 | 0 | 0 | 0 | 7.7801e-05 | 0 | 0 | 0 | 0
4 | 22 | 6 | 0 | 0 | 0 | 0 | 7.892e-05 | 0 | 0 | 0 | 0
4 | 22 | 7 | 0 | 0 | 0 | 0 | 8.3263e-05 | 0 | 0 | 0 | 0
4 | 22 | 8 | 0 | 0 | 0 | 0 | 8.8573e-05 | 0 | 0 | 0 | 0
4 | 22 | 9 | 0 | 0 | 0 | 0 | 9.5576e-05 | 0 | 0 | 0 | 0
4 | 22 | 10 | 0 | 0 | 0 | 0 | 0.0001012 | 0 | 0 | 0 | 0
4 | 22 | 11 | 0 | 0 | 0 | 0 | 0.00010484 | 0 | 0 | 0 | 0
4 | 22 | 12 | 0 | 0 | 0 | 0 | 0.00010663 | 0 | 0 | 0 | 0
4 | 22 | 13 | 0 | 0 | 0 | 0 | 0.00010775 | 0 | 0 | 0 | 0
4 | 22 | 14 | 0 | 0 | 0 | 0 | 0.00010777 | 0 | 0 | 0 | 0
4 | 22 | 15 | 0 | 0 | 0 | 0 | 0.00010692 | 0 | 0 | 0 | 0
4 | 22 | 16 | 0 | 0 | 0 | 0 | 0.00010686 | 0 | 0 | 0 | 0
4 | 22 | 17 | 141.5984 | 151.5027 | 151.5027 | 151.5027 | 0.00010785 | 0 | 0 | 0 | 0
4 | 22 | 18 | 141.5984 | 151.5027 | 151.5027 | 151.5027 | 0.00010908 | 0 | 0 | 0 | 0
4 | 22 | 19 | 141.5984 | 151.5027 | 151.5027 | 151.5027 | 0.00011082 | 0 | 0 | 0 | 0
4 | 22 | 20 | 141.5984 | 151.5027 | 151.5027 | 151.5027 | 0.00011601 | 0 | 0 | 0 | 0
4 | 22 | 21 | 141.5984 | 151.5027 | 151.5027 | 151.5027 | 0.00012225 | 0 | 0 | 0 | 0
4 | 22 | 22 | 141.5984 | 151.5027 | 151.5027 | 151.5027 | 0.00011609 | 0 | 0 | 0 | 0
4 | 22 | 23 | 0 | 0 | 0 | 0 | 0.00010475 | 0 | 0 | 0 | 0
4 | 22 | 24 | 0 | 0 | 0 | 0 | 9.2975e-05 | 0 | 0 | 0 | 0
4 | 23 | 1 | 0 | 0 | 0 | 0 | 8.5147e-05 | 0 | 0 | 0 | 0
4 | 23 | 2 | 0 | 0 | 0 | 0 | 8.0719e-05 | 0 | 0 | 0 | 0
4 | 23 | 3 | 0 | 0 | 0 | 0 | 7.8521e-05 | 0 | 0 | 0 | 0
4 | 23 | 4 | 0 | 0 | 0 | 0 | 7.8528e-05 | 0 | 0 | 0 | 0
4 | 23 | 5 | 0 | 0 | 0 | 0 | 8.0374e-05 | 0 | 0 | 0 | 0
4 | 23 | 6 | 0 | 0 | 0 | 0 | 8.644e-05 | 0 | 0 | 0 | 0
4 | 23 | 7 | 0 | 0 | 0 | 0 | 9.943e-05 | 0 | 0 | 0 | 0
4 | 23 | 8 | 0 | 0 | 0 | 0 | 0.00010908 | 0 | 0 | 0 | 0
4 | 23 | 9 | 0 | 0 | 0 | 0 | 0.00011475 | 0 | 0 | 0 | 0
4 | 23 | 10 | 0 | 0 | 0 | 0 | 0.0001198 | 0 | 0 | 0 | 0
4 | 23 | 11 | 0 | 0 | 0 | 0 | 0.00012393 | 0 | 0 | 0 | 0
4 | 23 | 12 | 0 | 0 | 0 | 0 | 0.00012545 | 0 | 0 | 0 | 0
4 | 23 | 13 | 0 | 0 | 0 | 0 | 0.00012645 | 0 | 0 | 0 | 0
4 | 23 | 14 | 0 | 0 | 0 | 0 | 0.00012718 | 0 | 0 | 0 | 0
4 | 23 | 15 | 0 | 0 | 0 | 0 | 0.00012605 | 0 | 0 | 0 | 0
4 | 23 | 16 | 0 | 0 | 0 | 0 | 0.0001255 | 0 | 0 | 0 | 0
4 | 23 | 17 | 141.5984 | 151.5027 | 151.5027 | 151.5027 | 0.00012461 | 0 | 0 | 0 | 0
4 | 23 | 18 | 141.5984 | 151.5027 | 151.5027 | 151.5027 | 0.00012287 | 0 | 0 | 0 | 0
4 | 23 | 19 | 141.5984 | 151.5027 | 151.5027 | 151.5027 | 0.00012091 | 0 | 0 | 0 | 0
4 | 23 | 20 | 141.5984 | 151.5027 | 151.5027 | 151.5027 | 0.00012404 | 0 | 0 | 0 | 0
4 | 23 | 21 | 141.5984 | 151.5027 | 151.5027 | 151.5027 | 0.00012967 | 0 | 0 | 0 | 0
4 | 23 | 22 | 141.5984 | 151.5027 | 151.5027 | 151.5027 | 0.00012115 | 0 | 0 | 0 | 0
4 | 23 | 23 | 0 | 0 | 0 | 0 | 0.0001079 | 0 | 0 | 0 | 0
4 | 23 | 24 | 0 | 0 | 0 | 0 | 9.5605e-05 | 0 | 0 | 0 | 0
4 | 24 | 1 | 0 | 0 | 0 | 0 | 8.7088e-05 | 0 | 0 | 0 | 0
4 | 24 | 2 | 0 | 0 | 0 | 0 | 8.2296e-05 | 0 | 0 | 0 | 0
4 | 24 | 3 | 0 | 0 | 0 | 0 | 7.9982e-05 | 0 | 0 | 0 | 0
4 | 24 | 4 | 0 | 0 | 0 | 0 | 7.9514e-05 | 0 | 0 | 0 | 0
4 | 24 | 5 | 0 | 0 | 0 | 0 | 8.1005e-05 | 0 | 0 | 0 | 0
4 | 24 | 6 | 0 | 0 | 0 | 0 | 8.6735e-05 | 0 | 0 | 0 | 0
4 | 24 | 7 | 0 | 0 | 0 | 0 | 9.9949e-05 | 0 | 0 | 0 | 0
4 | 24 | 8 | 0 | 0 | 0 | 0 | 0.00010942 | 0 | 0 | 0 | 0
4 | 24 | 9 | 0 | 0 | 0 | 0 | 0.00011382 | 0 | 0 | 0 | 0
4 | 24 | 10 | 0 | 0 | 0 | 0 | 0.00011768 | 0 | 0 | 0 | 0
4 | 24 | 11 | 0 | 0 | 0 | 0 | 0.00012072 | 0 | 0 | 0 | 0
4 | 24 | 12 | 0 | 0 | 0 | 0 | 0.00012248 | 0 | 0 | 0 | 0
4 | 24 | 13 | 0 | 0 | 0 | 0 | 0.00012376 | 0 | 0 | 0 | 0
4 | 24 | 14 | 0 | 0 | 0 | 0 | 0.00012414 | 0 | 0 | 0 | 0
4 | 24 | 15 | 0 | 0 | 0 | 0 | 0.00012355 | 0 | 0 | 0 | 0
4 | 24 | 16 | 0 | 0 | 0 | 0 | 0.00012213 | 0 | 0 | 0 | 0
4 | 24 | 17 | 141.5984 | 151.5027 | 151.5027 | 151.5027 | 0.00012161 | 0 | 0 | 0 | 0
4 | 24 | 18 | 141.5984 | 151.5027 | 151.5027 | 151.5027 | 0.0001207 | 0 | 0 | 0 | 0
4 | 24 | 19 | 141.5984 | 151.5027 | 151.5027 | 151.5027 | 0.00011918 | 0 | 0 | 0 | 0
4 | 24 | 20 | 141.5984 | 151.5027 | 151.5027 | 151.5027 | 0.00012224 | 0 | 0 | 0 | 0
4 | 24 | 21 | 141.5984 | 151.5027 | 151.5027 | 151.5027 | 0.00012817 | 0 | 0 | 0 | 0
4 | 24 | 22 | 141.5984 | 151.5027 | 151.5027 | 151.5027 | 0.00012054 | 0 | 0 | 0 | 0
4 | 24 | 23 | 0 | 0 | 0 | 0 | 0.00010692 | 0 | 0 | 0 | 0
4 | 24 | 24 | 0 | 0 | 0 | 0 | 9.486e-05 | 0 | 0 | 0 | 0
4 | 25 | 1 | 0 | 0 | 0 | 0 | 8.6719e-05 | 0 | 0 | 0 | 0
4 | 25 | 2 | 0 | 0 | 0 | 0 | 8.2422e-05 | 0 | 0 | 0 | 0
4 | 25 | 3 | 0 | 0 | 0 | 0 | 7.9941e-05 | 0 | 0 | 0 | 0
4 | 25 | 4 | 0 | 0 | 0 | 0 | 7.963e-05 | 0 | 0 | 0 | 0
4 | 25 | 5 | 0 | 0 | 0 | 0 | 8.094e-05 | 0 | 0 | 0 | 0
4 | 25 | 6 | 0 | 0 | 0 | 0 | 8.6653e-05 | 0 | 0 | 0 | 0
4 | 25 | 7 | 0 | 0 | 0 | 0 | 9.9606e-05 | 0 | 0 | 0 | 0
4 | 25 | 8 | 0 | 0 | 0 | 0 | 0.00010919 | 0 | 0 | 0 | 0
4 | 25 | 9 | 0 | 0 | 0 | 0 | 0.00011389 | 0 | 0 | 0 | 0
4 | 25 | 10 | 0 | 0 | 0 | 0 | 0.00011747 | 0 | 0 | 0 | 0
4 | 25 | 11 | 0 | 0 | 0 | 0 | 0.00012146 | 0 | 0 | 0 | 0
4 | 25 | 12 | 0 | 0 | 0 | 0 | 0.00012366 | 0 | 0 | 0 | 0
4 | 25 | 13 | 0 | 0 | 0 | 0 | 0.00012457 | 0 | 0 | 0 | 0
4 | 25 | 14 | 0 | 0 | 0 | 0 | 0.00012568 | 0 | 0 | 0 | 0
4 | 25 | 15 | 0 | 0 | 0 | 0 | 0.00012587 | 0 | 0 | 0 | 0
4 | 25 | 16 | 0 | 0 | 0 | 0 | 0.00012476 | 0 | 0 | 0 | 0
4 | 25 | 17 | 141.5984 | 151.5027 | 151.5027 | 151.5027 | 0.00012385 | 0 | 0 | 0 | 0
4 | 25 | 18 | 141.5984 | 151.5027 | 151.5027 | 151.5027 | 0.000123 | 0 | 0 | 0 | 0
4 | 25 | 19 | 141.5984 | 151.5027 | 151.5027 | 151.5027 | 0.00012118 | 0 | 0 | 0 | 0
4 | 25 | 20 | 141.5984 | 151.5027 | 151.5027 | 151.5027 | 0.0001235 | 0 | 0 | 0 | 0
4 | 25 | 21 | 141.5984 | 151.5027 | 151.5027 | 151.5027 | 0.00012833 | 0 | 0 | 0 | 0
4 | 25 | 22 | 141.5984 | 151.5027 | 151.5027 | 151.5027 | 0.00012107 | 0 | 0 | 0 | 0
4 | 25 | 23 | 0 | 0 | 0 | 0 | 0.00010788 | 0 | 0 | 0 | 0
4 | 25 | 24 | 0 | 0 | 0 | 0 | 9.6123e-05 | 0 | 0 | 0 | 0
4 | 26 | 1 | 0 | 0 | 0 | 0 | 8.7697e-05 | 0 | 0 | 0 | 0
4 | 26 | 2 | 0 | 0 | 0 | 0 | 8.3255e-05 | 0 | 0 | 0 | 0
4 | 26 | 3 | 0 | 0 | 0 | 0 | 8.0737e-05 | 0 | 0 | 0 | 0
4 | 26 | 4 | 0 | 0 | 0 | 0 | 8.0412e-05 | 0 | 0 | 0 | 0
4 | 26 | 5 | 0 | 0 | 0 | 0 | 8.2005e-05 | 0 | 0 | 0 | 0
4 | 26 | 6 | 0 | 0 | 0 | 0 | 8.8165e-05 | 0 | 0 | 0 | 0
4 | 26 | 7 | 0 | 0 | 0 | 0 | 0.00010164 | 0 | 0 | 0 | 0
4 | 26 | 8 | 0 | 0 | 0 | 0 | 0.00011178 | 0 | 0 | 0 | 0
4 | 26 | 9 | 0 | 0 | 0 | 0 | 0.00011682 | 0 | 0 | 0 | 0
4 | 26 | 10 | 0 | 0 | 0 | 0 | 0.00012067 | 0 | 0 | 0 | 0
4 | 26 | 11 | 0 | 0 | 0 | 0 | 0.00012491 | 0 | 0 | 0 | 0
4 | 26 | 12 | 0 | 0 | 0 | 0 | 0.00012606 | 0 | 0 | 0 | 0
4 | 26 | 13 | 0 | 0 | 0 | 0 | 0.00012661 | 0 | 0 | 0 | 0
4 | 26 | 14 | 0 | 0 | 0 | 0 | 0.00012669 | 0 | 0 | 0 | 0
4 | 26 | 15 | 0 | 0 | 0 | 0 | 0.00012602 | 0 | 0 | 0 | 0
4 | 26 | 16 | 0 | 0 | 0 | 0 | 0.00012479 | 0 | 0 | 0 | 0
4 | 26 | 17 | 141.5984 | 151.5027 | 151.5027 | 151.5027 | 0.00012378 | 0 | 0 | 0 | 0
4 | 26 | 18 | 141.5984 | 151.5027 | 151.5027 | 151.5027 | 0.00012266 | 0 | 0 | 0 | 0
4 | 26 | 19 | 141.5984 | 151.5027 | 151.5027 | 151.5027 | 0.00012078 | 0 | 0 | 0 | 0
4 | 26 | 20 | 141.5984 | 151.5027 | 151.5027 | 151.5027 | 0.00012386 | 0 | 0 | 0 | 0
4 | 26 | 21 | 141.5984 | 151.5027 | 151.5027 | 151.5027 | 0.00012871 | 0 | 0 | 0 | 0
4 | 26 | 22 | 141.5984 | 151.5027 | 151.5027 | 151.5027 | 0.00012208 | 0 | 0 | 0 | 0
4 | 26 | 23 | 0 | 0 | 0 | 0 | 0.00010952 | 0 | 0 | 0 | 0
4 | 26 | 24 | 0 | 0 | 0 | 0 | 9.7636e-05 | 0 | 0 | 0 | 0
4 | 27 | 1 | 0 | 0 | 0 | 0 | 8.9041e-05 | 0 | 0 | 0 | 0
4 | 27 | 2 | 0 | 0 | 0 | 0 | 8.4383e-05 | 0 | 0 | 0 | 0
4 | 27 | 3 | 0 | 0 | 0 | 0 | 8.1789e-05 | 0 | 0 | 0 | 0
4 | 27 | 4 | 0 | 0 | 0 | 0 | 8.1334e-05 | 0 | 0 | 0 | 0
4 | 27 | 5 | 0 | 0 | 0 | 0 | 8.2753e-05 | 0 | 0 | 0 | 0
4 | 27 | 6 | 0 | 0 | 0 | 0 | 8.8336e-05 | 0 | 0 | 0 | 0
4 | 27 | 7 | 0 | 0 | 0 | 0 | 0.00010107 | 0 | 0 | 0 | 0
4 | 27 | 8 | 0 | 0 | 0 | 0 | 0.00011125 | 0 | 0 | 0 | 0
4 | 27 | 9 | 0 | 0 | 0 | 0 | 0.00011656 | 0 | 0 | 0 | 0
4 | 27 | 10 | 0 | 0 | 0 | 0 | 0.00012002 | 0 | 0 | 0 | 0
4 | 27 | 11 | 0 | 0 | 0 | 0 | 0.00012323 | 0 | 0 | 0 | 0
4 | 27 | 12 | 0 | 0 | 0 | 0 | 0.00012435 | 0 | 0 | 0 | 0
4 | 27 | 13 | 0 | 0 | 0 | 0 | 0.00012456 | 0 | 0 | 0 | 0
4 | 27 | 14 | 0 | 0 | 0 | 0 | 0.00012511 | 0 | 0 | 0 | 0
4 | 27 | 15 | 0 | 0 | 0 | 0 | 0.0001242 | 0 | 0 | 0 | 0
4 | 27 | 16 | 0 | 0 | 0 | 0 | 0.00012251 | 0 | 0 | 0 | 0
4 | 27 | 17 | 141.5984 | 151.5027 | 151.5027 | 151.5027 | 0.00012146 | 0 | 0 | 0 | 0
4 | 27 | 18 | 141.5984 | 151.5027 | 151.5027 | 151.5027 | 0.00011982 | 0 | 0 | 0 | 0
4 | 27 | 19 | 141.5984 | 151.5027 | 151.5027 | 151.5027 | 0.00011705 | 0 | 0 | 0 | 0
4 | 27 | 20 | 141.5984 | 151.5027 | 151.5027 | 151.5027 | 0.00011945 | 0 | 0 | 0 | 0
4 | 27 | 21 | 141.5984 | 151.5027 | 151.5027 | 151.5027 | 0.00012437 | 0 | 0 | 0 | 0
4 | 27 | 22 | 141.5984 | 151.5027 | 151.5027 | 151.5027 | 0.00011848 | 0 | 0 | 0 | 0
4 | 27 | 23 | 0 | 0 | 0 | 0 | 0.00010833 | 0 | 0 | 0 | 0
4 | 27 | 24 | 0 | 0 | 0 | 0 | 9.8022e-05 | 0 | 0 | 0 | 0
4 | 28 | 1 | 0 | 0 | 0 | 0 | 8.8696e-05 | 0 | 0 | 0 | 0
4 | 28 | 2 | 0 | 0 | 0 | 0 | 8.3763e-05 | 0 | 0 | 0 | 0
4 | 28 | 3 | 0 | 0 | 0 | 0 | 8.0926e-05 | 0 | 0 | 0 | 0
4 | 28 | 4 | 0 | 0 | 0 | 0 | 7.9698e-05 | 0 | 0 | 0 | 0
4 | 28 | 5 | 0 | 0 | 0 | 0 | 8.0014e-05 | 0 | 0 | 0 | 0
4 | 28 | 6 | 0 | 0 | 0 | 0 | 8.2141e-05 | 0 | 0 | 0 | 0
4 | 28 | 7 | 0 | 0 | 0 | 0 | 8.7238e-05 | 0 | 0 | 0 | 0
4 | 28 | 8 | 0 | 0 | 0 | 0 | 9.3652e-05 | 0 | 0 | 0 | 0
4 | 28 | 9 | 0 | 0 | 0 | 0 | 0.0001006 | 0 | 0 | 0 | 0
4 | 28 | 10 | 0 | 0 | 0 | 0 | 0.00010591 | 0 | 0 | 0 | 0
4 | 28 | 11 | 0 | 0 | 0 | 0 | 0.00011 | 0 | 0 | 0 | 0
4 | 28 | 12 | 0 | 0 | 0 | 0 | 0.00011046 | 0 | 0 | 0 | 0
4 | 28 | 13 | 0 | 0 | 0 | 0 | 0.00011029 | 0 | 0 | 0 | 0
4 | 28 | 14 | 0 | 0 | 0 | 0 | 0.0001099 | 0 | 0 | 0 | 0
4 | 28 | 15 | 0 | 0 | 0 | 0 | 0.0001084 | 0 | 0 | 0 | 0
4 | 28 | 16 | 0 | 0 | 0 | 0 | 0.00010768 | 0 | 0 | 0 | 0
4 | 28 | 17 | 141.5984 | 151.5027 | 151.5027 | 151.5027 | 0.00010794 | 0 | 0 | 0 | 0
4 | 28 | 18 | 141.5984 | 151.5027 | 151.5027 | 151.5027 | 0.00010894 | 0 | 0 | 0 | 0
4 | 28 | 19 | 141.5984 | 151.5027 | 151.5027 | 151.5027 | 0.00010971 | 0 | 0 | 0 | 0
4 | 28 | 20 | 141.5984 | 151.5027 | 151.5027 | 151.5027 | 0.00011274 | 0 | 0 | 0 | 0
4 | 28 | 21 | 141.5984 | 151.5027 | 151.5027 | 151.5027 | 0.00011828 | 0 | 0 | 0 | 0
4 | 28 | 22 | 141.5984 | 151.5027 | 151.5027 | 151.5027 | 0.00011295 | 0 | 0 | 0 | 0
4 | 28 | 23 | 0 | 0 | 0 | 0 | 0.00010452 | 0 | 0 | 0 | 0
4 | 28 | 24 | 0 | 0 | 0 | 0 | 9.5119e-05 | 0 | 0 | 0 | 0
4 | 29 | 1 | 0 | 0 | 0 | 0 | 8.7238e-05 | 0 | 0 | 0 | 0
4 | 29 | 2 | 0 | 0 | 0 | 0 | 8.2054e-05 | 0 | 0 | 0 | 0
4 | 29 | 3 | 0 | 0 | 0 | 0 | 7.911e-05 | 0 | 0 | 0 | 0
4 | 29 | 4 | 0 | 0 | 0 | 0 | 7.7917e-05 | 0 | 0 | 0 | 0
4 | 29 | 5 | 0 | 0 | 0 | 0 | 7.7801e-05 | 0 | 0 | 0 | 0
4 | 29 | 6 | 0 | 0 | 0 | 0 | 7.892e-05 | 0 | 0 | 0 | 0
4 | 29 | 7 | 0 | 0 | 0 | 0 | 8.3263e-05 | 0 | 0 | 0 | 0
4 | 29 | 8 | 0 | 0 | 0 | 0 | 8.8573e-05 | 0 | 0 | 0 | 0
4 | 29 | 9 | 0 | 0 | 0 | 0 | 9.5576e-05 | 0 | 0 | 0 | 0
4 | 29 | 10 | 0 | 0 | 0 | 0 | 0.0001012 | 0 | 0 | 0 | 0
4 | 29 | 11 | 0 | 0 | 0 | 0 | 0.00010484 | 0 | 0 | 0 | 0
4 | 29 | 12 | 0 | 0 | 0 | 0 | 0.00010663 | 0 | 0 | 0 | 0
4 | 29 | 13 | 0 | 0 | 0 | 0 | 0.00010775 | 0 | 0 | 0 | 0
4 | 29 | 14 | 0 | 0 | 0 | 0 | 0.00010777 | 0 | 0 | 0 | 0
4 | 29 | 15 | 0 | 0 | 0 | 0 | 0.00010692 | 0 | 0 | 0 | 0
4 | 29 | 16 | 0 | 0 | 0 | 0 | 0.00010686 | 0 | 0 | 0 | 0
4 | 29 | 17 | 141.5984 | 151.5027 | 151.5027 | 151.5027 | 0.00010785 | 0 | 0 | 0 | 0
4 | 29 | 18 | 141.5984 | 151.5027 | 151.5027 | 151.5027 | 0.00010908 | 0 | 0 | 0 | 0
4 | 29 | 19 | 141.5984 | 151.5027 | 151.5027 | 151.5027 | 0.00011082 | 0 | 0 | 0 | 0
4 | 29 | 20 | 141.5984 | 151.5027 | 151.5027 | 151.5027 | 0.00011601 | 0 | 0 | 0 | 0
4 | 29 | 21 | 141.5984 | 151.5027 | 151.5027 | 151.5027 | 0.00012225 | 0 | 0 | 0 | 0
4 | 29 | 22 | 141.5984 | 151.5027 | 151.5027 | 151.5027 | 0.00011609 | 0 | 0 | 0 | 0
4 | 29 | 23 | 0 | 0 | 0 | 0 | 0.00010475 | 0 | 0 | 0 | 0
4 | 29 | 24 | 0 | 0 | 0 | 0 | 9.2975e-05 | 0 | 0 | 0 | 0
4 | 30 | 1 | 0 | 0 | 0 | 0 | 8.5147e-05 | 0 | 0 | 0 | 0
4 | 30 | 2 | 0 | 0 | 0 | 0 | 8.0719e-05 | 0 | 0 | 0 | 0
4 | 30 | 3 | 0 | 0 | 0 | 0 | 7.8521e-05 | 0 | 0 | 0 | 0
4 | 30 | 4 | 0 | 0 | 0 | 0 | 7.8528e-05 | 0 | 0 | 0 | 0
4 | 30 | 5 | 0 | 0 | 0 | 0 | 8.0374e-05 | 0 | 0 | 0 | 0
4 | 30 | 6 | 0 | 0 | 0 | 0 | 8.644e-05 | 0 | 0 | 0 | 0
4 | 30 | 7 | 0 | 0 | 0 | 0 | 9.943e-05 | 0 | 0 | 0 | 0
4 | 30 | 8 | 0 | 0 | 0 | 0 | 0.00010908 | 0 | 0 | 0 | 0
4 | 30 | 9 | 0 | 0 | 0 | 0 | 0.00011475 | 0 | 0 | 0 | 0
4 | 30 | 10 | 0 | 0 | 0 | 0 | 0.0001198 | 0 | 0 | 0 | 0
4 | 30 | 11 | 0 | 0 | 0 | 0 | 0.00012393 | 0 | 0 | 0 | 0
4 | 30 | 12 | 0 | 0 | 0 | 0 | 0.00012545 | 0 | 0 | 0 | 0
4 | 30 | 13 | 0 | 0 | 0 | 0 | 0.00012645 | 0 | 0 | 0 | 0
4 | 30 | 14 | 0 | 0 | 0 | 0 | 0.00012718 | 0 | 0 | 0 | 0
4 | 30 | 15 | 0 | 0 | 0 | 0 | 0.00012605 | 0 | 0 | 0 | 0
4 | 30 | 16 | 0 | 0 | 0 | 0 | 0.0001255 | 0 | 0 | 0 | 0
4 | 30 | 17 | 141.5984 | 151.5027 | 151.5027 | 151.5027 | 0.00012461 | 0 | 0 | 0 | 0
4 | 30 | 18 | 141.5984 | 151.5027 | 151.5027 | 151.5027 | 0.00012287 | 0 | 0 | 0 | 0
4 | 30 | 19 | 141.5984 | 151.5027 | 151.5027 | 151.5027 | 0.00012091 | 0 | 0 | 0 | 0
4 | 30 | 20 | 141.5984 | 151.5027 | 151.5027 | 151.5027 | 0.00012404 | 0 | 0 | 0 | 0
4 | 30 | 21 | 141.5984 | 151.5027 | 151.5027 | 151.5027 | 0.00012967 | 0 | 0 | 0 | 0
4 | 30 | 22 | 141.5984 | 151.5027 | 151.5027 | 151.5027 | 0.00012115 | 0 | 0 | 0 | 0
4 | 30 | 23 | 0 | 0 | 0 | 0 | 0.0001079 | 0 | 0 | 0 | 0
4 | 30 | 24 | 0 | 0 | 0 | 0 | 9.5605e-05 | 0 | 0 | 0 | 0
5 | 1 | 1 | 0 | 0 | 0 | 0 | 8.417e-05 | 0 | 0 | 0 | 0
5 | 1 | 2 | 0 | 0 | 0 | 0 | 7.9726e-05 | 0 | 0 | 0 | 0
5 | 1 | 3 | 0 | 0 | 0 | 0 | 7.7418e-05 | 0 | 0 | 0 | 0
5 | 1 | 4 | 0 | 0 | 0 | 0 | 7.662e-05 | 0 | 0 | 0 | 0
5 | 1 | 5 | 0 | 0 | 0 | 0 | 7.696e-05 | 0 | 0 | 0 | 0
5 | 1 | 6 | 0 | 0 | 0 | 0 | 8.2316e-05 | 0 | 0 | 0 | 0
5 | 1 | 7 | 0 | 0 | 0 | 0 | 9.3166e-05 | 0 | 0 | 0 | 0
5 | 1 | 8 | 0 | 0 | 0 | 0 | 0.00010289 | 0 | 0 | 0 | 0
5 | 1 | 9 | 0 | 0 | 0 | 0 | 0.00010799 | 0 | 0 | 0 | 0
5 | 1 | 10 | 0 | 0 | 0 | 0 | 0.00011285 | 0 | 0 | 0 | 0
5 | 1 | 11 | 0 | 0 | 0 | 0 | 0.00011756 | 0 | 0 | 0 | 0
5 | 1 | 12 | 0 | 0 | 0 | 0 | 0.00011968 | 0 | 0 | 0 | 0
5 | 1 | 13 | 0 | 0 | 0 | 0 | 0.00012156 | 0 | 0 | 0 | 0
5 | 1 | 14 | 0 | 0 | 0 | 0 | 0.00012344 | 0 | 0 | 0 | 0
5 | 1 | 15 | 0 | 0 | 0 | 0 | 0.00012444 | 0 | 0 | 0 | 0
5 | 1 | 16 | 0 | 0 | 0 | 0 | 0.00012423 | 0 | 0 | 0 | 0
5 | 1 | 17 | 141.5984 | 151.5027 | 151.5027 | 151.5027 | 0.00012476 | 0 | 0 | 0 | 0
5 | 1 | 18 | 141.5984 | 151.5027 | 151.5027 | 151.5027 | 0.00012386 | 0 | 0 | 0 | 0
5 | 1 | 19 | 141.5984 | 151.5027 | 151.5027 | 151.5027 | 0.00012099 | 0 | 0 | 0 | 0
5 | 1 | 20 | 141.5984 | 151.5027 | 151.5027 | 151.5027 | 0.00012062 | 0 | 0 | 0 | 0
5 | 1 | 21 | 141.5984 | 151.5027 | 151.5027 | 151.5027 | 0.00012517 | 0 | 0 | 0 | 0
5 | 1 | 22 | 141.5984 | 151.5027 | 151.5027 | 151.5027 | 0.00011914 | 0 | 0 | 0 | 0
5 | 1 | 23 | 0 | 0 | 0 | 0 | 0.0001056 | 0 | 0 | 0 | 0
5 | 1 | 24 | 0 | 0 | 0 | 0 | 9.2657e-05 | 0 | 0 | 0 | 0
5 | 2 | 1 | 0 | 0 | 0 | 0 | 8.4878e-05 | 0 | 0 | 0 | 0
5 | 2 | 2 | 0 | 0 | 0 | 0 | 8.0376e-05 | 0 | 0 | 0 | 0
5 | 2 | 3 | 0 | 0 | 0 | 0 | 7.771e-05 | 0 | 0 | 0 | 0
5 | 2 | 4 | 0 | 0 | 0 | 0 | 7.6945e-05 | 0 | 0 | 0 | 0
5 | 2 | 5 | 0 | 0 | 0 | 0 | 7.7533e-05 | 0 | 0 | 0 | 0
5 | 2 | 6 | 0 | 0 | 0 | 0 | 8.275e-05 | 0 | 0 | 0 | 0
5 | 2 | 7 | 0 | 0 | 0 | 0 | 9.3402e-05 | 0 | 0 | 0 | 0
5 | 2 | 8 | 0 | 0 | 0 | 0 | 0.00010329 | 0 | 0 | 0 | 0
5 | 2 | 9 | 0 | 0 | 0 | 0 | 0.00010769 | 0 | 0 | 0 | 0
5 | 2 | 10 | 0 | 0 | 0 | 0 | 0.00011234 | 0 | 0 | 0 | 0
5 | 2 | 11 | 0 | 0 | 0 | 0 | 0.00011635 | 0 | 0 | 0 | 0
5 | 2 | 12 | 0 | 0 | 0 | 0 | 0.00011869 | 0 | 0 | 0 | 0
5 | 2 | 13 | 0 | 0 | 0 | 0 | 0.00012018 | 0 | 0 | 0 | 0
5 | 2 | 14 | 0 | 0 | 0 | 0 | 0.00012179 | 0 | 0 | 0 | 0
5 | 2 | 15 | 0 | 0 | 0 | 0 | 0.00012334 | 0 | 0 | 0 | 0
5 | 2 | 16 | 0 | 0 | 0 | 0 | 0.00012369 | 0 | 0 | 0 | 0
5 | 2 | 17 | 141.5984 | 151.5027 | 151.5027 | 151.5027 | 0.0001234 | 0 | 0 | 0 | 0
5 | 2 | 18 | 141.5984 | 151.5027 | 151.5027 | 151.5027 | 0.00012248 | 0 | 0 | 0 | 0
5 | 2 | 19 | 141.5984 | 151.5027 | 151.5027 | 151.5027 | 0.00011986 | 0 | 0 | 0 | 0
5 | 2 | 20 | 141.5984 | 151.5027 | 151.5027 | 151.5027 | 0.00011899 | 0 | 0 | 0 | 0
5 | 2 | 21 | 141.5984 | 151.5027 | 151.5027 | 151.5027 | 0.00012368 | 0 | 0 | 0 | 0
5 | 2 | 22 | 141.5984 | 151.5027 | 151.5027 | 151.5027 | 0.00011876 | 0 | 0 | 0 | 0
5 | 2 | 23 | 0 | 0 | 0 | 0 | 0.00010649 | 0 | 0 | 0 | 0
5 | 2 | 24 | 0 | 0 | 0 | 0 | 9.3823e-05 | 0 | 0 | 0 | 0
5 | 3 | 1 | 0 | 0 | 0 | 0 | 8.5559e-05 | 0 | 0 | 0 | 0
5 | 3 | 2 | 0 | 0 | 0 | 0 | 8.1113e-05 | 0 | 0 | 0 | 0
5 | 3 | 3 | 0 | 0 | 0 | 0 | 7.8646e-05 | 0 | 0 | 0 | 0
5 | 3 | 4 | 0 | 0 | 0 | 0 | 7.7915e-05 | 0 | 0 | 0 | 0
5 | 3 | 5 | 0 | 0 | 0 | 0 | 7.841e-05 | 0 | 0 | 0 | 0
5 | 3 | 6 | 0 | 0 | 0 | 0 | 8.3872e-05 | 0 | 0 | 0 | 0
5 | 3 | 7 | 0 | 0 | 0 | 0 | 9.4782e-05 | 0 | 0 | 0 | 0
5 | 3 | 8 | 0 | 0 | 0 | 0 | 0.00010439 | 0 | 0 | 0 | 0
5 | 3 | 9 | 0 | 0 | 0 | 0 | 0.00010935 | 0 | 0 | 0 | 0
5 | 3 | 10 | 0 | 0 | 0 | 0 | 0.00011407 | 0 | 0 | 0 | 0
5 | 3 | 11 | 0 | 0 | 0 | 0 | 0.00011819 | 0 | 0 | 0 | 0
5 | 3 | 12 | 0 | 0 | 0 | 0 | 0.00012103 | 0 | 0 | 0 | 0
5 | 3 | 13 | 0 | 0 | 0 | 0 | 0.00012204 | 0 | 0 | 0 | 0
5 | 3 | 14 | 0 | 0 | 0 | 0 | 0.0001244 | 0 | 0 | 0 | 0
5 | 3 | 15 | 0 | 0 | 0 | 0 | 0.00012544 | 0 | 0 | 0 | 0
5 | 3 | 16 | 0 | 0 | 0 | 0 | 0.0001253 | 0 | 0 | 0 | 0
5 | 3 | 17 | 141.5984 | 151.5027 | 151.5027 | 151.5027 | 0.00012551 | 0 | 0 | 0 | 0
5 | 3 | 18 | 141.5984 | 151.5027 | 151.5027 | 151.5027 | 0.00012402 | 0 | 0 | 0 | 0
5 | 3 | 19 | 141.5984 | 151.5027 | 151.5027 | 151.5027 | 0.00012068 | 0 | 0 | 0 | 0
5 | 3 | 20 | 141.5984 | 151.5027 | 151.5027 | 151.5027 | 0.00011994 | 0 | 0 | 0 | 0
5 | 3 | 21 | 141.5984 | 151.5027 | 151.5027 | 151.5027 | 0.00012446 | 0 | 0 | 0 | 0
5 | 3 | 22 | 141.5984 | 151.5027 | 151.5027 | 151.5027 | 0.00011995 | 0 | 0 | 0 | 0
5 | 3 | 23 | 0 | 0 | 0 | 0 | 0.00010691 | 0 | 0 | 0 | 0
5 | 3 | 24 | 0 | 0 | 0 | 0 | 9.4647e-05 | 0 | 0 | 0 | 0
5 | 4 | 1 | 0 | 0 | 0 | 0 | 8.6232e-05 | 0 | 0 | 0 | 0
5 | 4 | 2 | 0 | 0 | 0 | 0 | 8.1379e-05 | 0 | 0 | 0 | 0
5 | 4 | 3 | 0 | 0 | 0 | 0 | 7.867e-05 | 0 | 0 | 0 | 0
5 | 4 | 4 | 0 | 0 | 0 | 0 | 7.7808e-05 | 0 | 0 | 0 | 0
5 | 4 | 5 | 0 | 0 | 0 | 0 | 7.8223e-05 | 0 | 0 | 0 | 0
5 | 4 | 6 | 0 | 0 | 0 | 0 | 8.3079e-05 | 0 | 0 | 0 | 0
5 | 4 | 7 | 0 | 0 | 0 | 0 | 9.3387e-05 | 0 | 0 | 0 | 0
5 | 4 | 8 | 0 | 0 | 0 | 0 | 0.00010308 | 0 | 0 | 0 | 0
5 | 4 | 9 | 0 | 0 | 0 | 0 | 0.00010888 | 0 | 0 | 0 | 0
5 | 4 | 10 | 0 | 0 | 0 | 0 | 0.00011413 | 0 | 0 | 0 | 0
5 | 4 | 11 | 0 | 0 | 0 | 0 | 0.00011808 | 0 | 0 | 0 | 0
5 | 4 | 12 | 0 | 0 | 0 | 0 | 0.00012089 | 0 | 0 | 0 | 0
5 | 4 | 13 | 0 | 0 | 0 | 0 | 0.0001222 | 0 | 0 | 0 | 0
5 | 4 | 14 | 0 | 0 | 0 | 0 | 0.0001239 | 0 | 0 | 0 | 0
5 | 4 | 15 | 0 | 0 | 0 | 0 | 0.0001251 | 0 | 0 | 0 | 0
5 | 4 | 16 | 0 | 0 | 0 | 0 | 0.00012549 | 0 | 0 | 0 | 0
5 | 4 | 17 | 141.5984 | 151.5027 | 151.5027 | 151.5027 | 0.00012529 | 0 | 0 | 0 | 0
5 | 4 | 18 | 141.5984 | 151.5027 | 151.5027 | 151.5027 | 0.00012363 | 0 | 0 | 0 | 0
5 | 4 | 19 | 141.5984 | 151.5027 | 151.5027 | 151.5027 | 0.00011993 | 0 | 0 | 0 | 0
5 | 4 | 20 | 141.5984 | 151.5027 | 151.5027 | 151.5027 | 0.0001176 | 0 | 0 | 0 | 0
5 | 4 | 21 | 141.5984 | 151.5027 | 151.5027 | 151.5027 | 0.00012134 | 0 | 0 | 0 | 0
5 | 4 | 22 | 141.5984 | 151.5027 | 151.5027 | 151.5027 | 0.00011836 | 0 | 0 | 0 | 0
5 | 4 | 23 | 0 | 0 | 0 | 0 | 0.0001071 | 0 | 0 | 0 | 0
5 | 4 | 24 | 0 | 0 | 0 | 0 | 9.5722e-05 | 0 | 0 | 0 | 0
5 | 5 | 1 | 0 | 0 | 0 | 0 | 8.706e-05 | 0 | 0 | 0 | 0
5 | 5 | 2 | 0 | 0 | 0 | 0 | 8.1633e-05 | 0 | 0 | 0 | 0
5 | 5 | 3 | 0 | 0 | 0 | 0 | 7.8582e-05 | 0 | 0 | 0 | 0
5 | 5 | 4 | 0 | 0 | 0 | 0 | 7.6853e-05 | 0 | 0 | 0 | 0
5 | 5 | 5 | 0 | 0 | 0 | 0 | 7.6032e-05 | 0 | 0 | 0 | 0
5 | 5 | 6 | 0 | 0 | 0 | 0 | 7.7478e-05 | 0 | 0 | 0 | 0
5 | 5 | 7 | 0 | 0 | 0 | 0 | 8.0839e-05 | 0 | 0 | 0 | 0
5 | 5 | 8 | 0 | 0 | 0 | 0 | 8.6684e-05 | 0 | 0 | 0 | 0
5 | 5 | 9 | 0 | 0 | 0 | 0 | 9.391e-05 | 0 | 0 | 0 | 0
5 | 5 | 10 | 0 | 0 | 0 | 0 | 0.00010026 | 0 | 0 | 0 | 0
5 | 5 | 11 | 0 | 0 | 0 | 0 | 0.00010484 | 0 | 0 | 0 | 0
5 | 5 | 12 | 0 | 0 | 0 | 0 | 0.00010711 | 0 | 0 | 0 | 0
5 | 5 | 13 | 0 | 0 | 0 | 0 | 0.00010918 | 0 | 0 | 0 | 0
5 | 5 | 14 | 0 | 0 | 0 | 0 | 0.00011004 | 0 | 0 | 0 | 0
5 | 5 | 15 | 0 | 0 | 0 | 0 | 0.00011149 | 0 | 0 | 0 | 0
5 | 5 | 16 | 0 | 0 | 0 | 0 | 0.00011236 | 0 | 0 | 0 | 0
5 | 5 | 17 | 141.5984 | 151.5027 | 151.5027 | 151.5027 | 0.00011325 | 0 | 0 | 0 | 0
5 | 5 | 18 | 141.5984 | 151.5027 | 151.5027 | 151.5027 | 0.00011401 | 0 | 0 | 0 | 0
5 | 5 | 19 | 141.5984 | 151.5027 | 151.5027 | 151.5027 | 0.00011353 | 0 | 0 | 0 | 0
5 | 5 | 20 | 141.5984 | 151.5027 | 151.5027 | 151.5027 | 0.00011309 | 0 | 0 | 0 | 0
5 | 5 | 21 | 141.5984 | 151.5027 | 151.5027 | 151.5027 | 0.00011728 | 0 | 0 | 0 | 0
5 | 5 | 22 | 141.5984 | 151.5027 | 151.5027 | 151.5027 | 0.00011412 | 0 | 0 | 0 | 0
5 | 5 | 23 | 0 | 0 | 0 | 0 | 0.00010458 | 0 | 0 | 0 | 0
5 | 5 | 24 | 0 | 0 | 0 | 0 | 9.4353e-05 | 0 | 0 | 0 | 0
5 | 6 | 1 | 0 | 0 | 0 | 0 | 8.6198e-05 | 0 | 0 | 0 | 0
5 | 6 | 2 | 0 | 0 | 0 | 0 | 8.0765e-05 | 0 | 0 | 0 | 0
5 | 6 | 3 | 0 | 0 | 0 | 0 | 7.763e-05 | 0 | 0 | 0 | 0
5 | 6 | 4 | 0 | 0 | 0 | 0 | 7.6055e-05 | 0 | 0 | 0 | 0
5 | 6 | 5 | 0 | 0 | 0 | 0 | 7.487e-05 | 0 | 0 | 0 | 0
5 | 6 | 6 | 0 | 0 | 0 | 0 | 7.5603e-05 | 0 | 0 | 0 | 0
5 | 6 | 7 | 0 | 0 | 0 | 0 | 7.7747e-05 | 0 | 0 | 0 | 0
5 | 6 | 8 | 0 | 0 | 0 | 0 | 8.2594e-05 | 0 | 0 | 0 | 0
5 | 6 | 9 | 0 | 0 | 0 | 0 | 8.9394e-05 | 0 | 0 | 0 | 0
5 | 6 | 10 | 0 | 0 | 0 | 0 | 9.5812e-05 | 0 | 0 | 0 | 0
5 | 6 | 11 | 0 | 0 | 0 | 0 | 0.00010013 | 0 | 0 | 0 | 0
5 | 6 | 12 | 0 | 0 | 0 | 0 | 0.00010309 | 0 | 0 | 0 | 0
5 | 6 | 13 | 0 | 0 | 0 | 0 | 0.00010544 | 0 | 0 | 0 | 0
5 | 6 | 14 | 0 | 0 | 0 | 0 | 0.00010671 | 0 | 0 | 0 | 0
5 | 6 | 15 | 0 | 0 | 0 | 0 | 0.00010838 | 0 | 0 | 0 | 0
5 | 6 | 16 | 0 | 0 | 0 | 0 | 0.0001091 | 0 | 0 | 0 | 0
5 | 6 | 17 | 141.5984 | 151.5027 | 151.5027 | 151.5027 | 0.00011121 | 0 | 0 | 0 | 0
5 | 6 | 18 | 141.5984 | 151.5027 | 151.5027 | 151.5027 | 0.00011337 | 0 | 0 | 0 | 0
5 | 6 | 19 | 141.5984 | 151.5027 | 151.5027 | 151.5027 | 0.00011331 | 0 | 0 | 0 | 0
5 | 6 | 20 | 141.5984 | 151.5027 | 151.5027 | 151.5027 | 0.00011373 | 0 | 0 | 0 | 0
5 | 6 | 21 | 141.5984 | 151.5027 | 151.5027 | 151.5027 | 0.00011884 | 0 | 0 | 0 | 0
5 | 6 | 22 | 141.5984 | 151.5027 | 151.5027 | 151.5027 | 0.00011575 | 0 | 0 | 0 | 0
5 | 6 | 23 | 0 | 0 | 0 | 0 | 0.00010395 | 0 | 0 | 0 | 0
5 | 6 | 24 | 0 | 0 | 0 | 0 | 9.2464e-05 | 0 | 0 | 0 | 0
5 | 7 | 1 | 0 | 0 | 0 | 0 | 8.4038e-05 | 0 | 0 | 0 | 0
5 | 7 | 2 | 0 | 0 | 0 | 0 | 7.9466e-05 | 0 | 0 | 0 | 0
5 | 7 | 3 | 0 | 0 | 0 | 0 | 7.6927e-05 | 0 | 0 | 0 | 0
5 | 7 | 4 | 0 | 0 | 0 | 0 | 7.633e-05 | 0 | 0 | 0 | 0
5 | 7 | 5 | 0 | 0 | 0 | 0 | 7.6758e-05 | 0 | 0 | 0 | 0
5 | 7 | 6 | 0 | 0 | 0 | 0 | 8.132e-05 | 0 | 0 | 0 | 0
5 | 7 | 7 | 0 | 0 | 0 | 0 | 9.0648e-05 | 0 | 0 | 0 | 0
5 | 7 | 8 | 0 | 0 | 0 | 0 | 9.982e-05 | 0 | 0 | 0 | 0
5 | 7 | 9 | 0 | 0 | 0 | 0 | 0.00010516 | 0 | 0 | 0 | 0
5 | 7 | 10 | 0 | 0 | 0 | 0 | 0.00011104 | 0 | 0 | 0 | 0
5 | 7 | 11 | 0 | 0 | 0 | 0 | 0.00011576 | 0 | 0 | 0 | 0
5 | 7 | 12 | 0 | 0 | 0 | 0 | 0.00011832 | 0 | 0 | 0 | 0
5 | 7 | 13 | 0 | 0 | 0 | 0 | 0.00012063 | 0 | 0 | 0 | 0
5 | 7 | 14 | 0 | 0 | 0 | 0 | 0.00012215 | 0 | 0 | 0 | 0
5 | 7 | 15 | 0 | 0 | 0 | 0 | 0.00012299 | 0 | 0 | 0 | 0
5 | 7 | 16 | 0 | 0 | 0 | 0 | 0.00012327 | 0 | 0 | 0 | 0
5 | 7 | 17 | 141.5984 | 151.5027 | 151.5027 | 151.5027 | 0.00012302 | 0 | 0 | 0 | 0
5 | 7 | 18 | 141.5984 | 151.5027 | 151.5027 | 151.5027 | 0.00012299 | 0 | 0 | 0 | 0
5 | 7 | 19 | 141.5984 | 151.5027 | 151.5027 | 151.5027 | 0.00012066 | 0 | 0 | 0 | 0
5 | 7 | 20 | 141.5984 | 151.5027 | 151.5027 | 151.5027 | 0.00012015 | 0 | 0 | 0 | 0
5 | 7 | 21 | 141.5984 | 151.5027 | 151.5027 | 151.5027 | 0.00012379 | 0 | 0 | 0 | 0
5 | 7 | 22 | 141.5984 | 151.5027 | 151.5027 | 151.5027 | 0.00011885 | 0 | 0 | 0 | 0
5 | 7 | 23 | 0 | 0 | 0 | 0 | 0.00010589 | 0 | 0 | 0 | 0
5 | 7 | 24 | 0 | 0 | 0 | 0 | 9.3489e-05 | 0 | 0 | 0 | 0
5 | 8 | 1 | 0 | 0 | 0 | 0 | 8.417e-05 | 0 | 0 | 0 | 0
5 | 8 | 2 | 0 | 0 | 0 | 0 | 7.9726e-05 | 0 | 0 | 0 | 0
5 | 8 | 3 | 0 | 0 | 0 | 0 | 7.7418e-05 | 0 | 0 | 0 | 0
5 | 8 | 4 | 0 | 0 | 0 | 0 | 7.662e-05 | 0 | 0 | 0 | 0
5 | 8 | 5 | 0 | 0 | 0 | 0 | 7.696e-05 | 0 | 0 | 0 | 0
5 | 8 | 6 | 0 | 0 | 0 | 0 | 8.2316e-05 | 0 | 0 | 0 | 0
5 | 8 | 7 | 0 | 0 | 0 | 0 | 9.3166e-05 | 0 | 0 | 0 | 0
5 | 8 | 8 | 0 | 0 | 0 | 0 | 0.00010289 | 0 | 0 | 0 | 0
5 | 8 | 9 | 0 | 0 | 0 | 0 | 0.00010799 | 0 | 0 | 0 | 0
5 | 8 | 10 | 0 | 0 | 0 | 0 | 0.00011285 | 0 | 0 | 0 | 0
5 | 8 | 11 | 0 | 0 | 0 | 0 | 0.00011756 | 0 | 0 | 0 | 0
5 | 8 | 12 | 0 | 0 | 0 | 0 | 0.00011968 | 0 | 0 | 0 | 0
5 | 8 | 13 | 0 | 0 | 0 | 0 | 0.00012156 | 0 | 0 | 0 | 0
5 | 8 | 14 | 0 | 0 | 0 | 0 | 0.00012344 | 0 | 0 | 0 | 0
5 | 8 | 15 | 0 | 0 | 0 | 0 | 0.00012444 | 0 | 0 | 0 | 0
5 | 8 | 16 | 0 | 0 | 0 | 0 | 0.00012423 | 0 | 0 | 0 | 0
5 | 8 | 17 | 141.5984 | 151.5027 | 151.5027 | 151.5027 | 0.00012476 | 0 | 0 | 0 | 0
5 | 8 | 18 | 141.5984 | 151.5027 | 151.5027 | 151.5027 | 0.00012386 | 0 | 0 | 0 | 0
5 | 8 | 19 | 141.5984 | 151.5027 | 151.5027 | 151.5027 | 0.00012099 | 0 | 0 | 0 | 0
5 | 8 | 20 | 141.5984 | 151.5027 | 151.5027 | 151.5027 | 0.00012062 | 0 | 0 | 0 | 0
5 | 8 | 21 | 141.5984 | 151.5027 | 151.5027 | 151.5027 | 0.00012517 | 0 | 0 | 0 | 0
5 | 8 | 22 | 141.5984 | 151.5027 | 151.5027 | 151.5027 | 0.00011914 | 0 | 0 | 0 | 0
5 | 8 | 23 | 0 | 0 | 0 | 0 | 0.0001056 | 0 | 0 | 0 | 0
5 | 8 | 24 | 0 | 0 | 0 | 0 | 9.2657e-05 | 0 | 0 | 0 | 0
5 | 9 | 1 | 0 | 0 | 0 | 0 | 8.4878e-05 | 0 | 0 | 0 | 0
5 | 9 | 2 | 0 | 0 | 0 | 0 | 8.0376e-05 | 0 | 0 | 0 | 0
5 | 9 | 3 | 0 | 0 | 0 | 0 | 7.771e-05 | 0 | 0 | 0 | 0
5 | 9 | 4 | 0 | 0 | 0 | 0 | 7.6945e-05 | 0 | 0 | 0 | 0
5 | 9 | 5 | 0 | 0 | 0 | 0 | 7.7533e-05 | 0 | 0 | 0 | 0
5 | 9 | 6 | 0 | 0 | 0 | 0 | 8.275e-05 | 0 | 0 | 0 | 0
5 | 9 | 7 | 0 | 0 | 0 | 0 | 9.3402e-05 | 0 | 0 | 0 | 0
5 | 9 | 8 | 0 | 0 | 0 | 0 | 0.00010329 | 0 | 0 | 0 | 0
5 | 9 | 9 | 0 | 0 | 0 | 0 | 0.00010769 | 0 | 0 | 0 | 0
5 | 9 | 10 | 0 | 0 | 0 | 0 | 0.00011234 | 0 | 0 | 0 | 0
5 | 9 | 11 | 0 | 0 | 0 | 0 | 0.00011635 | 0 | 0 | 0 | 0
5 | 9 | 12 | 0 | 0 | 0 | 0 | 0.00011869 | 0 | 0 | 0 | 0
5 | 9 | 13 | 0 | 0 | 0 | 0 | 0.00012018 | 0 | 0 | 0 | 0
5 | 9 | 14 | 0 | 0 | 0 | 0 | 0.00012179 | 0 | 0 | 0 | 0
5 | 9 | 15 | 0 | 0 | 0 | 0 | 0.00012334 | 0 | 0 | 0 | 0
5 | 9 | 16 | 0 | 0 | 0 | 0 | 0.00012369 | 0 | 0 | 0 | 0
5 | 9 | 17 | 141.5984 | 151.5027 | 151.5027 | 151.5027 | 0.0001234 | 0 | 0 | 0 | 0
5 | 9 | 18 | 141.5984 | 151.5027 | 151.5027 | 151.5027 | 0.00012248 | 0 | 0 | 0 | 0
5 | 9 | 19 | 141.5984 | 151.5027 | 151.5027 | 151.5027 | 0.00011986 | 0 | 0 | 0 | 0
5 | 9 | 20 | 141.5984 | 151.5027 | 151.5027 | 151.5027 | 0.00011899 | 0 | 0 | 0 | 0
5 | 9 | 21 | 141.5984 | 151.5027 | 151.5027 | 151.5027 | 0.00012368 | 0 | 0 | 0 | 0
5 | 9 | 22 | 141.5984 | 151.5027 | 151.5027 | 151.5027 | 0.00011876 | 0 | 0 | 0 | 0
5 | 9 | 23 | 0 | 0 | 0 | 0 | 0.00010649 | 0 | 0 | 0 | 0
5 | 9 | 24 | 0 | 0 | 0 | 0 | 9.3823e-05 | 0 | 0 | 0 | 0
5 | 10 | 1 | 0 | 0 | 0 | 0 | 8.5559e-05 | 0 | 0 | 0 | 0
5 | 10 | 2 | 0 | 0 | 0 | 0 | 8.1113e-05 | 0 | 0 | 0 | 0
5 | 10 | 3 | 0 | 0 | 0 | 0 | 7.8646e-05 | 0 | 0 | 0 | 0
5 | 10 | 4 | 0 | 0 | 0 | 0 | 7.7915e-05 | 0 | 0 | 0 | 0
5 | 10 | 5 | 0 | 0 | 0 | 0 | 7.841e-05 | 0 | 0 | 0 | 0
5 | 10 | 6 | 0 | 0 | 0 | 0 | 8.3872e-05 | 0 | 0 | 0 | 0
5 | 10 | 7 | 0 | 0 | 0 | 0 | 9.4782e-05 | 0 | 0 | 0 | 0
5 | 10 | 8 | 0 | 0 | 0 | 0 | 0.00010439 | 0 | 0 | 0 | 0
5 | 10 | 9 | 0 | 0 | 0 | 0 | 0.00010935 | 0 | 0 | 0 | 0
5 | 10 | 10 | 0 | 0 | 0 | 0 | 0.00011407 | 0 | 0 | 0 | 0
5 | 10 | 11 | 0 | 0 | 0 | 0 | 0.00011819 | 0 | 0 | 0 | 0
5 | 10 | 12 | 0 | 0 | 0 | 0 | 0.00012103 | 0 | 0 | 0 | 0
5 | 10 | 13 | 0 | 0 | 0 | 0 | 0.00012204 | 0 | 0 | 0 | 0
5 | 10 | 14 | 0 | 0 | 0 | 0 | 0.0001244 | 0 | 0 | 0 | 0
5 | 10 | 15 | 0 | 0 | 0 | 0 | 0.00012544 | 0 | 0 | 0 | 0
5 | 10 | 16 | 0 | 0 | 0 | 0 | 0.0001253 | 0 | 0 | 0 | 0
5 | 10 | 17 | 141.5984 | 151.5027 | 151.5027 | 151.5027 | 0.00012551 | 0 | 0 | 0 | 0
5 | 10 | 18 | 141.5984 | 151.5027 | 151.5027 | 151.5027 | 0.00012402 | 0 | 0 | 0 | 0
5 | 10 | 19 | 141.5984 | 151.5027 | 151.5027 | 151.5027 | 0.00012068 | 0 | 0 | 0 | 0
5 | 10 | 20 | 141.5984 | 151.5027 | 151.5027 | 151.5027 | 0.00011994 | 0 | 0 | 0 | 0
5 | 10 | 21 | 141.5984 | 151.5027 | 151.5027 | 151.5027 | 0.00012446 | 0 | 0 | 0 | 0
5 | 10 | 22 | 141.5984 | 151.5027 | 151.5027 | 151.5027 | 0.00011995 | 0 | 0 | 0 | 0
5 | 10 | 23 | 0 | 0 | 0 | 0 | 0.00010691 | 0 | 0 | 0 | 0
5 | 10 | 24 | 0 | 0 | 0 | 0 | 9.4647e-05 | 0 | 0 | 0 | 0
5 | 11 | 1 | 0 | 0 | 0 | 0 | 8.6232e-05 | 0 | 0 | 0 | 0
5 | 11 | 2 | 0 | 0 | 0 | 0 | 8.1379e-05 | 0 | 0 | 0 | 0
5 | 11 | 3 | 0 | 0 | 0 | 0 | 7.867e-05 | 0 | 0 | 0 | 0
5 | 11 | 4 | 0 | 0 | 0 | 0 | 7.7808e-05 | 0 | 0 | 0 | 0
5 | 11 | 5 | 0 | 0 | 0 | 0 | 7.8223e-05 | 0 | 0 | 0 | 0
5 | 11 | 6 | 0 | 0 | 0 | 0 | 8.3079e-05 | 0 | 0 | 0 | 0
5 | 11 | 7 | 0 | 0 | 0 | 0 | 9.3387e-05 | 0 | 0 | 0 | 0
5 | 11 | 8 | 0 | 0 | 0 | 0 | 0.00010308 | 0 | 0 | 0 | 0
5 | 11 | 9 | 0 | 0 | 0 | 0 | 0.00010888 | 0 | 0 | 0 | 0
5 | 11 | 10 | 0 | 0 | 0 | 0 | 0.00011413 | 0 | 0 | 0 | 0
5 | 11 | 11 | 0 | 0 | 0 | 0 | 0.00011808 | 0 | 0 | 0 | 0
5 | 11 | 12 | 0 | 0 | 0 | 0 | 0.00012089 | 0 | 0 | 0 | 0
5 | 11 | 13 | 0 | 0 | 0 | 0 | 0.0001222 | 0 | 0 | 0 | 0
5 | 11 | 14 | 0 | 0 | 0 | 0 | 0.0001239 | 0 | 0 | 0 | 0
5 | 11 | 15 | 0 | 0 | 0 | 0 | 0.0001251 | 0 | 0 | 0 | 0
5 | 11 | 16 | 0 | 0 | 0 | 0 | 0.00012549 | 0 | 0 | 0 | 0
5 | 11 | 17 | 141.5984 | 151.5027 | 151.5027 | 151.5027 | 0.00012529 | 0 | 0 | 0 | 0
5 | 11 | 18 | 141.5984 | 151.5027 | 151.5027 | 151.5027 | 0.00012363 | 0 | 0 | 0 | 0
5 | 11 | 19 | 141.5984 | 151.5027 | 151.5027 | 151.5027 | 0.00011993 | 0 | 0 | 0 | 0
5 | 11 | 20 | 141.5984 | 151.5027 | 151.5027 | 151.5027 | 0.0001176 | 0 | 0 | 0 | 0
5 | 11 | 21 | 141.5984 | 151.5027 | 151.5027 | 151.5027 | 0.00012134 | 0 | 0 | 0 | 0
5 | 11 | 22 | 141.5984 | 151.5027 | 151.5027 | 151.5027 | 0.00011836 | 0 | 0 | 0 | 0
5 | 11 | 23 | 0 | 0 | 0 | 0 | 0.0001071 | 0 | 0 | 0 | 0
5 | 11 | 24 | 0 | 0 | 0 | 0 | 9.5722e-05 | 0 | 0 | 0 | 0
5 | 12 | 1 | 0 | 0 | 0 | 0 | 8.706e-05 | 0 | 0 | 0 | 0
5 | 12 | 2 | 0 | 0 | 0 | 0 | 8.1633e-05 | 0 | 0 | 0 | 0
5 | 12 | 3 | 0 | 0 | 0 | 0 | 7.8582e-05 | 0 | 0 | 0 | 0
5 | 12 | 4 | 0 | 0 | 0 | 0 | 7.6853e-05 | 0 | 0 | 0 | 0
5 | 12 | 5 | 0 | 0 | 0 | 0 | 7.6032e-05 | 0 | 0 | 0 | 0
5 | 12 | 6 | 0 | 0 | 0 | 0 | 7.7478e-05 | 0 | 0 | 0 | 0
5 | 12 | 7 | 0 | 0 | 0 | 0 | 8.0839e-05 | 0 | 0 | 0 | 0
5 | 12 | 8 | 0 | 0 | 0 | 0 | 8.6684e-05 | 0 | 0 | 0 | 0
5 | 12 | 9 | 0 | 0 | 0 | 0 | 9.391e-05 | 0 | 0 | 0 | 0
5 | 12 | 10 | 0 | 0 | 0 | 0 | 0.00010026 | 0 | 0 | 0 | 0
5 | 12 | 11 | 0 | 0 | 0 | 0 | 0.00010484 | 0 | 0 | 0 | 0
5 | 12 | 12 | 0 | 0 | 0 | 0 | 0.00010711 | 0 | 0 | 0 | 0
5 | 12 | 13 | 0 | 0 | 0 | 0 | 0.00010918 | 0 | 0 | 0 | 0
5 | 12 | 14 | 0 | 0 | 0 | 0 | 0.00011004 | 0 | 0 | 0 | 0
5 | 12 | 15 | 0 | 0 | 0 | 0 | 0.00011149 | 0 | 0 | 0 | 0
5 | 12 | 16 | 0 | 0 | 0 | 0 | 0.00011236 | 0 | 0 | 0 | 0
5 | 12 | 17 | 141.5984 | 151.5027 | 151.5027 | 151.5027 | 0.00011325 | 0 | 0 | 0 | 0
5 | 12 | 18 | 141.5984 | 151.5027 | 151.5027 | 151.5027 | 0.00011401 | 0 | 0 | 0 | 0
5 | 12 | 19 | 141.5984 | 151.5027 | 151.5027 | 151.5027 | 0.00011353 | 0 | 0 | 0 | 0
5 | 12 | 20 | 141.5984 | 151.5027 | 151.5027 | 151.5027 | 0.00011309 | 0 | 0 | 0 | 0
5 | 12 | 21 | 141.5984 | 151.5027 | 151.5027 | 151.5027 | 0.00011728 | 0 | 0 | 0 | 0
5 | 12 | 22 | 141.5984 | 151.5027 | 151.5027 | 151.5027 | 0.00011412 | 0 | 0 | 0 | 0
5 | 12 | 23 | 0 | 0 | 0 | 0 | 0.00010458 | 0 | 0 | 0 | 0
5 | 12 | 24 | 0 | 0 | 0 | 0 | 9.4353e-05 | 0 | 0 | 0 | 0
5 | 13 | 1 | 0 | 0 | 0 | 0 | 8.6198e-05 | 0 | 0 | 0 | 0
5 | 13 | 2 | 0 | 0 | 0 | 0 | 8.0765e-05 | 0 | 0 | 0 | 0
5 | 13 | 3 | 0 | 0 | 0 | 0 | 7.763e-05 | 0 | 0 | 0 | 0
5 | 13 | 4 | 0 | 0 | 0 | 0 | 7.6055e-05 | 0 | 0 | 0 | 0
5 | 13 | 5 | 0 | 0 | 0 | 0 | 7.487e-05 | 0 | 0 | 0 | 0
5 | 13 | 6 | 0 | 0 | 0 | 0 | 7.5603e-05 | 0 | 0 | 0 | 0
5 | 13 | 7 | 0 | 0 | 0 | 0 | 7.7747e-05 | 0 | 0 | 0 | 0
5 | 13 | 8 | 0 | 0 | 0 | 0 | 8.2594e-05 | 0 | 0 | 0 | 0
5 | 13 | 9 | 0 | 0 | 0 | 0 | 8.9394e-05 | 0 | 0 | 0 | 0
5 | 13 | 10 | 0 | 0 | 0 | 0 | 9.5812e-05 | 0 | 0 | 0 | 0
5 | 13 | 11 | 0 | 0 | 0 | 0 | 0.00010013 | 0 | 0 | 0 | 0
5 | 13 | 12 | 0 | 0 | 0 | 0 | 0.00010309 | 0 | 0 | 0 | 0
5 | 13 | 13 | 0 | 0 | 0 | 0 | 0.00010544 | 0 | 0 | 0 | 0
5 | 13 | 14 | 0 | 0 | 0 | 0 | 0.00010671 | 0 | 0 | 0 | 0
5 | 13 | 15 | 0 | 0 | 0 | 0 | 0.00010838 | 0 | 0 | 0 | 0
5 | 13 | 16 | 0 | 0 | 0 | 0 | 0.0001091 | 0 | 0 | 0 | 0
5 | 13 | 17 | 141.5984 | 151.5027 | 151.5027 | 151.5027 | 0.00011121 | 0 | 0 | 0 | 0
5 | 13 | 18 | 141.5984 | 151.5027 | 151.5027 | 151.5027 | 0.00011337 | 0 | 0 | 0 | 0
5 | 13 | 19 | 141.5984 | 151.5027 | 151.5027 | 151.5027 | 0.00011331 | 0 | 0 | 0 | 0
5 | 13 | 20 | 141.5984 | 151.5027 | 151.5027 | 151.5027 | 0.00011373 | 0 | 0 | 0 | 0
5 | 13 | 21 | 141.5984 | 151.5027 | 151.5027 | 151.5027 | 0.00011884 | 0 | 0 | 0 | 0
5 | 13 | 22 | 141.5984 | 151.5027 | 151.5027 | 151.5027 | 0.00011575 | 0 | 0 | 0 | 0
5 | 13 | 23 | 0 | 0 | 0 | 0 | 0.00010395 | 0 | 0 | 0 | 0
5 | 13 | 24 | 0 | 0 | 0 | 0 | 9.2464e-05 | 0 | 0 | 0 | 0
5 | 14 | 1 | 0 | 0 | 0 | 0 | 8.4038e-05 | 0 | 0 | 0 | 0
5 | 14 | 2 | 0 | 0 | 0 | 0 | 7.9466e-05 | 0 | 0 | 0 | 0
5 | 14 | 3 | 0 | 0 | 0 | 0 | 7.6927e-05 | 0 | 0 | 0 | 0
5 | 14 | 4 | 0 | 0 | 0 | 0 | 7.633e-05 | 0 | 0 | 0 | 0
5 | 14 | 5 | 0 | 0 | 0 | 0 | 7.6758e-05 | 0 | 0 | 0 | 0
5 | 14 | 6 | 0 | 0 | 0 | 0 | 8.132e-05 | 0 | 0 | 0 | 0
5 | 14 | 7 | 0 | 0 | 0 | 0 | 9.0648e-05 | 0 | 0 | 0 | 0
5 | 14 | 8 | 0 | 0 | 0 | 0 | 9.982e-05 | 0 | 0 | 0 | 0
5 | 14 | 9 | 0 | 0 | 0 | 0 | 0.00010516 | 0 | 0 | 0 | 0
5 | 14 | 10 | 0 | 0 | 0 | 0 | 0.00011104 | 0 | 0 | 0 | 0
5 | 14 | 11 | 0 | 0 | 0 | 0 | 0.00011576 | 0 | 0 | 0 | 0
5 | 14 | 12 | 0 | 0 | 0 | 0 | 0.00011832 | 0 | 0 | 0 | 0
5 | 14 | 13 | 0 | 0 | 0 | 0 | 0.00012063 | 0 | 0 | 0 | 0
5 | 14 | 14 | 0 | 0 | 0 | 0 | 0.00012215 | 0 | 0 | 0 | 0
5 | 14 | 15 | 0 | 0 | 0 | 0 | 0.00012299 | 0 | 0 | 0 | 0
5 | 14 | 16 | 0 | 0 | 0 | 0 | 0.00012327 | 0 | 0 | 0 | 0
5 | 14 | 17 | 141.5984 | 151.5027 | 151.5027 | 151.5027 | 0.00012302 | 0 | 0 | 0 | 0
5 | 14 | 18 | 141.5984 | 151.5027 | 151.5027 | 151.5027 | 0.00012299 | 0 | 0 | 0 | 0
5 | 14 | 19 | 141.5984 | 151.5027 | 151.5027 | 151.5027 | 0.00012066 | 0 | 0 | 0 | 0
5 | 14 | 20 | 141.5984 | 151.5027 | 151.5027 | 151.5027 | 0.00012015 | 0 | 0 | 0 | 0
5 | 14 | 21 | 141.5984 | 151.5027 | 151.5027 | 151.5027 | 0.00012379 | 0 | 0 | 0 | 0
5 | 14 | 22 | 141.5984 | 151.5027 | 151.5027 | 151.5027 | 0.00011885 | 0 | 0 | 0 | 0
5 | 14 | 23 | 0 | 0 | 0 | 0 | 0.00010589 | 0 | 0 | 0 | 0
5 | 14 | 24 | 0 | 0 | 0 | 0 | 9.3489e-05 | 0 | 0 | 0 | 0
5 | 15 | 1 | 0 | 0 | 0 | 0 | 8.417e-05 | 0 | 0 | 0 | 0
5 | 15 | 2 | 0 | 0 | 0 | 0 | 7.9726e-05 | 0 | 0 | 0 | 0
5 | 15 | 3 | 0 | 0 | 0 | 0 | 7.7418e-05 | 0 | 0 | 0 | 0
5 | 15 | 4 | 0 | 0 | 0 | 0 | 7.662e-05 | 0 | 0 | 0 | 0
5 | 15 | 5 | 0 | 0 | 0 | 0 | 7.696e-05 | 0 | 0 | 0 | 0
5 | 15 | 6 | 0 | 0 | 0 | 0 | 8.2316e-05 | 0 | 0 | 0 | 0
5 | 15 | 7 | 0 | 0 | 0 | 0 | 9.3166e-05 | 0 | 0 | 0 | 0
5 | 15 | 8 | 0 | 0 | 0 | 0 | 0.00010289 | 0 | 0 | 0 | 0
5 | 15 | 9 | 0 | 0 | 0 | 0 | 0.00010799 | 0 | 0 | 0 | 0
5 | 15 | 10 | 0 | 0 | 0 | 0 | 0.00011285 | 0 | 0 | 0 | 0
5 | 15 | 11 | 0 | 0 | 0 | 0 | 0.00011756 | 0 | 0 | 0 | 0
5 | 15 | 12 | 0 | 0 | 0 | 0 | 0.00011968 | 0 | 0 | 0 | 0
5 | 15 | 13 | 0 | 0 | 0 | 0 | 0.00012156 | 0 | 0 | 0 | 0
5 | 15 | 14 | 0 | 0 | 0 | 0 | 0.00012344 | 0 | 0 | 0 | 0
5 | 15 | 15 | 0 | 0 | 0 | 0 | 0.00012444 | 0 | 0 | 0 | 0
5 | 15 | 16 | 0 | 0 | 0 | 0 | 0.00012423 | 0 | 0 | 0 | 0
5 | 15 | 17 | 141.5984 | 151.5027 | 151.5027 | 151.5027 | 0.00012476 | 0 | 0 | 0 | 0
5 | 15 | 18 | 141.5984 | 151.5027 | 151.5027 | 151.5027 | 0.00012386 | 0 | 0 | 0 | 0
5 | 15 | 19 | 141.5984 | 151.5027 | 151.5027 | 151.5027 | 0.00012099 | 0 | 0 | 0 | 0
5 | 15 | 20 | 141.5984 | 151.5027 | 151.5027 | 151.5027 | 0.00012062 | 0 | 0 | 0 | 0
5 | 15 | 21 | 141.5984 | 151.5027 | 151.5027 | 151.5027 | 0.00012517 | 0 | 0 | 0 | 0
5 | 15 | 22 | 141.5984 | 151.5027 | 151.5027 | 151.5027 | 0.00011914 | 0 | 0 | 0 | 0
5 | 15 | 23 | 0 | 0 | 0 | 0 | 0.0001056 | 0 | 0 | 0 | 0
5 | 15 | 24 | 0 | 0 | 0 | 0 | 9.2657e-05 | 0 | 0 | 0 | 0
5 | 16 | 1 | 0 | 0 | 0 | 0 | 8.4878e-05 | 0 | 0 | 0 | 0
5 | 16 | 2 | 0 | 0 | 0 | 0 | 8.0376e-05 | 0 | 0 | 0 | 0
5 | 16 | 3 | 0 | 0 | 0 | 0 | 7.771e-05 | 0 | 0 | 0 | 0
5 | 16 | 4 | 0 | 0 | 0 | 0 | 7.6945e-05 | 0 | 0 | 0 | 0
5 | 16 | 5 | 0 | 0 | 0 | 0 | 7.7533e-05 | 0 | 0 | 0 | 0
5 | 16 | 6 | 0 | 0 | 0 | 0 | 8.275e-05 | 0 | 0 | 0 | 0
5 | 16 | 7 | 0 | 0 | 0 | 0 | 9.3402e-05 | 0 | 0 | 0 | 0
5 | 16 | 8 | 0 | 0 | 0 | 0 | 0.00010329 | 0 | 0 | 0 | 0
5 | 16 | 9 | 0 | 0 | 0 | 0 | 0.00010769 | 0 | 0 | 0 | 0
5 | 16 | 10 | 0 | 0 | 0 | 0 | 0.00011234 | 0 | 0 | 0 | 0
5 | 16 | 11 | 0 | 0 | 0 | 0 | 0.00011635 | 0 | 0 | 0 | 0
5 | 16 | 12 | 0 | 0 | 0 | 0 | 0.00011869 | 0 | 0 | 0 | 0
5 | 16 | 13 | 0 | 0 | 0 | 0 | 0.00012018 | 0 | 0 | 0 | 0
5 | 16 | 14 | 0 | 0 | 0 | 0 | 0.00012179 | 0 | 0 | 0 | 0
5 | 16 | 15 | 0 | 0 | 0 | 0 | 0.00012334 | 0 | 0 | 0 | 0
5 | 16 | 16 | 0 | 0 | 0 | 0 | 0.00012369 | 0 | 0 | 0 | 0
5 | 16 | 17 | 141.5984 | 151.5027 | 151.5027 | 151.5027 | 0.0001234 | 0 | 0 | 0 | 0
5 | 16 | 18 | 141.5984 | 151.5027 | 151.5027 | 151.5027 | 0.00012248 | 0 | 0 | 0 | 0
5 | 16 | 19 | 141.5984 | 151.5027 | 151.5027 | 151.5027 | 0.00011986 | 0 | 0 | 0 | 0
5 | 16 | 20 | 141.5984 | 151.5027 | 151.5027 | 151.5027 | 0.00011899 | 0 | 0 | 0 | 0
5 | 16 | 21 | 141.5984 | 151.5027 | 151.5027 | 151.5027 | 0.00012368 | 0 | 0 | 0 | 0
5 | 16 | 22 | 141.5984 | 151.5027 | 151.5027 | 151.5027 | 0.00011876 | 0 | 0 | 0 | 0
5 | 16 | 23 | 0 | 0 | 0 | 0 | 0.00010649 | 0 | 0 | 0 | 0
5 | 16 | 24 | 0 | 0 | 0 | 0 | 9.3823e-05 | 0 | 0 | 0 | 0
5 | 17 | 1 | 0 | 0 | 0 | 0 | 8.5559e-05 | 0 | 0 | 0 | 0
5 | 17 | 2 | 0 | 0 | 0 | 0 | 8.1113e-05 | 0 | 0 | 0 | 0
5 | 17 | 3 | 0 | 0 | 0 | 0 | 7.8646e-05 | 0 | 0 | 0 | 0
5 | 17 | 4 | 0 | 0 | 0 | 0 | 7.7915e-05 | 0 | 0 | 0 | 0
5 | 17 | 5 | 0 | 0 | 0 | 0 | 7.841e-05 | 0 | 0 | 0 | 0
5 | 17 | 6 | 0 | 0 | 0 | 0 | 8.3872e-05 | 0 | 0 | 0 | 0
5 | 17 | 7 | 0 | 0 | 0 | 0 | 9.4782e-05 | 0 | 0 | 0 | 0
5 | 17 | 8 | 0 | 0 | 0 | 0 | 0.00010439 | 0 | 0 | 0 | 0
5 | 17 | 9 | 0 | 0 | 0 | 0 | 0.00010935 | 0 | 0 | 0 | 0
5 | 17 | 10 | 0 | 0 | 0 | 0 | 0.00011407 | 0 | 0 | 0 | 0
5 | 17 | 11 | 0 | 0 | 0 | 0 | 0.00011819 | 0 | 0 | 0 | 0
5 | 17 | 12 | 0 | 0 | 0 | 0 | 0.00012103 | 0 | 0 | 0 | 0
5 | 17 | 13 | 0 | 0 | 0 | 0 | 0.00012204 | 0 | 0 | 0 | 0
5 | 17 | 14 | 0 | 0 | 0 | 0 | 0.0001244 | 0 | 0 | 0 | 0
5 | 17 | 15 | 0 | 0 | 0 | 0 | 0.00012544 | 0 | 0 | 0 | 0
5 | 17 | 16 | 0 | 0 | 0 | 0 | 0.0001253 | 0 | 0 | 0 | 0
5 | 17 | 17 | 141.5984 | 151.5027 | 151.5027 | 151.5027 | 0.00012551 | 0 | 0 | 0 | 0
5 | 17 | 18 | 141.5984 | 151.5027 | 151.5027 | 151.5027 | 0.00012402 | 0 | 0 | 0 | 0
5 | 17 | 19 | 141.5984 | 151.5027 | 151.5027 | 151.5027 | 0.00012068 | 0 | 0 | 0 | 0
5 | 17 | 20 | 141.5984 | 151.5027 | 151.5027 | 151.5027 | 0.00011994 | 0 | 0 | 0 | 0
5 | 17 | 21 | 141.5984 | 151.5027 | 151.5027 | 151.5027 | 0.00012446 | 0 | 0 | 0 | 0
5 | 17 | 22 | 141.5984 | 151.5027 | 151.5027 | 151.5027 | 0.00011995 | 0 | 0 | 0 | 0
5 | 17 | 23 | 0 | 0 | 0 | 0 | 0.00010691 | 0 | 0 | 0 | 0
5 | 17 | 24 | 0 | 0 | 0 | 0 | 9.4647e-05 | 0 | 0 | 0 | 0
5 | 18 | 1 | 0 | 0 | 0 | 0 | 8.6232e-05 | 0 | 0 | 0 | 0
5 | 18 | 2 | 0 | 0 | 0 | 0 | 8.1379e-05 | 0 | 0 | 0 | 0
5 | 18 | 3 | 0 | 0 | 0 | 0 | 7.867e-05 | 0 | 0 | 0 | 0
5 | 18 | 4 | 0 | 0 | 0 | 0 | 7.7808e-05 | 0 | 0 | 0 | 0
5 | 18 | 5 | 0 | 0 | 0 | 0 | 7.8223e-05 | 0 | 0 | 0 | 0
5 | 18 | 6 | 0 | 0 | 0 | 0 | 8.3079e-05 | 0 | 0 | 0 | 0
5 | 18 | 7 | 0 | 0 | 0 | 0 | 9.3387e-05 | 0 | 0 | 0 | 0
5 | 18 | 8 | 0 | 0 | 0 | 0 | 0.00010308 | 0 | 0 | 0 | 0
5 | 18 | 9 | 0 | 0 | 0 | 0 | 0.00010888 | 0 | 0 | 0 | 0
5 | 18 | 10 | 0 | 0 | 0 | 0 | 0.00011413 | 0 | 0 | 0 | 0
5 | 18 | 11 | 0 | 0 | 0 | 0 | 0.00011808 | 0 | 0 | 0 | 0
5 | 18 | 12 | 0 | 0 | 0 | 0 | 0.00012089 | 0 | 0 | 0 | 0
5 | 18 | 13 | 0 | 0 | 0 | 0 | 0.0001222 | 0 | 0 | 0 | 0
5 | 18 | 14 | 0 | 0 | 0 | 0 | 0.0001239 | 0 | 0 | 0 | 0
5 | 18 | 15 | 0 | 0 | 0 | 0 | 0.0001251 | 0 | 0 | 0 | 0
5 | 18 | 16 | 0 | 0 | 0 | 0 | 0.00012549 | 0 | 0 | 0 | 0
5 | 18 | 17 | 141.5984 | 151.5027 | 151.5027 | 151.5027 | 0.00012529 | 0 | 0 | 0 | 0
5 | 18 | 18 | 141.5984 | 151.5027 | 151.5027 | 151.5027 | 0.00012363 | 0 | 0 | 0 | 0
5 | 18 | 19 | 141.5984 | 151.5027 | 151.5027 | 151.5027 | 0.00011993 | 0 | 0 | 0 | 0
5 | 18 | 20 | 141.5984 | 151.5027 | 151.5027 | 151.5027 | 0.0001176 | 0 | 0 | 0 | 0
5 | 18 | 21 | 141.5984 | 151.5027 | 151.5027 | 151.5027 | 0.00012134 | 0 | 0 | 0 | 0
5 | 18 | 22 | 141.5984 | 151.5027 | 151.5027 | 151.5027 | 0.00011836 | 0 | 0 | 0 | 0
5 | 18 | 23 | 0 | 0 | 0 | 0 | 0.0001071 | 0 | 0 | 0 | 0
5 | 18 | 24 | 0 | 0 | 0 | 0 | 9.5722e-05 | 0 | 0 | 0 | 0
5 | 19 | 1 | 0 | 0 | 0 | 0 | 8.706e-05 | 0 | 0 | 0 | 0
5 | 19 | 2 | 0 | 0 | 0 | 0 | 8.1633e-05 | 0 | 0 | 0 | 0
5 | 19 | 3 | 0 | 0 | 0 | 0 | 7.8582e-05 | 0 | 0 | 0 | 0
5 | 19 | 4 | 0 | 0 | 0 | 0 | 7.6853e-05 | 0 | 0 | 0 | 0
5 | 19 | 5 | 0 | 0 | 0 | 0 | 7.6032e-05 | 0 | 0 | 0 | 0
5 | 19 | 6 | 0 | 0 | 0 | 0 | 7.7478e-05 | 0 | 0 | 0 | 0
5 | 19 | 7 | 0 | 0 | 0 | 0 | 8.0839e-05 | 0 | 0 | 0 | 0
5 | 19 | 8 | 0 | 0 | 0 | 0 | 8.6684e-05 | 0 | 0 | 0 | 0
5 | 19 | 9 | 0 | 0 | 0 | 0 | 9.391e-05 | 0 | 0 | 0 | 0
5 | 19 | 10 | 0 | 0 | 0 | 0 | 0.00010026 | 0 | 0 | 0 | 0
5 | 19 | 11 | 0 | 0 | 0 | 0 | 0.00010484 | 0 | 0 | 0 | 0
5 | 19 | 12 | 0 | 0 | 0 | 0 | 0.00010711 | 0 | 0 | 0 | 0
5 | 19 | 13 | 0 | 0 | 0 | 0 | 0.00010918 | 0 | 0 | 0 | 0
5 | 19 | 14 | 0 | 0 | 0 | 0 | 0.00011004 | 0 | 0 | 0 | 0
5 | 19 | 15 | 0 | 0 | 0 | 0 | 0.00011149 | 0 | 0 | 0 | 0
5 | 19 | 16 | 0 | 0 | 0 | 0 | 0.00011236 | 0 | 0 | 0 | 0
5 | 19 | 17 | 141.5984 | 151.5027 | 151.5027 | 151.5027 | 0.00011325 | 0 | 0 | 0 | 0
5 | 19 | 18 | 141.5984 | 151.5027 | 151.5027 | 151.5027 | 0.00011401 | 0 | 0 | 0 | 0
5 | 19 | 19 | 141.5984 | 151.5027 | 151.5027 | 151.5027 | 0.00011353 | 0 | 0 | 0 | 0
5 | 19 | 20 | 141.5984 | 151.5027 | 151.5027 | 151.5027 | 0.00011309 | 0 | 0 | 0 | 0
5 | 19 | 21 | 141.5984 | 151.5027 | 151.5027 | 151.5027 | 0.00011728 | 0 | 0 | 0 | 0
5 | 19 | 22 | 141.5984 | 151.5027 | 151.5027 | 151.5027 | 0.00011412 | 0 | 0 | 0 | 0
5 | 19 | 23 | 0 | 0 | 0 | 0 | 0.00010458 | 0 | 0 | 0 | 0
5 | 19 | 24 | 0 | 0 | 0 | 0 | 9.4353e-05 | 0 | 0 | 0 | 0
5 | 20 | 1 | 0 | 0 | 0 | 0 | 8.6198e-05 | 0 | 0 | 0 | 0
5 | 20 | 2 | 0 | 0 | 0 | 0 | 8.0765e-05 | 0 | 0 | 0 | 0
5 | 20 | 3 | 0 | 0 | 0 | 0 | 7.763e-05 | 0 | 0 | 0 | 0
5 | 20 | 4 | 0 | 0 | 0 | 0 | 7.6055e-05 | 0 | 0 | 0 | 0
5 | 20 | 5 | 0 | 0 | 0 | 0 | 7.487e-05 | 0 | 0 | 0 | 0
5 | 20 | 6 | 0 | 0 | 0 | 0 | 7.5603e-05 | 0 | 0 | 0 | 0
5 | 20 | 7 | 0 | 0 | 0 | 0 | 7.7747e-05 | 0 | 0 | 0 | 0
5 | 20 | 8 | 0 | 0 | 0 | 0 | 8.2594e-05 | 0 | 0 | 0 | 0
5 | 20 | 9 | 0 | 0 | 0 | 0 | 8.9394e-05 | 0 | 0 | 0 | 0
5 | 20 | 10 | 0 | 0 | 0 | 0 | 9.5812e-05 | 0 | 0 | 0 | 0
5 | 20 | 11 | 0 | 0 | 0 | 0 | 0.00010013 | 0 | 0 | 0 | 0
5 | 20 | 12 | 0 | 0 | 0 | 0 | 0.00010309 | 0 | 0 | 0 | 0
5 | 20 | 13 | 0 | 0 | 0 | 0 | 0.00010544 | 0 | 0 | 0 | 0
5 | 20 | 14 | 0 | 0 | 0 | 0 | 0.00010671 | 0 | 0 | 0 | 0
5 | 20 | 15 | 0 | 0 | 0 | 0 | 0.00010838 | 0 | 0 | 0 | 0
5 | 20 | 16 | 0 | 0 | 0 | 0 | 0.0001091 | 0 | 0 | 0 | 0
5 | 20 | 17 | 141.5984 | 151.5027 | 151.5027 | 151.5027 | 0.00011121 | 0 | 0 | 0 | 0
5 | 20 | 18 | 141.5984 | 151.5027 | 151.5027 | 151.5027 | 0.00011337 | 0 | 0 | 0 | 0
5 | 20 | 19 | 141.5984 | 151.5027 | 151.5027 | 151.5027 | 0.00011331 | 0 | 0 | 0 | 0
5 | 20 | 20 | 141.5984 | 151.5027 | 151.5027 | 151.5027 | 0.00011373 | 0 | 0 | 0 | 0
5 | 20 | 21 | 141.5984 | 151.5027 | 151.5027 | 151.5027 | 0.00011884 | 0 | 0 | 0 | 0
5 | 20 | 22 | 141.5984 | 151.5027 | 151.5027 | 151.5027 | 0.00011575 | 0 | 0 | 0 | 0
5 | 20 | 23 | 0 | 0 | 0 | 0 | 0.00010395 | 0 | 0 | 0 | 0
5 | 20 | 24 | 0 | 0 | 0 | 0 | 9.2464e-05 | 0 | 0 | 0 | 0
5 | 21 | 1 | 0 | 0 | 0 | 0 | 8.4038e-05 | 0 | 0 | 0 | 0
5 | 21 | 2 | 0 | 0 | 0 | 0 | 7.9466e-05 | 0 | 0 | 0 | 0
5 | 21 | 3 | 0 | 0 | 0 | 0 | 7.6927e-05 | 0 | 0 | 0 | 0
5 | 21 | 4 | 0 | 0 | 0 | 0 | 7.633e-05 | 0 | 0 | 0 | 0
5 | 21 | 5 | 0 | 0 | 0 | 0 | 7.6758e-05 | 0 | 0 | 0 | 0
5 | 21 | 6 | 0 | 0 | 0 | 0 | 8.132e-05 | 0 | 0 | 0 | 0
5 | 21 | 7 | 0 | 0 | 0 | 0 | 9.0648e-05 | 0 | 0 | 0 | 0
5 | 21 | 8 | 0 | 0 | 0 | 0 | 9.982e-05 | 0 | 0 | 0 | 0
5 | 21 | 9 | 0 | 0 | 0 | 0 | 0.00010516 | 0 | 0 | 0 | 0
5 | 21 | 10 | 0 | 0 | 0 | 0 | 0.00011104 | 0 | 0 | 0 | 0
5 | 21 | 11 | 0 | 0 | 0 | 0 | 0.00011576 | 0 | 0 | 0 | 0
5 | 21 | 12 | 0 | 0 | 0 | 0 | 0.00011832 | 0 | 0 | 0 | 0
5 | 21 | 13 | 0 | 0 | 0 | 0 | 0.00012063 | 0 | 0 | 0 | 0
5 | 21 | 14 | 0 | 0 | 0 | 0 | 0.00012215 | 0 | 0 | 0 | 0
5 | 21 | 15 | 0 | 0 | 0 | 0 | 0.00012299 | 0 | 0 | 0 | 0
5 | 21 | 16 | 0 | 0 | 0 | 0 | 0.00012327 | 0 | 0 | 0 | 0
5 | 21 | 17 | 141.5984 | 151.5027 | 151.5027 | 151.5027 | 0.00012302 | 0 | 0 | 0 | 0
5 | 21 | 18 | 141.5984 | 151.5027 | 151.5027 | 151.5027 | 0.00012299 | 0 | 0 | 0 | 0
5 | 21 | 19 | 141.5984 | 151.5027 | 151.5027 | 151.5027 | 0.00012066 | 0 | 0 | 0 | 0
5 | 21 | 20 | 141.5984 | 151.5027 | 151.5027 | 151.5027 | 0.00012015 | 0 | 0 | 0 | 0
5 | 21 | 21 | 141.5984 | 151.5027 | 151.5027 | 151.5027 | 0.00012379 | 0 | 0 | 0 | 0
5 | 21 | 22 | 141.5984 | 151.5027 | 151.5027 | 151.5027 | 0.00011885 | 0 | 0 | 0 | 0
5 | 21 | 23 | 0 | 0 | 0 | 0 | 0.00010589 | 0 | 0 | 0 | 0
5 | 21 | 24 | 0 | 0 | 0 | 0 | 9.3489e-05 | 0 | 0 | 0 | 0
5 | 22 | 1 | 0 | 0 | 0 | 0 | 8.417e-05 | 0 | 0 | 0 | 0
5 | 22 | 2 | 0 | 0 | 0 | 0 | 7.9726e-05 | 0 | 0 | 0 | 0
5 | 22 | 3 | 0 | 0 | 0 | 0 | 7.7418e-05 | 0 | 0 | 0 | 0
5 | 22 | 4 | 0 | 0 | 0 | 0 | 7.662e-05 | 0 | 0 | 0 | 0
5 | 22 | 5 | 0 | 0 | 0 | 0 | 7.696e-05 | 0 | 0 | 0 | 0
5 | 22 | 6 | 0 | 0 | 0 | 0 | 8.2316e-05 | 0 | 0 | 0 | 0
5 | 22 | 7 | 0 | 0 | 0 | 0 | 9.3166e-05 | 0 | 0 | 0 | 0
5 | 22 | 8 | 0 | 0 | 0 | 0 | 0.00010289 | 0 | 0 | 0 | 0
5 | 22 | 9 | 0 | 0 | 0 | 0 | 0.00010799 | 0 | 0 | 0 | 0
5 | 22 | 10 | 0 | 0 | 0 | 0 | 0.00011285 | 0 | 0 | 0 | 0
5 | 22 | 11 | 0 | 0 | 0 | 0 | 0.00011756 | 0 | 0 | 0 | 0
5 | 22 | 12 | 0 | 0 | 0 | 0 | 0.00011968 | 0 | 0 | 0 | 0
5 | 22 | 13 | 0 | 0 | 0 | 0 | 0.00012156 | 0 | 0 | 0 | 0
5 | 22 | 14 | 0 | 0 | 0 | 0 | 0.00012344 | 0 | 0 | 0 | 0
5 | 22 | 15 | 0 | 0 | 0 | 0 | 0.00012444 | 0 | 0 | 0 | 0
5 | 22 | 16 | 0 | 0 | 0 | 0 | 0.00012423 | 0 | 0 | 0 | 0
5 | 22 | 17 | 141.5984 | 151.5027 | 151.5027 | 151.5027 | 0.00012476 | 0 | 0 | 0 | 0
5 | 22 | 18 | 141.5984 | 151.5027 | 151.5027 | 151.5027 | 0.00012386 | 0 | 0 | 0 | 0
5 | 22 | 19 | 141.5984 | 151.5027 | 151.5027 | 151.5027 | 0.00012099 | 0 | 0 | 0 | 0
5 | 22 | 20 | 141.5984 | 151.5027 | 151.5027 | 151.5027 | 0.00012062 | 0 | 0 | 0 | 0
5 | 22 | 21 | 141.5984 | 151.5027 | 151.5027 | 151.5027 | 0.00012517 | 0 | 0 | 0 | 0
5 | 22 | 22 | 141.5984 | 151.5027 | 151.5027 | 151.5027 | 0.00011914 | 0 | 0 | 0 | 0
5 | 22 | 23 | 0 | 0 | 0 | 0 | 0.0001056 | 0 | 0 | 0 | 0
5 | 22 | 24 | 0 | 0 | 0 | 0 | 9.2657e-05 | 0 | 0 | 0 | 0
5 | 23 | 1 | 0 | 0 | 0 | 0 | 8.4878e-05 | 0 | 0 | 0 | 0
5 | 23 | 2 | 0 | 0 | 0 | 0 | 8.0376e-05 | 0 | 0 | 0 | 0
5 | 23 | 3 | 0 | 0 | 0 | 0 | 7.771e-05 | 0 | 0 | 0 | 0
5 | 23 | 4 | 0 | 0 | 0 | 0 | 7.6945e-05 | 0 | 0 | 0 | 0
5 | 23 | 5 | 0 | 0 | 0 | 0 | 7.7533e-05 | 0 | 0 | 0 | 0
5 | 23 | 6 | 0 | 0 | 0 | 0 | 8.275e-05 | 0 | 0 | 0 | 0
5 | 23 | 7 | 0 | 0 | 0 | 0 | 9.3402e-05 | 0 | 0 | 0 | 0
5 | 23 | 8 | 0 | 0 | 0 | 0 | 0.00010329 | 0 | 0 | 0 | 0
5 | 23 | 9 | 0 | 0 | 0 | 0 | 0.00010769 | 0 | 0 | 0 | 0
5 | 23 | 10 | 0 | 0 | 0 | 0 | 0.00011234 | 0 | 0 | 0 | 0
5 | 23 | 11 | 0 | 0 | 0 | 0 | 0.00011635 | 0 | 0 | 0 | 0
5 | 23 | 12 | 0 | 0 | 0 | 0 | 0.00011869 | 0 | 0 | 0 | 0
5 | 23 | 13 | 0 | 0 | 0 | 0 | 0.00012018 | 0 | 0 | 0 | 0
5 | 23 | 14 | 0 | 0 | 0 | 0 | 0.00012179 | 0 | 0 | 0 | 0
5 | 23 | 15 | 0 | 0 | 0 | 0 | 0.00012334 | 0 | 0 | 0 | 0
5 | 23 | 16 | 0 | 0 | 0 | 0 | 0.00012369 | 0 | 0 | 0 | 0
5 | 23 | 17 | 141.5984 | 151.5027 | 151.5027 | 151.5027 | 0.0001234 | 0 | 0 | 0 | 0
5 | 23 | 18 | 141.5984 | 151.5027 | 151.5027 | 151.5027 | 0.00012248 | 0 | 0 | 0 | 0
5 | 23 | 19 | 141.5984 | 151.5027 | 151.5027 | 151.5027 | 0.00011986 | 0 | 0 | 0 | 0
5 | 23 | 20 | 141.5984 | 151.5027 | 151.5027 | 151.5027 | 0.00011899 | 0 | 0 | 0 | 0
5 | 23 | 21 | 141.5984 | 151.5027 | 151.5027 | 151.5027 | 0.00012368 | 0 | 0 | 0 | 0
5 | 23 | 22 | 141.5984 | 151.5027 | 151.5027 | 151.5027 | 0.00011876 | 0 | 0 | 0 | 0
5 | 23 | 23 | 0 | 0 | 0 | 0 | 0.00010649 | 0 | 0 | 0 | 0
5 | 23 | 24 | 0 | 0 | 0 | 0 | 9.3823e-05 | 0 | 0 | 0 | 0
5 | 24 | 1 | 0 | 0 | 0 | 0 | 8.5559e-05 | 0 | 0 | 0 | 0
5 | 24 | 2 | 0 | 0 | 0 | 0 | 8.1113e-05 | 0 | 0 | 0 | 0
5 | 24 | 3 | 0 | 0 | 0 | 0 | 7.8646e-05 | 0 | 0 | 0 | 0
5 | 24 | 4 | 0 | 0 | 0 | 0 | 7.7915e-05 | 0 | 0 | 0 | 0
5 | 24 | 5 | 0 | 0 | 0 | 0 | 7.841e-05 | 0 | 0 | 0 | 0
5 | 24 | 6 | 0 | 0 | 0 | 0 | 8.3872e-05 | 0 | 0 | 0 | 0
5 | 24 | 7 | 0 | 0 | 0 | 0 | 9.4782e-05 | 0 | 0 | 0 | 0
5 | 24 | 8 | 0 | 0 | 0 | 0 | 0.00010439 | 0 | 0 | 0 | 0
5 | 24 | 9 | 0 | 0 | 0 | 0 | 0.00010935 | 0 | 0 | 0 | 0
5 | 24 | 10 | 0 | 0 | 0 | 0 | 0.00011407 | 0 | 0 | 0 | 0
5 | 24 | 11 | 0 | 0 | 0 | 0 | 0.00011819 | 0 | 0 | 0 | 0
5 | 24 | 12 | 0 | 0 | 0 | 0 | 0.00012103 | 0 | 0 | 0 | 0
5 | 24 | 13 | 0 | 0 | 0 | 0 | 0.00012204 | 0 | 0 | 0 | 0
5 | 24 | 14 | 0 | 0 | 0 | 0 | 0.0001244 | 0 | 0 | 0 | 0
5 | 24 | 15 | 0 | 0 | 0 | 0 | 0.00012544 | 0 | 0 | 0 | 0
5 | 24 | 16 | 0 | 0 | 0 | 0 | 0.0001253 | 0 | 0 | 0 | 0
5 | 24 | 17 | 141.5984 | 151.5027 | 151.5027 | 151.5027 | 0.00012551 | 0 | 0 | 0 | 0
5 | 24 | 18 | 141.5984 | 151.5027 | 151.5027 | 151.5027 | 0.00012402 | 0 | 0 | 0 | 0
5 | 24 | 19 | 141.5984 | 151.5027 | 151.5027 | 151.5027 | 0.00012068 | 0 | 0 | 0 | 0
5 | 24 | 20 | 141.5984 | 151.5027 | 151.5027 | 151.5027 | 0.00011994 | 0 | 0 | 0 | 0
5 | 24 | 21 | 141.5984 | 151.5027 | 151.5027 | 151.5027 | 0.00012446 | 0 | 0 | 0 | 0
5 | 24 | 22 | 141.5984 | 151.5027 | 151.5027 | 151.5027 | 0.00011995 | 0 | 0 | 0 | 0
5 | 24 | 23 | 0 | 0 | 0 | 0 | 0.00010691 | 0 | 0 | 0 | 0
5 | 24 | 24 | 0 | 0 | 0 | 0 | 9.4647e-05 | 0 | 0 | 0 | 0
5 | 25 | 1 | 0 | 0 | 0 | 0 | 8.6232e-05 | 0 | 0 | 0 | 0
5 | 25 | 2 | 0 | 0 | 0 | 0 | 8.1379e-05 | 0 | 0 | 0 | 0
5 | 25 | 3 | 0 | 0 | 0 | 0 | 7.867e-05 | 0 | 0 | 0 | 0
5 | 25 | 4 | 0 | 0 | 0 | 0 | 7.7808e-05 | 0 | 0 | 0 | 0
5 | 25 | 5 | 0 | 0 | 0 | 0 | 7.8223e-05 | 0 | 0 | 0 | 0
5 | 25 | 6 | 0 | 0 | 0 | 0 | 8.3079e-05 | 0 | 0 | 0 | 0
5 | 25 | 7 | 0 | 0 | 0 | 0 | 9.3387e-05 | 0 | 0 | 0 | 0
5 | 25 | 8 | 0 | 0 | 0 | 0 | 0.00010308 | 0 | 0 | 0 | 0
5 | 25 | 9 | 0 | 0 | 0 | 0 | 0.00010888 | 0 | 0 | 0 | 0
5 | 25 | 10 | 0 | 0 | 0 | 0 | 0.00011413 | 0 | 0 | 0 | 0
5 | 25 | 11 | 0 | 0 | 0 | 0 | 0.00011808 | 0 | 0 | 0 | 0
5 | 25 | 12 | 0 | 0 | 0 | 0 | 0.00012089 | 0 | 0 | 0 | 0
5 | 25 | 13 | 0 | 0 | 0 | 0 | 0.0001222 | 0 | 0 | 0 | 0
5 | 25 | 14 | 0 | 0 | 0 | 0 | 0.0001239 | 0 | 0 | 0 | 0
5 | 25 | 15 | 0 | 0 | 0 | 0 | 0.0001251 | 0 | 0 | 0 | 0
5 | 25 | 16 | 0 | 0 | 0 | 0 | 0.00012549 | 0 | 0 | 0 | 0
5 | 25 | 17 | 141.5984 | 151.5027 | 151.5027 | 151.5027 | 0.00012529 | 0 | 0 | 0 | 0
5 | 25 | 18 | 141.5984 | 151.5027 | 151.5027 | 151.5027 | 0.00012363 | 0 | 0 | 0 | 0
5 | 25 | 19 | 141.5984 | 151.5027 | 151.5027 | 151.5027 | 0.00011993 | 0 | 0 | 0 | 0
5 | 25 | 20 | 141.5984 | 151.5027 | 151.5027 | 151.5027 | 0.0001176 | 0 | 0 | 0 | 0
5 | 25 | 21 | 141.5984 | 151.5027 | 151.5027 | 151.5027 | 0.00012134 | 0 | 0 | 0 | 0
5 | 25 | 22 | 141.5984 | 151.5027 | 151.5027 | 151.5027 | 0.00011836 | 0 | 0 | 0 | 0
5 | 25 | 23 | 0 | 0 | 0 | 0 | 0.0001071 | 0 | 0 | 0 | 0
5 | 25 | 24 | 0 | 0 | 0 | 0 | 9.5722e-05 | 0 | 0 | 0 | 0
5 | 26 | 1 | 0 | 0 | 0 | 0 | 8.706e-05 | 0 | 0 | 0 | 0
5 | 26 | 2 | 0 | 0 | 0 | 0 | 8.1633e-05 | 0 | 0 | 0 | 0
5 | 26 | 3 | 0 | 0 | 0 | 0 | 7.8582e-05 | 0 | 0 | 0 | 0
5 | 26 | 4 | 0 | 0 | 0 | 0 | 7.6853e-05 | 0 | 0 | 0 | 0
5 | 26 | 5 | 0 | 0 | 0 | 0 | 7.6032e-05 | 0 | 0 | 0 | 0
5 | 26 | 6 | 0 | 0 | 0 | 0 | 7.7478e-05 | 0 | 0 | 0 | 0
5 | 26 | 7 | 0 | 0 | 0 | 0 | 8.0839e-05 | 0 | 0 | 0 | 0
5 | 26 | 8 | 0 | 0 | 0 | 0 | 8.6684e-05 | 0 | 0 | 0 | 0
5 | 26 | 9 | 0 | 0 | 0 | 0 | 9.391e-05 | 0 | 0 | 0 | 0
5 | 26 | 10 | 0 | 0 | 0 | 0 | 0.00010026 | 0 | 0 | 0 | 0
5 | 26 | 11 | 0 | 0 | 0 | 0 | 0.00010484 | 0 | 0 | 0 | 0
5 | 26 | 12 | 0 | 0 | 0 | 0 | 0.00010711 | 0 | 0 | 0 | 0
5 | 26 | 13 | 0 | 0 | 0 | 0 | 0.00010918 | 0 | 0 | 0 | 0
5 | 26 | 14 | 0 | 0 | 0 | 0 | 0.00011004 | 0 | 0 | 0 | 0
5 | 26 | 15 | 0 | 0 | 0 | 0 | 0.00011149 | 0 | 0 | 0 | 0
5 | 26 | 16 | 0 | 0 | 0 | 0 | 0.00011236 | 0 | 0 | 0 | 0
5 | 26 | 17 | 141.5984 | 151.5027 | 151.5027 | 151.5027 | 0.00011325 | 0 | 0 | 0 | 0
5 | 26 | 18 | 141.5984 | 151.5027 | 151.5027 | 151.5027 | 0.00011401 | 0 | 0 | 0 | 0
5 | 26 | 19 | 141.5984 | 151.5027 | 151.5027 | 151.5027 | 0.00011353 | 0 | 0 | 0 | 0
5 | 26 | 20 | 141.5984 | 151.5027 | 151.5027 | 151.5027 | 0.00011309 | 0 | 0 | 0 | 0
5 | 26 | 21 | 141.5984 | 151.5027 | 151.5027 | 151.5027 | 0.00011728 | 0 | 0 | 0 | 0
5 | 26 | 22 | 141.5984 | 151.5027 | 151.5027 | 151.5027 | 0.00011412 | 0 | 0 | 0 | 0
5 | 26 | 23 | 0 | 0 | 0 | 0 | 0.00010458 | 0 | 0 | 0 | 0
5 | 26 | 24 | 0 | 0 | 0 | 0 | 9.4353e-05 | 0 | 0 | 0 | 0
5 | 27 | 1 | 0 | 0 | 0 | 0 | 8.6198e-05 | 0 | 0 | 0 | 0
5 | 27 | 2 | 0 | 0 | 0 | 0 | 8.0765e-05 | 0 | 0 | 0 | 0
5 | 27 | 3 | 0 | 0 | 0 | 0 | 7.763e-05 | 0 | 0 | 0 | 0
5 | 27 | 4 | 0 | 0 | 0 | 0 | 7.6055e-05 | 0 | 0 | 0 | 0
5 | 27 | 5 | 0 | 0 | 0 | 0 | 7.487e-05 | 0 | 0 | 0 | 0
5 | 27 | 6 | 0 | 0 | 0 | 0 | 7.5603e-05 | 0 | 0 | 0 | 0
5 | 27 | 7 | 0 | 0 | 0 | 0 | 7.7747e-05 | 0 | 0 | 0 | 0
5 | 27 | 8 | 0 | 0 | 0 | 0 | 8.2594e-05 | 0 | 0 | 0 | 0
5 | 27 | 9 | 0 | 0 | 0 | 0 | 8.9394e-05 | 0 | 0 | 0 | 0
5 | 27 | 10 | 0 | 0 | 0 | 0 | 9.5812e-05 | 0 | 0 | 0 | 0
5 | 27 | 11 | 0 | 0 | 0 | 0 | 0.00010013 | 0 | 0 | 0 | 0
5 | 27 | 12 | 0 | 0 | 0 | 0 | 0.00010309 | 0 | 0 | 0 | 0
5 | 27 | 13 | 0 | 0 | 0 | 0 | 0.00010544 | 0 | 0 | 0 | 0
5 | 27 | 14 | 0 | 0 | 0 | 0 | 0.00010671 | 0 | 0 | 0 | 0
5 | 27 | 15 | 0 | 0 | 0 | 0 | 0.00010838 | 0 | 0 | 0 | 0
5 | 27 | 16 | 0 | 0 | 0 | 0 | 0.0001091 | 0 | 0 | 0 | 0
5 | 27 | 17 | 141.5984 | 151.5027 | 151.5027 | 151.5027 | 0.00011121 | 0 | 0 | 0 | 0
5 | 27 | 18 | 141.5984 | 151.5027 | 151.5027 | 151.5027 | 0.00011337 | 0 | 0 | 0 | 0
5 | 27 | 19 | 141.5984 | 151.5027 | 151.5027 | 151.5027 | 0.00011331 | 0 | 0 | 0 | 0
5 | 27 | 20 | 141.5984 | 151.5027 | 151.5027 | 151.5027 | 0.00011373 | 0 | 0 | 0 | 0
5 | 27 | 21 | 141.5984 | 151.5027 | 151.5027 | 151.5027 | 0.00011884 | 0 | 0 | 0 | 0
5 | 27 | 22 | 141.5984 | 151.5027 | 151.5027 | 151.5027 | 0.00011575 | 0 | 0 | 0 | 0
5 | 27 | 23 | 0 | 0 | 0 | 0 | 0.00010395 | 0 | 0 | 0 | 0
5 | 27 | 24 | 0 | 0 | 0 | 0 | 9.2464e-05 | 0 | 0 | 0 | 0
5 | 28 | 1 | 0 | 0 | 0 | 0 | 8.4038e-05 | 0 | 0 | 0 | 0
5 | 28 | 2 | 0 | 0 | 0 | 0 | 7.9466e-05 | 0 | 0 | 0 | 0
5 | 28 | 3 | 0 | 0 | 0 | 0 | 7.6927e-05 | 0 | 0 | 0 | 0
5 | 28 | 4 | 0 | 0 | 0 | 0 | 7.633e-05 | 0 | 0 | 0 | 0
5 | 28 | 5 | 0 | 0 | 0 | 0 | 7.6758e-05 | 0 | 0 | 0 | 0
5 | 28 | 6 | 0 | 0 | 0 | 0 | 8.132e-05 | 0 | 0 | 0 | 0
5 | 28 | 7 | 0 | 0 | 0 | 0 | 9.0648e-05 | 0 | 0 | 0 | 0
5 | 28 | 8 | 0 | 0 | 0 | 0 | 9.982e-05 | 0 | 0 | 0 | 0
5 | 28 | 9 | 0 | 0 | 0 | 0 | 0.00010516 | 0 | 0 | 0 | 0
5 | 28 | 10 | 0 | 0 | 0 | 0 | 0.00011104 | 0 | 0 | 0 | 0
5 | 28 | 11 | 0 | 0 | 0 | 0 | 0.00011576 | 0 | 0 | 0 | 0
5 | 28 | 12 | 0 | 0 | 0 | 0 | 0.00011832 | 0 | 0 | 0 | 0
5 | 28 | 13 | 0 | 0 | 0 | 0 | 0.00012063 | 0 | 0 | 0 | 0
5 | 28 | 14 | 0 | 0 | 0 | 0 | 0.00012215 | 0 | 0 | 0 | 0
5 | 28 | 15 | 0 | 0 | 0 | 0 | 0.00012299 | 0 | 0 | 0 | 0
5 | 28 | 16 | 0 | 0 | 0 | 0 | 0.00012327 | 0 | 0 | 0 | 0
5 | 28 | 17 | 141.5984 | 151.5027 | 151.5027 | 151.5027 | 0.00012302 | 0 | 0 | 0 | 0
5 | 28 | 18 | 141.5984 | 151.5027 | 151.5027 | 151.5027 | 0.00012299 | 0 | 0 | 0 | 0
5 | 28 | 19 | 141.5984 | 151.5027 | 151.5027 | 151.5027 | 0.00012066 | 0 | 0 | 0 | 0
5 | 28 | 20 | 141.5984 | 151.5027 | 151.5027 | 151.5027 | 0.00012015 | 0 | 0 | 0 | 0
5 | 28 | 21 | 141.5984 | 151.5027 | 151.5027 | 151.5027 | 0.00012379 | 0 | 0 | 0 | 0
5 | 28 | 22 | 141.5984 | 151.5027 | 151.5027 | 151.5027 | 0.00011885 | 0 | 0 | 0 | 0
5 | 28 | 23 | 0 | 0 | 0 | 0 | 0.00010589 | 0 | 0 | 0 | 0
5 | 28 | 24 | 0 | 0 | 0 | 0 | 9.3489e-05 | 0 | 0 | 0 | 0
5 | 29 | 1 | 0 | 0 | 0 | 0 | 8.417e-05 | 0 | 0 | 0 | 0
5 | 29 | 2 | 0 | 0 | 0 | 0 | 7.9726e-05 | 0 | 0 | 0 | 0
5 | 29 | 3 | 0 | 0 | 0 | 0 | 7.7418e-05 | 0 | 0 | 0 | 0
5 | 29 | 4 | 0 | 0 | 0 | 0 | 7.662e-05 | 0 | 0 | 0 | 0
5 | 29 | 5 | 0 | 0 | 0 | 0 | 7.696e-05 | 0 | 0 | 0 | 0
5 | 29 | 6 | 0 | 0 | 0 | 0 | 8.2316e-05 | 0 | 0 | 0 | 0
5 | 29 | 7 | 0 | 0 | 0 | 0 | 9.3166e-05 | 0 | 0 | 0 | 0
5 | 29 | 8 | 0 | 0 | 0 | 0 | 0.00010289 | 0 | 0 | 0 | 0
5 | 29 | 9 | 0 | 0 | 0 | 0 | 0.00010799 | 0 | 0 | 0 | 0
5 | 29 | 10 | 0 | 0 | 0 | 0 | 0.00011285 | 0 | 0 | 0 | 0
5 | 29 | 11 | 0 | 0 | 0 | 0 | 0.00011756 | 0 | 0 | 0 | 0
5 | 29 | 12 | 0 | 0 | 0 | 0 | 0.00011968 | 0 | 0 | 0 | 0
5 | 29 | 13 | 0 | 0 | 0 | 0 | 0.00012156 | 0 | 0 | 0 | 0
5 | 29 | 14 | 0 | 0 | 0 | 0 | 0.00012344 | 0 | 0 | 0 | 0
5 | 29 | 15 | 0 | 0 | 0 | 0 | 0.00012444 | 0 | 0 | 0 | 0
5 | 29 | 16 | 0 | 0 | 0 | 0 | 0.00012423 | 0 | 0 | 0 | 0
5 | 29 | 17 | 141.5984 | 151.5027 | 151.5027 | 151.5027 | 0.00012476 | 0 | 0 | 0 | 0
5 | 29 | 18 | 141.5984 | 151.5027 | 151.5027 | 151.5027 | 0.00012386 | 0 | 0 | 0 | 0
5 | 29 | 19 | 141.5984 | 151.5027 | 151.5027 | 151.5027 | 0.00012099 | 0 | 0 | 0 | 0
5 | 29 | 20 | 141.5984 | 151.5027 | 151.5027 | 151.5027 | 0.00012062 | 0 | 0 | 0 | 0
5 | 29 | 21 | 141.5984 | 151.5027 | 151.5027 | 151.5027 | 0.00012517 | 0 | 0 | 0 | 0
5 | 29 | 22 | 141.5984 | 151.5027 | 151.5027 | 151.5027 | 0.00011914 | 0 | 0 | 0 | 0
5 | 29 | 23 | 0 | 0 | 0 | 0 | 0.0001056 | 0 | 0 | 0 | 0
5 | 29 | 24 | 0 | 0 | 0 | 0 | 9.2657e-05 | 0 | 0 | 0 | 0
5 | 30 | 1 | 0 | 0 | 0 | 0 | 8.4878e-05 | 0 | 0 | 0 | 0
5 | 30 | 2 | 0 | 0 | 0 | 0 | 8.0376e-05 | 0 | 0 | 0 | 0
5 | 30 | 3 | 0 | 0 | 0 | 0 | 7.771e-05 | 0 | 0 | 0 | 0
5 | 30 | 4 | 0 | 0 | 0 | 0 | 7.6945e-05 | 0 | 0 | 0 | 0
5 | 30 | 5 | 0 | 0 | 0 | 0 | 7.7533e-05 | 0 | 0 | 0 | 0
5 | 30 | 6 | 0 | 0 | 0 | 0 | 8.275e-05 | 0 | 0 | 0 | 0
5 | 30 | 7 | 0 | 0 | 0 | 0 | 9.3402e-05 | 0 | 0 | 0 | 0
5 | 30 | 8 | 0 | 0 | 0 | 0 | 0.00010329 | 0 | 0 | 0 | 0
5 | 30 | 9 | 0 | 0 | 0 | 0 | 0.00010769 | 0 | 0 | 0 | 0
5 | 30 | 10 | 0 | 0 | 0 | 0 | 0.00011234 | 0 | 0 | 0 | 0
5 | 30 | 11 | 0 | 0 | 0 | 0 | 0.00011635 | 0 | 0 | 0 | 0
5 | 30 | 12 | 0 | 0 | 0 | 0 | 0.00011869 | 0 | 0 | 0 | 0
5 | 30 | 13 | 0 | 0 | 0 | 0 | 0.00012018 | 0 | 0 | 0 | 0
5 | 30 | 14 | 0 | 0 | 0 | 0 | 0.00012179 | 0 | 0 | 0 | 0
5 | 30 | 15 | 0 | 0 | 0 | 0 | 0.00012334 | 0 | 0 | 0 | 0
5 | 30 | 16 | 0 | 0 | 0 | 0 | 0.00012369 | 0 | 0 | 0 | 0
5 | 30 | 17 | 141.5984 | 151.5027 | 151.5027 | 151.5027 | 0.0001234 | 0 | 0 | 0 | 0
5 | 30 | 18 | 141.5984 | 151.5027 | 151.5027 | 151.5027 | 0.00012248 | 0 | 0 | 0 | 0
5 | 30 | 19 | 141.5984 | 151.5027 | 151.5027 | 151.5027 | 0.00011986 | 0 | 0 | 0 | 0
5 | 30 | 20 | 141.5984 | 151.5027 | 151.5027 | 151.5027 | 0.00011899 | 0 | 0 | 0 | 0
5 | 30 | 21 | 141.5984 | 151.5027 | 151.5027 | 151.5027 | 0.00012368 | 0 | 0 | 0 | 0
5 | 30 | 22 | 141.5984 | 151.5027 | 151.5027 | 151.5027 | 0.00011876 | 0 | 0 | 0 | 0
5 | 30 | 23 | 0 | 0 | 0 | 0 | 0.00010649 | 0 | 0 | 0 | 0
5 | 30 | 24 | 0 | 0 | 0 | 0 | 9.3823e-05 | 0 | 0 | 0 | 0
5 | 31 | 1 | 0 | 0 | 0 | 0 | 8.5559e-05 | 0 | 0 | 0 | 0
5 | 31 | 2 | 0 | 0 | 0 | 0 | 8.1113e-05 | 0 | 0 | 0 | 0
5 | 31 | 3 | 0 | 0 | 0 | 0 | 7.8646e-05 | 0 | 0 | 0 | 0
5 | 31 | 4 | 0 | 0 | 0 | 0 | 7.7915e-05 | 0 | 0 | 0 | 0
5 | 31 | 5 | 0 | 0 | 0 | 0 | 7.841e-05 | 0 | 0 | 0 | 0
5 | 31 | 6 | 0 | 0 | 0 | 0 | 8.3872e-05 | 0 | 0 | 0 | 0
5 | 31 | 7 | 0 | 0 | 0 | 0 | 9.4782e-05 | 0 | 0 | 0 | 0
5 | 31 | 8 | 0 | 0 | 0 | 0 | 0.00010439 | 0 | 0 | 0 | 0
5 | 31 | 9 | 0 | 0 | 0 | 0 | 0.00010935 | 0 | 0 | 0 | 0
5 | 31 | 10 | 0 | 0 | 0 | 0 | 0.00011407 | 0 | 0 | 0 | 0
5 | 31 | 11 | 0 | 0 | 0 | 0 | 0.00011819 | 0 | 0 | 0 | 0
5 | 31 | 12 | 0 | 0 | 0 | 0 | 0.00012103 | 0 | 0 | 0 | 0
5 | 31 | 13 | 0 | 0 | 0 | 0 | 0.00012204 | 0 | 0 | 0 | 0
5 | 31 | 14 | 0 | 0 | 0 | 0 | 0.0001244 | 0 | 0 | 0 | 0
5 | 31 | 15 | 0 | 0 | 0 | 0 | 0.00012544 | 0 | 0 | 0 | 0
5 | 31 | 16 | 0 | 0 | 0 | 0 | 0.0001253 | 0 | 0 | 0 | 0
5 | 31 | 17 | 141.5984 | 151.5027 | 151.5027 | 151.5027 | 0.00012551 | 0 | 0 | 0 | 0
5 | 31 | 18 | 141.5984 | 151.5027 | 151.5027 | 151.5027 | 0.00012402 | 0 | 0 | 0 | 0
5 | 31 | 19 | 141.5984 | 151.5027 | 151.5027 | 151.5027 | 0.00012068 | 0 | 0 | 0 | 0
5 | 31 | 20 | 141.5984 | 151.5027 | 151.5027 | 151.5027 | 0.00011994 | 0 | 0 | 0 | 0
5 | 31 | 21 | 141.5984 | 151.5027 | 151.5027 | 151.5027 | 0.00012446 | 0 | 0 | 0 | 0
5 | 31 | 22 | 141.5984 | 151.5027 | 151.5027 | 151.5027 | 0.00011995 | 0 | 0 | 0 | 0
5 | 31 | 23 | 0 | 0 | 0 | 0 | 0.00010691 | 0 | 0 | 0 | 0
5 | 31 | 24 | 0 | 0 | 0 | 0 | 9.4647e-05 | 0 | 0 | 0 | 0
6 | 1 | 1 | 0 | 0 | 0 | 0 | 9.4006e-05 | 0 | 0 | 0 | 0
6 | 1 | 2 | 0 | 0 | 0 | 0 | 8.7527e-05 | 0 | 0 | 0 | 0
6 | 1 | 3 | 0 | 0 | 0 | 0 | 8.3827e-05 | 0 | 0 | 0 | 0
6 | 1 | 4 | 0 | 0 | 0 | 0 | 8.2378e-05 | 0 | 0 | 0 | 0
6 | 1 | 5 | 0 | 0 | 0 | 0 | 8.1648e-05 | 0 | 0 | 0 | 0
6 | 1 | 6 | 0 | 0 | 0 | 0 | 8.581e-05 | 0 | 0 | 0 | 0
6 | 1 | 7 | 0 | 0 | 0 | 0 | 9.3884e-05 | 0 | 0 | 0 | 0
6 | 1 | 8 | 0 | 0 | 0 | 0 | 0.00010373 | 0 | 0 | 0 | 0
6 | 1 | 9 | 0 | 0 | 0 | 0 | 0.00011289 | 0 | 0 | 0 | 0
6 | 1 | 10 | 0 | 0 | 0 | 0 | 0.00011967 | 0 | 0 | 0 | 0
6 | 1 | 11 | 0 | 0 | 0 | 0 | 0.00012602 | 0 | 0 | 0 | 0
6 | 1 | 12 | 0 | 0 | 0 | 0 | 0.00013092 | 0 | 0 | 0 | 0
6 | 1 | 13 | 0 | 0 | 0 | 0 | 0.00013456 | 0 | 0 | 0 | 0
6 | 1 | 14 | 0 | 0 | 0 | 0 | 0.00013933 | 0 | 0 | 0 | 0
6 | 1 | 15 | 0 | 0 | 0 | 0 | 0.00014337 | 0 | 0 | 0 | 0
6 | 1 | 16 | 0 | 0 | 0 | 0 | 0.00014613 | 0 | 0 | 0 | 0
6 | 1 | 17 | 141.5984 | 151.5027 | 151.5027 | 151.5027 | 0.00014735 | 0 | 0 | 0 | 0
6 | 1 | 18 | 141.5984 | 151.5027 | 151.5027 | 151.5027 | 0.00014578 | 0 | 0 | 0 | 0
6 | 1 | 19 | 141.5984 | 151.5027 | 151.5027 | 151.5027 | 0.00014064 | 0 | 0 | 0 | 0
6 | 1 | 20 | 141.5984 | 151.5027 | 151.5027 | 151.5027 | 0.0001368 | 0 | 0 | 0 | 0
6 | 1 | 21 | 141.5984 | 151.5027 | 151.5027 | 151.5027 | 0.00013422 | 0 | 0 | 0 | 0
6 | 1 | 22 | 141.5984 | 151.5027 | 151.5027 | 151.5027 | 0.00013058 | 0 | 0 | 0 | 0
6 | 1 | 23 | 0 | 0 | 0 | 0 | 0.00011886 | 0 | 0 | 0 | 0
6 | 1 | 24 | 0 | 0 | 0 | 0 | 0.00010621 | 0 | 0 | 0 | 0
6 | 2 | 1 | 0 | 0 | 0 | 0 | 9.6027e-05 | 0 | 0 | 0 | 0
6 | 2 | 2 | 0 | 0 | 0 | 0 | 8.9406e-05 | 0 | 0 | 0 | 0
6 | 2 | 3 | 0 | 0 | 0 | 0 | 8.5207e-05 | 0 | 0 | 0 | 0
6 | 2 | 4 | 0 | 0 | 0 | 0 | 8.2658e-05 | 0 | 0 | 0 | 0
6 | 2 | 5 | 0 | 0 | 0 | 0 | 8.0549e-05 | 0 | 0 | 0 | 0
6 | 2 | 6 | 0 | 0 | 0 | 0 | 8.1389e-05 | 0 | 0 | 0 | 0
6 | 2 | 7 | 0 | 0 | 0 | 0 | 8.4313e-05 | 0 | 0 | 0 | 0
6 | 2 | 8 | 0 | 0 | 0 | 0 | 9.0492e-05 | 0 | 0 | 0 | 0
6 | 2 | 9 | 0 | 0 | 0 | 0 | 9.8489e-05 | 0 | 0 | 0 | 0
6 | 2 | 10 | 0 | 0 | 0 | 0 | 0.00010673 | 0 | 0 | 0 | 0
6 | 2 | 11 | 0 | 0 | 0 | 0 | 0.00011406 | 0 | 0 | 0 | 0
6 | 2 | 12 | 0 | 0 | 0 | 0 | 0.00011905 | 0 | 0 | 0 | 0
6 | 2 | 13 | 0 | 0 | 0 | 0 | 0.00012439 | 0 | 0 | 0 | 0
6 | 2 | 14 | 0 | 0 | 0 | 0 | 0.00012885 | 0 | 0 | 0 | 0
6 | 2 | 15 | 0 | 0 | 0 | 0 | 0.00013307 | 0 | 0 | 0 | 0
6 | 2 | 16 | 0 | 0 | 0 | 0 | 0.00013595 | 0 | 0 | 0 | 0
6 | 2 | 17 | 141.5984 | 151.5027 | 151.5027 | 151.5027 | 0.00013776 | 0 | 0 | 0 | 0
6 | 2 | 18 | 141.5984 | 151.5027 | 151.5027 | 151.5027 | 0.00013821 | 0 | 0 | 0 | 0
6 | 2 | 19 | 141.5984 | 151.5027 | 151.5027 | 151.5027 | 0.0001373 | 0 | 0 | 0 | 0
6 | 2 | 20 | 141.5984 | 151.5027 | 151.5027 | 151.5027 | 0.00013356 | 0 | 0 | 0 | 0
6 | 2 | 21 | 141.5984 | 151.5027 | 151.5027 | 151.5027 | 0.00013166 | 0 | 0 | 0 | 0
6 | 2 | 22 | 141.5984 | 151.5027 | 151.5027 | 151.5027 | 0.00012847 | 0 | 0 | 0 | 0
6 | 2 | 23 | 0 | 0 | 0 | 0 | 0.00011743 | 0 | 0 | 0 | 0
6 | 2 | 24 | 0 | 0 | 0 | 0 | 0.00010546 | 0 | 0 | 0 | 0
6 | 3 | 1 | 0 | 0 | 0 | 0 | 9.5975e-05 | 0 | 0 | 0 | 0
6 | 3 | 2 | 0 | 0 | 0 | 0 | 8.8929e-05 | 0 | 0 | 0 | 0
6 | 3 | 3 | 0 | 0 | 0 | 0 | 8.4792e-05 | 0 | 0 | 0 | 0
6 | 3 | 4 | 0 | 0 | 0 | 0 | 8.1637e-05 | 0 | 0 | 0 | 0
6 | 3 | 5 | 0 | 0 | 0 | 0 | 7.9343e-05 | 0 | 0 | 0 | 0
6 | 3 | 6 | 0 | 0 | 0 | 0 | 7.9326e-05 | 0 | 0 | 0 | 0
6 | 3 | 7 | 0 | 0 | 0 | 0 | 8.1163e-05 | 0 | 0 | 0 | 0
6 | 3 | 8 | 0 | 0 | 0 | 0 | 8.6382e-05 | 0 | 0 | 0 | 0
6 | 3 | 9 | 0 | 0 | 0 | 0 | 9.3843e-05 | 0 | 0 | 0 | 0
6 | 3 | 10 | 0 | 0 | 0 | 0 | 0.0001019 | 0 | 0 | 0 | 0
6 | 3 | 11 | 0 | 0 | 0 | 0 | 0.00010964 | 0 | 0 | 0 | 0
6 | 3 | 12 | 0 | 0 | 0 | 0 | 0.00011531 | 0 | 0 | 0 | 0
6 | 3 | 13 | 0 | 0 | 0 | 0 | 0.00012056 | 0 | 0 | 0 | 0
6 | 3 | 14 | 0 | 0 | 0 | 0 | 0.00012485 | 0 | 0 | 0 | 0
6 | 3 | 15 | 0 | 0 | 0 | 0 | 0.0001292 | 0 | 0 | 0 | 0
6 | 3 | 16 | 0 | 0 | 0 | 0 | 0.000132 | 0 | 0 | 0 | 0
6 | 3 | 17 | 141.5984 | 151.5027 | 151.5027 | 151.5027 | 0.00013502 | 0 | 0 | 0 | 0
6 | 3 | 18 | 141.5984 | 151.5027 | 151.5027 | 151.5027 | 0.00013701 | 0 | 0 | 0 | 0
6 | 3 | 19 | 141.5984 | 151.5027 | 151.5027 | 151.5027 | 0.00013628 | 0 | 0 | 0 | 0
6 | 3 | 20 | 141.5984 | 151.5027 | 151.5027 | 151.5027 | 0.0001328 | 0 | 0 | 0 | 0
6 | 3 | 21 | 141.5984 | 151.5027 | 151.5027 | 151.5027 | 0.00013186 | 0 | 0 | 0 | 0
6 | 3 | 22 | 141.5984 | 151.5027 | 151.5027 | 151.5027 | 0.00012976 | 0 | 0 | 0 | 0
6 | 3 | 23 | 0 | 0 | 0 | 0 | 0.0001177 | 0 | 0 | 0 | 0
6 | 3 | 24 | 0 | 0 | 0 | 0 | 0.00010414 | 0 | 0 | 0 | 0
6 | 4 | 1 | 0 | 0 | 0 | 0 | 9.387e-05 | 0 | 0 | 0 | 0
6 | 4 | 2 | 0 | 0 | 0 | 0 | 8.789e-05 | 0 | 0 | 0 | 0
6 | 4 | 3 | 0 | 0 | 0 | 0 | 8.4162e-05 | 0 | 0 | 0 | 0
6 | 4 | 4 | 0 | 0 | 0 | 0 | 8.2611e-05 | 0 | 0 | 0 | 0
6 | 4 | 5 | 0 | 0 | 0 | 0 | 8.2434e-05 | 0 | 0 | 0 | 0
6 | 4 | 6 | 0 | 0 | 0 | 0 | 8.661e-05 | 0 | 0 | 0 | 0
6 | 4 | 7 | 0 | 0 | 0 | 0 | 9.4563e-05 | 0 | 0 | 0 | 0
6 | 4 | 8 | 0 | 0 | 0 | 0 | 0.00010482 | 0 | 0 | 0 | 0
6 | 4 | 9 | 0 | 0 | 0 | 0 | 0.0001143 | 0 | 0 | 0 | 0
6 | 4 | 10 | 0 | 0 | 0 | 0 | 0.00012192 | 0 | 0 | 0 | 0
6 | 4 | 11 | 0 | 0 | 0 | 0 | 0.00013011 | 0 | 0 | 0 | 0
6 | 4 | 12 | 0 | 0 | 0 | 0 | 0.00013611 | 0 | 0 | 0 | 0
6 | 4 | 13 | 0 | 0 | 0 | 0 | 0.00014129 | 0 | 0 | 0 | 0
6 | 4 | 14 | 0 | 0 | 0 | 0 | 0.00014716 | 0 | 0 | 0 | 0
6 | 4 | 15 | 0 | 0 | 0 | 0 | 0.00015063 | 0 | 0 | 0 | 0
6 | 4 | 16 | 0 | 0 | 0 | 0 | 0.00015321 | 0 | 0 | 0 | 0
6 | 4 | 17 | 141.5984 | 151.5027 | 151.5027 | 151.5027 | 0.00015435 | 0 | 0 | 0 | 0
6 | 4 | 18 | 141.5984 | 151.5027 | 151.5027 | 151.5027 | 0.00015301 | 0 | 0 | 0 | 0
6 | 4 | 19 | 141.5984 | 151.5027 | 151.5027 | 151.5027 | 0.00014916 | 0 | 0 | 0 | 0
6 | 4 | 20 | 141.5984 | 151.5027 | 151.5027 | 151.5027 | 0.00014459 | 0 | 0 | 0 | 0
6 | 4 | 21 | 141.5984 | 151.5027 | 151.5027 | 151.5027 | 0.00014159 | 0 | 0 | 0 | 0
6 | 4 | 22 | 141.5984 | 151.5027 | 151.5027 | 151.5027 | 0.00013576 | 0 | 0 | 0 | 0
6 | 4 | 23 | 0 | 0 | 0 | 0 | 0.00012164 | 0 | 0 | 0 | 0
6 | 4 | 24 | 0 | 0 | 0 | 0 | 0.00010688 | 0 | 0 | 0 | 0
6 | 5 | 1 | 0 | 0 | 0 | 0 | 9.4693e-05 | 0 | 0 | 0 | 0
6 | 5 | 2 | 0 | 0 | 0 | 0 | 8.8709e-05 | 0 | 0 | 0 | 0
6 | 5 | 3 | 0 | 0 | 0 | 0 | 8.4801e-05 | 0 | 0 | 0 | 0
6 | 5 | 4 | 0 | 0 | 0 | 0 | 8.323e-05 | 0 | 0 | 0 | 0
6 | 5 | 5 | 0 | 0 | 0 | 0 | 8.2531e-05 | 0 | 0 | 0 | 0
6 | 5 | 6 | 0 | 0 | 0 | 0 | 8.6607e-05 | 0 | 0 | 0 | 0
6 | 5 | 7 | 0 | 0 | 0 | 0 | 9.5326e-05 | 0 | 0 | 0 | 0
6 | 5 | 8 | 0 | 0 | 0 | 0 | 0.00010542 | 0 | 0 | 0 | 0
6 | 5 | 9 | 0 | 0 | 0 | 0 | 0.00011416 | 0 | 0 | 0 | 0
6 | 5 | 10 | 0 | 0 | 0 | 0 | 0.00012137 | 0 | 0 | 0 | 0
6 | 5 | 11 | 0 | 0 | 0 | 0 | 0.0001282 | 0 | 0 | 0 | 0
6 | 5 | 12 | 0 | 0 | 0 | 0 | 0.00013361 | 0 | 0 | 0 | 0
6 | 5 | 13 | 0 | 0 | 0 | 0 | 0.00013797 | 0 | 0 | 0 | 0
6 | 5 | 14 | 0 | 0 | 0 | 0 | 0.00014272 | 0 | 0 | 0 | 0
6 | 5 | 15 | 0 | 0 | 0 | 0 | 0.00014685 | 0 | 0 | 0 | 0
6 | 5 | 16 | 0 | 0 | 0 | 0 | 0.00014871 | 0 | 0 | 0 | 0
6 | 5 | 17 | 141.5984 | 151.5027 | 151.5027 | 151.5027 | 0.00014982 | 0 | 0 | 0 | 0
6 | 5 | 18 | 141.5984 | 151.5027 | 151.5027 | 151.5027 | 0.00014891 | 0 | 0 | 0 | 0
6 | 5 | 19 | 141.5984 | 151.5027 | 151.5027 | 151.5027 | 0.00014441 | 0 | 0 | 0 | 0
6 | 5 | 20 | 141.5984 | 151.5027 | 151.5027 | 151.5027 | 0.00014042 | 0 | 0 | 0 | 0
6 | 5 | 21 | 141.5984 | 151.5027 | 151.5027 | 151.5027 | 0.00013889 | 0 | 0 | 0 | 0
6 | 5 | 22 | 141.5984 | 151.5027 | 151.5027 | 151.5027 | 0.00013417 | 0 | 0 | 0 | 0
6 | 5 | 23 | 0 | 0 | 0 | 0 | 0.00011954 | 0 | 0 | 0 | 0
6 | 5 | 24 | 0 | 0 | 0 | 0 | 0.00010504 | 0 | 0 | 0 | 0
6 | 6 | 1 | 0 | 0 | 0 | 0 | 9.4954e-05 | 0 | 0 | 0 | 0
6 | 6 | 2 | 0 | 0 | 0 | 0 | 8.8584e-05 | 0 | 0 | 0 | 0
6 | 6 | 3 | 0 | 0 | 0 | 0 | 8.4734e-05 | 0 | 0 | 0 | 0
6 | 6 | 4 | 0 | 0 | 0 | 0 | 8.2777e-05 | 0 | 0 | 0 | 0
6 | 6 | 5 | 0 | 0 | 0 | 0 | 8.1893e-05 | 0 | 0 | 0 | 0
6 | 6 | 6 | 0 | 0 | 0 | 0 | 8.6124e-05 | 0 | 0 | 0 | 0
6 | 6 | 7 | 0 | 0 | 0 | 0 | 9.4292e-05 | 0 | 0 | 0 | 0
6 | 6 | 8 | 0 | 0 | 0 | 0 | 0.00010413 | 0 | 0 | 0 | 0
6 | 6 | 9 | 0 | 0 | 0 | 0 | 0.0001129 | 0 | 0 | 0 | 0
6 | 6 | 10 | 0 | 0 | 0 | 0 | 0.00011994 | 0 | 0 | 0 | 0
6 | 6 | 11 | 0 | 0 | 0 | 0 | 0.00012763 | 0 | 0 | 0 | 0
6 | 6 | 12 | 0 | 0 | 0 | 0 | 0.00013373 | 0 | 0 | 0 | 0
6 | 6 | 13 | 0 | 0 | 0 | 0 | 0.00013809 | 0 | 0 | 0 | 0
6 | 6 | 14 | 0 | 0 | 0 | 0 | 0.00014319 | 0 | 0 | 0 | 0
6 | 6 | 15 | 0 | 0 | 0 | 0 | 0.00014746 | 0 | 0 | 0 | 0
6 | 6 | 16 | 0 | 0 | 0 | 0 | 0.00014983 | 0 | 0 | 0 | 0
6 | 6 | 17 | 141.5984 | 151.5027 | 151.5027 | 151.5027 | 0.00015102 | 0 | 0 | 0 | 0
6 | 6 | 18 | 141.5984 | 151.5027 | 151.5027 | 151.5027 | 0.00014937 | 0 | 0 | 0 | 0
6 | 6 | 19 | 141.5984 | 151.5027 | 151.5027 | 151.5027 | 0.00014495 | 0 | 0 | 0 | 0
6 | 6 | 20 | 141.5984 | 151.5027 | 151.5027 | 151.5027 | 0.0001402 | 0 | 0 | 0 | 0
6 | 6 | 21 | 141.5984 | 151.5027 | 151.5027 | 151.5027 | 0.00013775 | 0 | 0 | 0 | 0
6 | 6 | 22 | 141.5984 | 151.5027 | 151.5027 | 151.5027 | 0.00013347 | 0 | 0 | 0 | 0
6 | 6 | 23 | 0 | 0 | 0 | 0 | 0.00011945 | 0 | 0 | 0 | 0
6 | 6 | 24 | 0 | 0 | 0 | 0 | 0.00010503 | 0 | 0 | 0 | 0
6 | 7 | 1 | 0 | 0 | 0 | 0 | 9.2749e-05 | 0 | 0 | 0 | 0
6 | 7 | 2 | 0 | 0 | 0 | 0 | 8.7084e-05 | 0 | 0 | 0 | 0
6 | 7 | 3 | 0 | 0 | 0 | 0 | 8.377e-05 | 0 | 0 | 0 | 0
6 | 7 | 4 | 0 | 0 | 0 | 0 | 8.2205e-05 | 0 | 0 | 0 | 0
6 | 7 | 5 | 0 | 0 | 0 | 0 | 8.174e-05 | 0 | 0 | 0 | 0
6 | 7 | 6 | 0 | 0 | 0 | 0 | 8.5954e-05 | 0 | 0 | 0 | 0
6 | 7 | 7 | 0 | 0 | 0 | 0 | 9.5053e-05 | 0 | 0 | 0 | 0
6 | 7 | 8 | 0 | 0 | 0 | 0 | 0.00010483 | 0 | 0 | 0 | 0
6 | 7 | 9 | 0 | 0 | 0 | 0 | 0.00011282 | 0 | 0 | 0 | 0
6 | 7 | 10 | 0 | 0 | 0 | 0 | 0.00011964 | 0 | 0 | 0 | 0
6 | 7 | 11 | 0 | 0 | 0 | 0 | 0.00012644 | 0 | 0 | 0 | 0
6 | 7 | 12 | 0 | 0 | 0 | 0 | 0.00013079 | 0 | 0 | 0 | 0
6 | 7 | 13 | 0 | 0 | 0 | 0 | 0.00013441 | 0 | 0 | 0 | 0
6 | 7 | 14 | 0 | 0 | 0 | 0 | 0.00013892 | 0 | 0 | 0 | 0
6 | 7 | 15 | 0 | 0 | 0 | 0 | 0.0001424 | 0 | 0 | 0 | 0
6 | 7 | 16 | 0 | 0 | 0 | 0 | 0.00014453 | 0 | 0 | 0 | 0
6 | 7 | 17 | 141.5984 | 151.5027 | 151.5027 | 151.5027 | 0.00014526 | 0 | 0 | 0 | 0
6 | 7 | 18 | 141.5984 | 151.5027 | 151.5027 | 151.5027 | 0.00014379 | 0 | 0 | 0 | 0
6 | 7 | 19 | 141.5984 | 151.5027 | 151.5027 | 151.5027 | 0.0001397 | 0 | 0 | 0 | 0
6 | 7 | 20 | 141.5984 | 151.5027 | 151.5027 | 151.5027 | 0.00013599 | 0 | 0 | 0 | 0
6 | 7 | 21 | 141.5984 | 151.5027 | 151.5027 | 151.5027 | 0.00013467 | 0 | 0 | 0 | 0
6 | 7 | 22 | 141.5984 | 151.5027 | 151.5027 | 151.5027 | 0.00013107 | 0 | 0 | 0 | 0
6 | 7 | 23 | 0 | 0 | 0 | 0 | 0.00011799 | 0 | 0 | 0 | 0
6 | 7 | 24 | 0 | 0 | 0 | 0 | 0.00010394 | 0 | 0 | 0 | 0
6 | 8 | 1 | 0 | 0 | 0 | 0 | 9.4006e-05 | 0 | 0 | 0 | 0
6 | 8 | 2 | 0 | 0 | 0 | 0 | 8.7527e-05 | 0 | 0 | 0 | 0
6 | 8 | 3 | 0 | 0 | 0 | 0 | 8.3827e-05 | 0 | 0 | 0 | 0
6 | 8 | 4 | 0 | 0 | 0 | 0 | 8.2378e-05 | 0 | 0 | 0 | 0
6 | 8 | 5 | 0 | 0 | 0 | 0 | 8.1648e-05 | 0 | 0 | 0 | 0
6 | 8 | 6 | 0 | 0 | 0 | 0 | 8.581e-05 | 0 | 0 | 0 | 0
6 | 8 | 7 | 0 | 0 | 0 | 0 | 9.3884e-05 | 0 | 0 | 0 | 0
6 | 8 | 8 | 0 | 0 | 0 | 0 | 0.00010373 | 0 | 0 | 0 | 0
6 | 8 | 9 | 0 | 0 | 0 | 0 | 0.00011289 | 0 | 0 | 0 | 0
6 | 8 | 10 | 0 | 0 | 0 | 0 | 0.00011967 | 0 | 0 | 0 | 0
6 | 8 | 11 | 0 | 0 | 0 | 0 | 0.00012602 | 0 | 0 | 0 | 0
6 | 8 | 12 | 0 | 0 | 0 | 0 | 0.00013092 | 0 | 0 | 0 | 0
6 | 8 | 13 | 0 | 0 | 0 | 0 | 0.00013456 | 0 | 0 | 0 | 0
6 | 8 | 14 | 0 | 0 | 0 | 0 | 0.00013933 | 0 | 0 | 0 | 0
6 | 8 | 15 | 0 | 0 | 0 | 0 | 0.00014337 | 0 | 0 | 0 | 0
6 | 8 | 16 | 0 | 0 | 0 | 0 | 0.00014613 | 0 | 0 | 0 | 0
6 | 8 | 17 | 141.5984 | 151.5027 | 151.5027 | 151.5027 | 0.00014735 | 0 | 0 | 0 | 0
6 | 8 | 18 | 141.5984 | 151.5027 | 151.5027 | 151.5027 | 0.00014578 | 0 | 0 | 0 | 0
6 | 8 | 19 | 141.5984 | 151.5027 | 151.5027 | 151.5027 | 0.00014064 | 0 | 0 | 0 | 0
6 | 8 | 20 | 141.5984 | 151.5027 | 151.5027 | 151.5027 | 0.0001368 | 0 | 0 | 0 | 0
6 | 8 | 21 | 141.5984 | 151.5027 | 151.5027 | 151.5027 | 0.00013422 | 0 | 0 | 0 | 0
6 | 8 | 22 | 141.5984 | 151.5027 | 151.5027 | 151.5027 | 0.00013058 | 0 | 0 | 0 | 0
6 | 8 | 23 | 0 | 0 | 0 | 0 | 0.00011886 | 0 | 0 | 0 | 0
6 | 8 | 24 | 0 | 0 | 0 | 0 | 0.00010621 | 0 | 0 | 0 | 0
6 | 9 | 1 | 0 | 0 | 0 | 0 | 9.6027e-05 | 0 | 0 | 0 | 0
6 | 9 | 2 | 0 | 0 | 0 | 0 | 8.9406e-05 | 0 | 0 | 0 | 0
6 | 9 | 3 | 0 | 0 | 0 | 0 | 8.5207e-05 | 0 | 0 | 0 | 0
6 | 9 | 4 | 0 | 0 | 0 | 0 | 8.2658e-05 | 0 | 0 | 0 | 0
6 | 9 | 5 | 0 | 0 | 0 | 0 | 8.0549e-05 | 0 | 0 | 0 | 0
6 | 9 | 6 | 0 | 0 | 0 | 0 | 8.1389e-05 | 0 | 0 | 0 | 0
6 | 9 | 7 | 0 | 0 | 0 | 0 | 8.4313e-05 | 0 | 0 | 0 | 0
6 | 9 | 8 | 0 | 0 | 0 | 0 | 9.0492e-05 | 0 | 0 | 0 | 0
6 | 9 | 9 | 0 | 0 | 0 | 0 | 9.8489e-05 | 0 | 0 | 0 | 0
6 | 9 | 10 | 0 | 0 | 0 | 0 | 0.00010673 | 0 | 0 | 0 | 0
6 | 9 | 11 | 0 | 0 | 0 | 0 | 0.00011406 | 0 | 0 | 0 | 0
6 | 9 | 12 | 0 | 0 | 0 | 0 | 0.00011905 | 0 | 0 | 0 | 0
6 | 9 | 13 | 0 | 0 | 0 | 0 | 0.00012439 | 0 | 0 | 0 | 0
6 | 9 | 14 | 0 | 0 | 0 | 0 | 0.00012885 | 0 | 0 | 0 | 0
6 | 9 | 15 | 0 | 0 | 0 | 0 | 0.00013307 | 0 | 0 | 0 | 0
6 | 9 | 16 | 0 | 0 | 0 | 0 | 0.00013595 | 0 | 0 | 0 | 0
6 | 9 | 17 | 141.5984 | 151.5027 | 151.5027 | 151.5027 | 0.00013776 | 0 | 0 | 0 | 0
6 | 9 | 18 | 141.5984 | 151.5027 | 151.5027 | 151.5027 | 0.00013821 | 0 | 0 | 0 | 0
6 | 9 | 19 | 141.5984 | 151.5027 | 151.5027 | 151.5027 | 0.0001373 | 0 | 0 | 0 | 0
6 | 9 | 20 | 141.5984 | 151.5027 | 151.5027 | 151.5027 | 0.00013356 | 0 | 0 | 0 | 0
6 | 9 | 21 | 141.5984 | 151.5027 | 151.5027 | 151.5027 | 0.00013166 | 0 | 0 | 0 | 0
6 | 9 | 22 | 141.5984 | 151.5027 | 151.5027 | 151.5027 | 0.00012847 | 0 | 0 | 0 | 0
6 | 9 | 23 | 0 | 0 | 0 | 0 | 0.00011743 | 0 | 0 | 0 | 0
6 | 9 | 24 | 0 | 0 | 0 | 0 | 0.00010546 | 0 | 0 | 0 | 0
6 | 10 | 1 | 0 | 0 | 0 | 0 | 9.5975e-05 | 0 | 0 | 0 | 0
6 | 10 | 2 | 0 | 0 | 0 | 0 | 8.8929e-05 | 0 | 0 | 0 | 0
6 | 10 | 3 | 0 | 0 | 0 | 0 | 8.4792e-05 | 0 | 0 | 0 | 0
6 | 10 | 4 | 0 | 0 | 0 | 0 | 8.1637e-05 | 0 | 0 | 0 | 0
6 | 10 | 5 | 0 | 0 | 0 | 0 | 7.9343e-05 | 0 | 0 | 0 | 0
6 | 10 | 6 | 0 | 0 | 0 | 0 | 7.9326e-05 | 0 | 0 | 0 | 0
6 | 10 | 7 | 0 | 0 | 0 | 0 | 8.1163e-05 | 0 | 0 | 0 | 0
6 | 10 | 8 | 0 | 0 | 0 | 0 | 8.6382e-05 | 0 | 0 | 0 | 0
6 | 10 | 9 | 0 | 0 | 0 | 0 | 9.3843e-05 | 0 | 0 | 0 | 0
6 | 10 | 10 | 0 | 0 | 0 | 0 | 0.0001019 | 0 | 0 | 0 | 0
6 | 10 | 11 | 0 | 0 | 0 | 0 | 0.00010964 | 0 | 0 | 0 | 0
6 | 10 | 12 | 0 | 0 | 0 | 0 | 0.00011531 | 0 | 0 | 0 | 0
6 | 10 | 13 | 0 | 0 | 0 | 0 | 0.00012056 | 0 | 0 | 0 | 0
6 | 10 | 14 | 0 | 0 | 0 | 0 | 0.00012485 | 0 | 0 | 0 | 0
6 | 10 | 15 | 0 | 0 | 0 | 0 | 0.0001292 | 0 | 0 | 0 | 0
6 | 10 | 16 | 0 | 0 | 0 | 0 | 0.000132 | 0 | 0 | 0 | 0
6 | 10 | 17 | 141.5984 | 151.5027 | 151.5027 | 151.5027 | 0.00013502 | 0 | 0 | 0 | 0
6 | 10 | 18 | 141.5984 | 151.5027 | 151.5027 | 151.5027 | 0.00013701 | 0 | 0 | 0 | 0
6 | 10 | 19 | 141.5984 | 151.5027 | 151.5027 | 151.5027 | 0.00013628 | 0 | 0 | 0 | 0
6 | 10 | 20 | 141.5984 | 151.5027 | 151.5027 | 151.5027 | 0.0001328 | 0 | 0 | 0 | 0
6 | 10 | 21 | 141.5984 | 151.5027 | 151.5027 | 151.5027 | 0.00013186 | 0 | 0 | 0 | 0
6 | 10 | 22 | 141.5984 | 151.5027 | 151.5027 | 151.5027 | 0.00012976 | 0 | 0 | 0 | 0
6 | 10 | 23 | 0 | 0 | 0 | 0 | 0.0001177 | 0 | 0 | 0 | 0
6 | 10 | 24 | 0 | 0 | 0 | 0 | 0.00010414 | 0 | 0 | 0 | 0
6 | 11 | 1 | 0 | 0 | 0 | 0 | 9.387e-05 | 0 | 0 | 0 | 0
6 | 11 | 2 | 0 | 0 | 0 | 0 | 8.789e-05 | 0 | 0 | 0 | 0
6 | 11 | 3 | 0 | 0 | 0 | 0 | 8.4162e-05 | 0 | 0 | 0 | 0
6 | 11 | 4 | 0 | 0 | 0 | 0 | 8.2611e-05 | 0 | 0 | 0 | 0
6 | 11 | 5 | 0 | 0 | 0 | 0 | 8.2434e-05 | 0 | 0 | 0 | 0
6 | 11 | 6 | 0 | 0 | 0 | 0 | 8.661e-05 | 0 | 0 | 0 | 0
6 | 11 | 7 | 0 | 0 | 0 | 0 | 9.4563e-05 | 0 | 0 | 0 | 0
6 | 11 | 8 | 0 | 0 | 0 | 0 | 0.00010482 | 0 | 0 | 0 | 0
6 | 11 | 9 | 0 | 0 | 0 | 0 | 0.0001143 | 0 | 0 | 0 | 0
6 | 11 | 10 | 0 | 0 | 0 | 0 | 0.00012192 | 0 | 0 | 0 | 0
6 | 11 | 11 | 0 | 0 | 0 | 0 | 0.00013011 | 0 | 0 | 0 | 0
6 | 11 | 12 | 0 | 0 | 0 | 0 | 0.00013611 | 0 | 0 | 0 | 0
6 | 11 | 13 | 0 | 0 | 0 | 0 | 0.00014129 | 0 | 0 | 0 | 0
6 | 11 | 14 | 0 | 0 | 0 | 0 | 0.00014716 | 0 | 0 | 0 | 0
6 | 11 | 15 | 0 | 0 | 0 | 0 | 0.00015063 | 0 | 0 | 0 | 0
6 | 11 | 16 | 0 | 0 | 0 | 0 | 0.00015321 | 0 | 0 | 0 | 0
6 | 11 | 17 | 141.5984 | 151.5027 | 151.5027 | 151.5027 | 0.00015435 | 0 | 0 | 0 | 0
6 | 11 | 18 | 141.5984 | 151.5027 | 151.5027 | 151.5027 | 0.00015301 | 0 | 0 | 0 | 0
6 | 11 | 19 | 141.5984 | 151.5027 | 151.5027 | 151.5027 | 0.00014916 | 0 | 0 | 0 | 0
6 | 11 | 20 | 141.5984 | 151.5027 | 151.5027 | 151.5027 | 0.00014459 | 0 | 0 | 0 | 0
6 | 11 | 21 | 141.5984 | 151.5027 | 151.5027 | 151.5027 | 0.00014159 | 0 | 0 | 0 | 0
6 | 11 | 22 | 141.5984 | 151.5027 | 151.5027 | 151.5027 | 0.00013576 | 0 | 0 | 0 | 0
6 | 11 | 23 | 0 | 0 | 0 | 0 | 0.00012164 | 0 | 0 | 0 | 0
6 | 11 | 24 | 0 | 0 | 0 | 0 | 0.00010688 | 0 | 0 | 0 | 0
6 | 12 | 1 | 0 | 0 | 0 | 0 | 9.4693e-05 | 0 | 0 | 0 | 0
6 | 12 | 2 | 0 | 0 | 0 | 0 | 8.8709e-05 | 0 | 0 | 0 | 0
6 | 12 | 3 | 0 | 0 | 0 | 0 | 8.4801e-05 | 0 | 0 | 0 | 0
6 | 12 | 4 | 0 | 0 | 0 | 0 | 8.323e-05 | 0 | 0 | 0 | 0
6 | 12 | 5 | 0 | 0 | 0 | 0 | 8.2531e-05 | 0 | 0 | 0 | 0
6 | 12 | 6 | 0 | 0 | 0 | 0 | 8.6607e-05 | 0 | 0 | 0 | 0
6 | 12 | 7 | 0 | 0 | 0 | 0 | 9.5326e-05 | 0 | 0 | 0 | 0
6 | 12 | 8 | 0 | 0 | 0 | 0 | 0.00010542 | 0 | 0 | 0 | 0
6 | 12 | 9 | 0 | 0 | 0 | 0 | 0.00011416 | 0 | 0 | 0 | 0
6 | 12 | 10 | 0 | 0 | 0 | 0 | 0.00012137 | 0 | 0 | 0 | 0
6 | 12 | 11 | 0 | 0 | 0 | 0 | 0.0001282 | 0 | 0 | 0 | 0
6 | 12 | 12 | 0 | 0 | 0 | 0 | 0.00013361 | 0 | 0 | 0 | 0
6 | 12 | 13 | 0 | 0 | 0 | 0 | 0.00013797 | 0 | 0 | 0 | 0
6 | 12 | 14 | 0 | 0 | 0 | 0 | 0.00014272 | 0 | 0 | 0 | 0
6 | 12 | 15 | 0 | 0 | 0 | 0 | 0.00014685 | 0 | 0 | 0 | 0
6 | 12 | 16 | 0 | 0 | 0 | 0 | 0.00014871 | 0 | 0 | 0 | 0
6 | 12 | 17 | 141.5984 | 151.5027 | 151.5027 | 151.5027 | 0.00014982 | 0 | 0 | 0 | 0
6 | 12 | 18 | 141.5984 | 151.5027 | 151.5027 | 151.5027 | 0.00014891 | 0 | 0 | 0 | 0
6 | 12 | 19 | 141.5984 | 151.5027 | 151.5027 | 151.5027 | 0.00014441 | 0 | 0 | 0 | 0
6 | 12 | 20 | 141.5984 | 151.5027 | 151.5027 | 151.5027 | 0.00014042 | 0 | 0 | 0 | 0
6 | 12 | 21 | 141.5984 | 151.5027 | 151.5027 | 151.5027 | 0.00013889 | 0 | 0 | 0 | 0
6 | 12 | 22 | 141.5984 | 151.5027 | 151.5027 | 151.5027 | 0.00013417 | 0 | 0 | 0 | 0
6 | 12 | 23 | 0 | 0 | 0 | 0 | 0.00011954 | 0 | 0 | 0 | 0
6 | 12 | 24 | 0 | 0 | 0 | 0 | 0.00010504 | 0 | 0 | 0 | 0
6 | 13 | 1 | 0 | 0 | 0 | 0 | 9.4954e-05 | 0 | 0 | 0 | 0
6 | 13 | 2 | 0 | 0 | 0 | 0 | 8.8584e-05 | 0 | 0 | 0 | 0
6 | 13 | 3 | 0 | 0 | 0 | 0 | 8.4734e-05 | 0 | 0 | 0 | 0
6 | 13 | 4 | 0 | 0 | 0 | 0 | 8.2777e-05 | 0 | 0 | 0 | 0
6 | 13 | 5 | 0 | 0 | 0 | 0 | 8.1893e-05 | 0 | 0 | 0 | 0
6 | 13 | 6 | 0 | 0 | 0 | 0 | 8.6124e-05 | 0 | 0 | 0 | 0
6 | 13 | 7 | 0 | 0 | 0 | 0 | 9.4292e-05 | 0 | 0 | 0 | 0
6 | 13 | 8 | 0 | 0 | 0 | 0 | 0.00010413 | 0 | 0 | 0 | 0
6 | 13 | 9 | 0 | 0 | 0 | 0 | 0.0001129 | 0 | 0 | 0 | 0
6 | 13 | 10 | 0 | 0 | 0 | 0 | 0.00011994 | 0 | 0 | 0 | 0
6 | 13 | 11 | 0 | 0 | 0 | 0 | 0.00012763 | 0 | 0 | 0 | 0
6 | 13 | 12 | 0 | 0 | 0 | 0 | 0.00013373 | 0 | 0 | 0 | 0
6 | 13 | 13 | 0 | 0 | 0 | 0 | 0.00013809 | 0 | 0 | 0 | 0
6 | 13 | 14 | 0 | 0 | 0 | 0 | 0.00014319 | 0 | 0 | 0 | 0
6 | 13 | 15 | 0 | 0 | 0 | 0 | 0.00014746 | 0 | 0 | 0 | 0
6 | 13 | 16 | 0 | 0 | 0 | 0 | 0.00014983 | 0 | 0 | 0 | 0
6 | 13 | 17 | 141.5984 | 151.5027 | 151.5027 | 151.5027 | 0.00015102 | 0 | 0 | 0 | 0
6 | 13 | 18 | 141.5984 | 151.5027 | 151.5027 | 151.5027 | 0.00014937 | 0 | 0 | 0 | 0
6 | 13 | 19 | 141.5984 | 151.5027 | 151.5027 | 151.5027 | 0.00014495 | 0 | 0 | 0 | 0
6 | 13 | 20 | 141.5984 | 151.5027 | 151.5027 | 151.5027 | 0.0001402 | 0 | 0 | 0 | 0
6 | 13 | 21 | 141.5984 | 151.5027 | 151.5027 | 151.5027 | 0.00013775 | 0 | 0 | 0 | 0
6 | 13 | 22 | 141.5984 | 151.5027 | 151.5027 | 151.5027 | 0.00013347 | 0 | 0 | 0 | 0
6 | 13 | 23 | 0 | 0 | 0 | 0 | 0.00011945 | 0 | 0 | 0 | 0
6 | 13 | 24 | 0 | 0 | 0 | 0 | 0.00010503 | 0 | 0 | 0 | 0
6 | 14 | 1 | 0 | 0 | 0 | 0 | 9.2749e-05 | 0 | 0 | 0 | 0
6 | 14 | 2 | 0 | 0 | 0 | 0 | 8.7084e-05 | 0 | 0 | 0 | 0
6 | 14 | 3 | 0 | 0 | 0 | 0 | 8.377e-05 | 0 | 0 | 0 | 0
6 | 14 | 4 | 0 | 0 | 0 | 0 | 8.2205e-05 | 0 | 0 | 0 | 0
6 | 14 | 5 | 0 | 0 | 0 | 0 | 8.174e-05 | 0 | 0 | 0 | 0
6 | 14 | 6 | 0 | 0 | 0 | 0 | 8.5954e-05 | 0 | 0 | 0 | 0
6 | 14 | 7 | 0 | 0 | 0 | 0 | 9.5053e-05 | 0 | 0 | 0 | 0
6 | 14 | 8 | 0 | 0 | 0 | 0 | 0.00010483 | 0 | 0 | 0 | 0
6 | 14 | 9 | 0 | 0 | 0 | 0 | 0.00011282 | 0 | 0 | 0 | 0
6 | 14 | 10 | 0 | 0 | 0 | 0 | 0.00011964 | 0 | 0 | 0 | 0
6 | 14 | 11 | 0 | 0 | 0 | 0 | 0.00012644 | 0 | 0 | 0 | 0
6 | 14 | 12 | 0 | 0 | 0 | 0 | 0.00013079 | 0 | 0 | 0 | 0
6 | 14 | 13 | 0 | 0 | 0 | 0 | 0.00013441 | 0 | 0 | 0 | 0
6 | 14 | 14 | 0 | 0 | 0 | 0 | 0.00013892 | 0 | 0 | 0 | 0
6 | 14 | 15 | 0 | 0 | 0 | 0 | 0.0001424 | 0 | 0 | 0 | 0
6 | 14 | 16 | 0 | 0 | 0 | 0 | 0.00014453 | 0 | 0 | 0 | 0
6 | 14 | 17 | 141.5984 | 151.5027 | 151.5027 | 151.5027 | 0.00014526 | 0 | 0 | 0 | 0
6 | 14 | 18 | 141.5984 | 151.5027 | 151.5027 | 151.5027 | 0.00014379 | 0 | 0 | 0 | 0
6 | 14 | 19 | 141.5984 | 151.5027 | 151.5027 | 151.5027 | 0.0001397 | 0 | 0 | 0 | 0
6 | 14 | 20 | 141.5984 | 151.5027 | 151.5027 | 151.5027 | 0.00013599 | 0 | 0 | 0 | 0
6 | 14 | 21 | 141.5984 | 151.5027 | 151.5027 | 151.5027 | 0.00013467 | 0 | 0 | 0 | 0
6 | 14 | 22 | 141.5984 | 151.5027 | 151.5027 | 151.5027 | 0.00013107 | 0 | 0 | 0 | 0
6 | 14 | 23 | 0 | 0 | 0 | 0 | 0.00011799 | 0 | 0 | 0 | 0
6 | 14 | 24 | 0 | 0 | 0 | 0 | 0.00010394 | 0 | 0 | 0 | 0
6 | 15 | 1 | 0 | 0 | 0 | 0 | 9.4006e-05 | 0 | 0 | 0 | 0
6 | 15 | 2 | 0 | 0 | 0 | 0 | 8.7527e-05 | 0 | 0 | 0 | 0
6 | 15 | 3 | 0 | 0 | 0 | 0 | 8.3827e-05 | 0 | 0 | 0 | 0
6 | 15 | 4 | 0 | 0 | 0 | 0 | 8.2378e-05 | 0 | 0 | 0 | 0
6 | 15 | 5 | 0 | 0 | 0 | 0 | 8.1648e-05 | 0 | 0 | 0 | 0
6 | 15 | 6 | 0 | 0 | 0 | 0 | 8.581e-05 | 0 | 0 | 0 | 0
6 | 15 | 7 | 0 | 0 | 0 | 0 | 9.3884e-05 | 0 | 0 | 0 | 0
6 | 15 | 8 | 0 | 0 | 0 | 0 | 0.00010373 | 0 | 0 | 0 | 0
6 | 15 | 9 | 0 | 0 | 0 | 0 | 0.00011289 | 0 | 0 | 0 | 0
6 | 15 | 10 | 0 | 0 | 0 | 0 | 0.00011967 | 0 | 0 | 0 | 0
6 | 15 | 11 | 0 | 0 | 0 | 0 | 0.00012602 | 0 | 0 | 0 | 0
6 | 15 | 12 | 0 | 0 | 0 | 0 | 0.00013092 | 0 | 0 | 0 | 0
6 | 15 | 13 | 0 | 0 | 0 | 0 | 0.00013456 | 0 | 0 | 0 | 0
6 | 15 | 14 | 0 | 0 | 0 | 0 | 0.00013933 | 0 | 0 | 0 | 0
6 | 15 | 15 | 0 | 0 | 0 | 0 | 0.00014337 | 0 | 0 | 0 | 0
6 | 15 | 16 | 0 | 0 | 0 | 0 | 0.00014613 | 0 | 0 | 0 | 0
6 | 15 | 17 | 141.5984 | 151.5027 | 151.5027 | 151.5027 | 0.00014735 | 0 | 0 | 0 | 0
6 | 15 | 18 | 141.5984 | 151.5027 | 151.5027 | 151.5027 | 0.00014578 | 0 | 0 | 0 | 0
6 | 15 | 19 | 141.5984 | 151.5027 | 151.5027 | 151.5027 | 0.00014064 | 0 | 0 | 0 | 0
6 | 15 | 20 | 141.5984 | 151.5027 | 151.5027 | 151.5027 | 0.0001368 | 0 | 0 | 0 | 0
6 | 15 | 21 | 141.5984 | 151.5027 | 151.5027 | 151.5027 | 0.00013422 | 0 | 0 | 0 | 0
6 | 15 | 22 | 141.5984 | 151.5027 | 151.5027 | 151.5027 | 0.00013058 | 0 | 0 | 0 | 0
6 | 15 | 23 | 0 | 0 | 0 | 0 | 0.00011886 | 0 | 0 | 0 | 0
6 | 15 | 24 | 0 | 0 | 0 | 0 | 0.00010621 | 0 | 0 | 0 | 0
6 | 16 | 1 | 0 | 0 | 0 | 0 | 9.6027e-05 | 0 | 0 | 0 | 0
6 | 16 | 2 | 0 | 0 | 0 | 0 | 8.9406e-05 | 0 | 0 | 0 | 0
6 | 16 | 3 | 0 | 0 | 0 | 0 | 8.5207e-05 | 0 | 0 | 0 | 0
6 | 16 | 4 | 0 | 0 | 0 | 0 | 8.2658e-05 | 0 | 0 | 0 | 0
6 | 16 | 5 | 0 | 0 | 0 | 0 | 8.0549e-05 | 0 | 0 | 0 | 0
6 | 16 | 6 | 0 | 0 | 0 | 0 | 8.1389e-05 | 0 | 0 | 0 | 0
6 | 16 | 7 | 0 | 0 | 0 | 0 | 8.4313e-05 | 0 | 0 | 0 | 0
6 | 16 | 8 | 0 | 0 | 0 | 0 | 9.0492e-05 | 0 | 0 | 0 | 0
6 | 16 | 9 | 0 | 0 | 0 | 0 | 9.8489e-05 | 0 | 0 | 0 | 0
6 | 16 | 10 | 0 | 0 | 0 | 0 | 0.00010673 | 0 | 0 | 0 | 0
6 | 16 | 11 | 0 | 0 | 0 | 0 | 0.00011406 | 0 | 0 | 0 | 0
6 | 16 | 12 | 0 | 0 | 0 | 0 | 0.00011905 | 0 | 0 | 0 | 0
6 | 16 | 13 | 0 | 0 | 0 | 0 | 0.00012439 | 0 | 0 | 0 | 0
6 | 16 | 14 | 0 | 0 | 0 | 0 | 0.00012885 | 0 | 0 | 0 | 0
6 | 16 | 15 | 0 | 0 | 0 | 0 | 0.00013307 | 0 | 0 | 0 | 0
6 | 16 | 16 | 0 | 0 | 0 | 0 | 0.00013595 | 0 | 0 | 0 | 0
6 | 16 | 17 | 141.5984 | 151.5027 | 151.5027 | 151.5027 | 0.00013776 | 0 | 0 | 0 | 0
6 | 16 | 18 | 141.5984 | 151.5027 | 151.5027 | 151.5027 | 0.00013821 | 0 | 0 | 0 | 0
6 | 16 | 19 | 141.5984 | 151.5027 | 151.5027 | 151.5027 | 0.0001373 | 0 | 0 | 0 | 0
6 | 16 | 20 | 141.5984 | 151.5027 | 151.5027 | 151.5027 | 0.00013356 | 0 | 0 | 0 | 0
6 | 16 | 21 | 141.5984 | 151.5027 | 151.5027 | 151.5027 | 0.00013166 | 0 | 0 | 0 | 0
6 | 16 | 22 | 141.5984 | 151.5027 | 151.5027 | 151.5027 | 0.00012847 | 0 | 0 | 0 | 0
6 | 16 | 23 | 0 | 0 | 0 | 0 | 0.00011743 | 0 | 0 | 0 | 0
6 | 16 | 24 | 0 | 0 | 0 | 0 | 0.00010546 | 0 | 0 | 0 | 0
6 | 17 | 1 | 0 | 0 | 0 | 0 | 9.5975e-05 | 0 | 0 | 0 | 0
6 | 17 | 2 | 0 | 0 | 0 | 0 | 8.8929e-05 | 0 | 0 | 0 | 0
6 | 17 | 3 | 0 | 0 | 0 | 0 | 8.4792e-05 | 0 | 0 | 0 | 0
6 | 17 | 4 | 0 | 0 | 0 | 0 | 8.1637e-05 | 0 | 0 | 0 | 0
6 | 17 | 5 | 0 | 0 | 0 | 0 | 7.9343e-05 | 0 | 0 | 0 | 0
6 | 17 | 6 | 0 | 0 | 0 | 0 | 7.9326e-05 | 0 | 0 | 0 | 0
6 | 17 | 7 | 0 | 0 | 0 | 0 | 8.1163e-05 | 0 | 0 | 0 | 0
6 | 17 | 8 | 0 | 0 | 0 | 0 | 8.6382e-05 | 0 | 0 | 0 | 0
6 | 17 | 9 | 0 | 0 | 0 | 0 | 9.3843e-05 | 0 | 0 | 0 | 0
6 | 17 | 10 | 0 | 0 | 0 | 0 | 0.0001019 | 0 | 0 | 0 | 0
6 | 17 | 11 | 0 | 0 | 0 | 0 | 0.00010964 | 0 | 0 | 0 | 0
6 | 17 | 12 | 0 | 0 | 0 | 0 | 0.00011531 | 0 | 0 | 0 | 0
6 | 17 | 13 | 0 | 0 | 0 | 0 | 0.00012056 | 0 | 0 | 0 | 0
6 | 17 | 14 | 0 | 0 | 0 | 0 | 0.00012485 | 0 | 0 | 0 | 0
6 | 17 | 15 | 0 | 0 | 0 | 0 | 0.0001292 | 0 | 0 | 0 | 0
6 | 17 | 16 | 0 | 0 | 0 | 0 | 0.000132 | 0 | 0 | 0 | 0
6 | 17 | 17 | 141.5984 | 151.5027 | 151.5027 | 151.5027 | 0.00013502 | 0 | 0 | 0 | 0
6 | 17 | 18 | 141.5984 | 151.5027 | 151.5027 | 151.5027 | 0.00013701 | 0 | 0 | 0 | 0
6 | 17 | 19 | 141.5984 | 151.5027 | 151.5027 | 151.5027 | 0.00013628 | 0 | 0 | 0 | 0
6 | 17 | 20 | 141.5984 | 151.5027 | 151.5027 | 151.5027 | 0.0001328 | 0 | 0 | 0 | 0
6 | 17 | 21 | 141.5984 | 151.5027 | 151.5027 | 151.5027 | 0.00013186 | 0 | 0 | 0 | 0
6 | 17 | 22 | 141.5984 | 151.5027 | 151.5027 | 151.5027 | 0.00012976 | 0 | 0 | 0 | 0
6 | 17 | 23 | 0 | 0 | 0 | 0 | 0.0001177 | 0 | 0 | 0 | 0
6 | 17 | 24 | 0 | 0 | 0 | 0 | 0.00010414 | 0 | 0 | 0 | 0
6 | 18 | 1 | 0 | 0 | 0 | 0 | 9.387e-05 | 0 | 0 | 0 | 0
6 | 18 | 2 | 0 | 0 | 0 | 0 | 8.789e-05 | 0 | 0 | 0 | 0
6 | 18 | 3 | 0 | 0 | 0 | 0 | 8.4162e-05 | 0 | 0 | 0 | 0
6 | 18 | 4 | 0 | 0 | 0 | 0 | 8.2611e-05 | 0 | 0 | 0 | 0
6 | 18 | 5 | 0 | 0 | 0 | 0 | 8.2434e-05 | 0 | 0 | 0 | 0
6 | 18 | 6 | 0 | 0 | 0 | 0 | 8.661e-05 | 0 | 0 | 0 | 0
6 | 18 | 7 | 0 | 0 | 0 | 0 | 9.4563e-05 | 0 | 0 | 0 | 0
6 | 18 | 8 | 0 | 0 | 0 | 0 | 0.00010482 | 0 | 0 | 0 | 0
6 | 18 | 9 | 0 | 0 | 0 | 0 | 0.0001143 | 0 | 0 | 0 | 0
6 | 18 | 10 | 0 | 0 | 0 | 0 | 0.00012192 | 0 | 0 | 0 | 0
6 | 18 | 11 | 0 | 0 | 0 | 0 | 0.00013011 | 0 | 0 | 0 | 0
6 | 18 | 12 | 0 | 0 | 0 | 0 | 0.00013611 | 0 | 0 | 0 | 0
6 | 18 | 13 | 0 | 0 | 0 | 0 | 0.00014129 | 0 | 0 | 0 | 0
6 | 18 | 14 | 0 | 0 | 0 | 0 | 0.00014716 | 0 | 0 | 0 | 0
6 | 18 | 15 | 0 | 0 | 0 | 0 | 0.00015063 | 0 | 0 | 0 | 0
6 | 18 | 16 | 0 | 0 | 0 | 0 | 0.00015321 | 0 | 0 | 0 | 0
6 | 18 | 17 | 141.5984 | 151.5027 | 151.5027 | 151.5027 | 0.00015435 | 0 | 0 | 0 | 0
6 | 18 | 18 | 141.5984 | 151.5027 | 151.5027 | 151.5027 | 0.00015301 | 0 | 0 | 0 | 0
6 | 18 | 19 | 141.5984 | 151.5027 | 151.5027 | 151.5027 | 0.00014916 | 0 | 0 | 0 | 0
6 | 18 | 20 | 141.5984 | 151.5027 | 151.5027 | 151.5027 | 0.00014459 | 0 | 0 | 0 | 0
6 | 18 | 21 | 141.5984 | 151.5027 | 151.5027 | 151.5027 | 0.00014159 | 0 | 0 | 0 | 0
6 | 18 | 22 | 141.5984 | 151.5027 | 151.5027 | 151.5027 | 0.00013576 | 0 | 0 | 0 | 0
6 | 18 | 23 | 0 | 0 | 0 | 0 | 0.00012164 | 0 | 0 | 0 | 0
6 | 18 | 24 | 0 | 0 | 0 | 0 | 0.00010688 | 0 | 0 | 0 | 0
6 | 19 | 1 | 0 | 0 | 0 | 0 | 9.4693e-05 | 0 | 0 | 0 | 0
6 | 19 | 2 | 0 | 0 | 0 | 0 | 8.8709e-05 | 0 | 0 | 0 | 0
6 | 19 | 3 | 0 | 0 | 0 | 0 | 8.4801e-05 | 0 | 0 | 0 | 0
6 | 19 | 4 | 0 | 0 | 0 | 0 | 8.323e-05 | 0 | 0 | 0 | 0
6 | 19 | 5 | 0 | 0 | 0 | 0 | 8.2531e-05 | 0 | 0 | 0 | 0
6 | 19 | 6 | 0 | 0 | 0 | 0 | 8.6607e-05 | 0 | 0 | 0 | 0
6 | 19 | 7 | 0 | 0 | 0 | 0 | 9.5326e-05 | 0 | 0 | 0 | 0
6 | 19 | 8 | 0 | 0 | 0 | 0 | 0.00010542 | 0 | 0 | 0 | 0
6 | 19 | 9 | 0 | 0 | 0 | 0 | 0.00011416 | 0 | 0 | 0 | 0
6 | 19 | 10 | 0 | 0 | 0 | 0 | 0.00012137 | 0 | 0 | 0 | 0
6 | 19 | 11 | 0 | 0 | 0 | 0 | 0.0001282 | 0 | 0 | 0 | 0
6 | 19 | 12 | 0 | 0 | 0 | 0 | 0.00013361 | 0 | 0 | 0 | 0
6 | 19 | 13 | 0 | 0 | 0 | 0 | 0.00013797 | 0 | 0 | 0 | 0
6 | 19 | 14 | 0 | 0 | 0 | 0 | 0.00014272 | 0 | 0 | 0 | 0
6 | 19 | 15 | 0 | 0 | 0 | 0 | 0.00014685 | 0 | 0 | 0 | 0
6 | 19 | 16 | 0 | 0 | 0 | 0 | 0.00014871 | 0 | 0 | 0 | 0
6 | 19 | 17 | 141.5984 | 151.5027 | 151.5027 | 151.5027 | 0.00014982 | 0 | 0 | 0 | 0
6 | 19 | 18 | 141.5984 | 151.5027 | 151.5027 | 151.5027 | 0.00014891 | 0 | 0 | 0 | 0
6 | 19 | 19 | 141.5984 | 151.5027 | 151.5027 | 151.5027 | 0.00014441 | 0 | 0 | 0 | 0
6 | 19 | 20 | 141.5984 | 151.5027 | 151.5027 | 151.5027 | 0.00014042 | 0 | 0 | 0 | 0
6 | 19 | 21 | 141.5984 | 151.5027 | 151.5027 | 151.5027 | 0.00013889 | 0 | 0 | 0 | 0
6 | 19 | 22 | 141.5984 | 151.5027 | 151.5027 | 151.5027 | 0.00013417 | 0 | 0 | 0 | 0
6 | 19 | 23 | 0 | 0 | 0 | 0 | 0.00011954 | 0 | 0 | 0 | 0
6 | 19 | 24 | 0 | 0 | 0 | 0 | 0.00010504 | 0 | 0 | 0 | 0
6 | 20 | 1 | 0 | 0 | 0 | 0 | 9.4954e-05 | 0 | 0 | 0 | 0
6 | 20 | 2 | 0 | 0 | 0 | 0 | 8.8584e-05 | 0 | 0 | 0 | 0
6 | 20 | 3 | 0 | 0 | 0 | 0 | 8.4734e-05 | 0 | 0 | 0 | 0
6 | 20 | 4 | 0 | 0 | 0 | 0 | 8.2777e-05 | 0 | 0 | 0 | 0
6 | 20 | 5 | 0 | 0 | 0 | 0 | 8.1893e-05 | 0 | 0 | 0 | 0
6 | 20 | 6 | 0 | 0 | 0 | 0 | 8.6124e-05 | 0 | 0 | 0 | 0
6 | 20 | 7 | 0 | 0 | 0 | 0 | 9.4292e-05 | 0 | 0 | 0 | 0
6 | 20 | 8 | 0 | 0 | 0 | 0 | 0.00010413 | 0 | 0 | 0 | 0
6 | 20 | 9 | 0 | 0 | 0 | 0 | 0.0001129 | 0 | 0 | 0 | 0
6 | 20 | 10 | 0 | 0 | 0 | 0 | 0.00011994 | 0 | 0 | 0 | 0
6 | 20 | 11 | 0 | 0 | 0 | 0 | 0.00012763 | 0 | 0 | 0 | 0
6 | 20 | 12 | 0 | 0 | 0 | 0 | 0.00013373 | 0 | 0 | 0 | 0
6 | 20 | 13 | 0 | 0 | 0 | 0 | 0.00013809 | 0 | 0 | 0 | 0
6 | 20 | 14 | 0 | 0 | 0 | 0 | 0.00014319 | 0 | 0 | 0 | 0
6 | 20 | 15 | 0 | 0 | 0 | 0 | 0.00014746 | 0 | 0 | 0 | 0
6 | 20 | 16 | 0 | 0 | 0 | 0 | 0.00014983 | 0 | 0 | 0 | 0
6 | 20 | 17 | 141.5984 | 151.5027 | 151.5027 | 151.5027 | 0.00015102 | 0 | 0 | 0 | 0
6 | 20 | 18 | 141.5984 | 151.5027 | 151.5027 | 151.5027 | 0.00014937 | 0 | 0 | 0 | 0
6 | 20 | 19 | 141.5984 | 151.5027 | 151.5027 | 151.5027 | 0.00014495 | 0 | 0 | 0 | 0
6 | 20 | 20 | 141.5984 | 151.5027 | 151.5027 | 151.5027 | 0.0001402 | 0 | 0 | 0 | 0
6 | 20 | 21 | 141.5984 | 151.5027 | 151.5027 | 151.5027 | 0.00013775 | 0 | 0 | 0 | 0
6 | 20 | 22 | 141.5984 | 151.5027 | 151.5027 | 151.5027 | 0.00013347 | 0 | 0 | 0 | 0
6 | 20 | 23 | 0 | 0 | 0 | 0 | 0.00011945 | 0 | 0 | 0 | 0
6 | 20 | 24 | 0 | 0 | 0 | 0 | 0.00010503 | 0 | 0 | 0 | 0
6 | 21 | 1 | 0 | 0 | 0 | 0 | 9.2749e-05 | 0 | 0 | 0 | 0
6 | 21 | 2 | 0 | 0 | 0 | 0 | 8.7084e-05 | 0 | 0 | 0 | 0
6 | 21 | 3 | 0 | 0 | 0 | 0 | 8.377e-05 | 0 | 0 | 0 | 0
6 | 21 | 4 | 0 | 0 | 0 | 0 | 8.2205e-05 | 0 | 0 | 0 | 0
6 | 21 | 5 | 0 | 0 | 0 | 0 | 8.174e-05 | 0 | 0 | 0 | 0
6 | 21 | 6 | 0 | 0 | 0 | 0 | 8.5954e-05 | 0 | 0 | 0 | 0
6 | 21 | 7 | 0 | 0 | 0 | 0 | 9.5053e-05 | 0 | 0 | 0 | 0
6 | 21 | 8 | 0 | 0 | 0 | 0 | 0.00010483 | 0 | 0 | 0 | 0
6 | 21 | 9 | 0 | 0 | 0 | 0 | 0.00011282 | 0 | 0 | 0 | 0
6 | 21 | 10 | 0 | 0 | 0 | 0 | 0.00011964 | 0 | 0 | 0 | 0
6 | 21 | 11 | 0 | 0 | 0 | 0 | 0.00012644 | 0 | 0 | 0 | 0
6 | 21 | 12 | 0 | 0 | 0 | 0 | 0.00013079 | 0 | 0 | 0 | 0
6 | 21 | 13 | 0 | 0 | 0 | 0 | 0.00013441 | 0 | 0 | 0 | 0
6 | 21 | 14 | 0 | 0 | 0 | 0 | 0.00013892 | 0 | 0 | 0 | 0
6 | 21 | 15 | 0 | 0 | 0 | 0 | 0.0001424 | 0 | 0 | 0 | 0
6 | 21 | 16 | 0 | 0 | 0 | 0 | 0.00014453 | 0 | 0 | 0 | 0
6 | 21 | 17 | 141.5984 | 151.5027 | 151.5027 | 151.5027 | 0.00014526 | 0 | 0 | 0 | 0
6 | 21 | 18 | 141.5984 | 151.5027 | 151.5027 | 151.5027 | 0.00014379 | 0 | 0 | 0 | 0
6 | 21 | 19 | 141.5984 | 151.5027 | 151.5027 | 151.5027 | 0.0001397 | 0 | 0 | 0 | 0
6 | 21 | 20 | 141.5984 | 151.5027 | 151.5027 | 151.5027 | 0.00013599 | 0 | 0 | 0 | 0
6 | 21 | 21 | 141.5984 | 151.5027 | 151.5027 | 151.5027 | 0.00013467 | 0 | 0 | 0 | 0
6 | 21 | 22 | 141.5984 | 151.5027 | 151.5027 | 151.5027 | 0.00013107 | 0 | 0 | 0 | 0
6 | 21 | 23 | 0 | 0 | 0 | 0 | 0.00011799 | 0 | 0 | 0 | 0
6 | 21 | 24 | 0 | 0 | 0 | 0 | 0.00010394 | 0 | 0 | 0 | 0
6 | 22 | 1 | 0 | 0 | 0 | 0 | 9.4006e-05 | 0 | 0 | 0 | 0
6 | 22 | 2 | 0 | 0 | 0 | 0 | 8.7527e-05 | 0 | 0 | 0 | 0
6 | 22 | 3 | 0 | 0 | 0 | 0 | 8.3827e-05 | 0 | 0 | 0 | 0
6 | 22 | 4 | 0 | 0 | 0 | 0 | 8.2378e-05 | 0 | 0 | 0 | 0
6 | 22 | 5 | 0 | 0 | 0 | 0 | 8.1648e-05 | 0 | 0 | 0 | 0
6 | 22 | 6 | 0 | 0 | 0 | 0 | 8.581e-05 | 0 | 0 | 0 | 0
6 | 22 | 7 | 0 | 0 | 0 | 0 | 9.3884e-05 | 0 | 0 | 0 | 0
6 | 22 | 8 | 0 | 0 | 0 | 0 | 0.00010373 | 0 | 0 | 0 | 0
6 | 22 | 9 | 0 | 0 | 0 | 0 | 0.00011289 | 0 | 0 | 0 | 0
6 | 22 | 10 | 0 | 0 | 0 | 0 | 0.00011967 | 0 | 0 | 0 | 0
6 | 22 | 11 | 0 | 0 | 0 | 0 | 0.00012602 | 0 | 0 | 0 | 0
6 | 22 | 12 | 0 | 0 | 0 | 0 | 0.00013092 | 0 | 0 | 0 | 0
6 | 22 | 13 | 0 | 0 | 0 | 0 | 0.00013456 | 0 | 0 | 0 | 0
6 | 22 | 14 | 0 | 0 | 0 | 0 | 0.00013933 | 0 | 0 | 0 | 0
6 | 22 | 15 | 0 | 0 | 0 | 0 | 0.00014337 | 0 | 0 | 0 | 0
6 | 22 | 16 | 0 | 0 | 0 | 0 | 0.00014613 | 0 | 0 | 0 | 0
6 | 22 | 17 | 141.5984 | 151.5027 | 151.5027 | 151.5027 | 0.00014735 | 0 | 0 | 0 | 0
6 | 22 | 18 | 141.5984 | 151.5027 | 151.5027 | 151.5027 | 0.00014578 | 0 | 0 | 0 | 0
6 | 22 | 19 | 141.5984 | 151.5027 | 151.5027 | 151.5027 | 0.00014064 | 0 | 0 | 0 | 0
6 | 22 | 20 | 141.5984 | 151.5027 | 151.5027 | 151.5027 | 0.0001368 | 0 | 0 | 0 | 0
6 | 22 | 21 | 141.5984 | 151.5027 | 151.5027 | 151.5027 | 0.00013422 | 0 | 0 | 0 | 0
6 | 22 | 22 | 141.5984 | 151.5027 | 151.5027 | 151.5027 | 0.00013058 | 0 | 0 | 0 | 0
6 | 22 | 23 | 0 | 0 | 0 | 0 | 0.00011886 | 0 | 0 | 0 | 0
6 | 22 | 24 | 0 | 0 | 0 | 0 | 0.00010621 | 0 | 0 | 0 | 0
6 | 23 | 1 | 0 | 0 | 0 | 0 | 9.6027e-05 | 0 | 0 | 0 | 0
6 | 23 | 2 | 0 | 0 | 0 | 0 | 8.9406e-05 | 0 | 0 | 0 | 0
6 | 23 | 3 | 0 | 0 | 0 | 0 | 8.5207e-05 | 0 | 0 | 0 | 0
6 | 23 | 4 | 0 | 0 | 0 | 0 | 8.2658e-05 | 0 | 0 | 0 | 0
6 | 23 | 5 | 0 | 0 | 0 | 0 | 8.0549e-05 | 0 | 0 | 0 | 0
6 | 23 | 6 | 0 | 0 | 0 | 0 | 8.1389e-05 | 0 | 0 | 0 | 0
6 | 23 | 7 | 0 | 0 | 0 | 0 | 8.4313e-05 | 0 | 0 | 0 | 0
6 | 23 | 8 | 0 | 0 | 0 | 0 | 9.0492e-05 | 0 | 0 | 0 | 0
6 | 23 | 9 | 0 | 0 | 0 | 0 | 9.8489e-05 | 0 | 0 | 0 | 0
6 | 23 | 10 | 0 | 0 | 0 | 0 | 0.00010673 | 0 | 0 | 0 | 0
6 | 23 | 11 | 0 | 0 | 0 | 0 | 0.00011406 | 0 | 0 | 0 | 0
6 | 23 | 12 | 0 | 0 | 0 | 0 | 0.00011905 | 0 | 0 | 0 | 0
6 | 23 | 13 | 0 | 0 | 0 | 0 | 0.00012439 | 0 | 0 | 0 | 0
6 | 23 | 14 | 0 | 0 | 0 | 0 | 0.00012885 | 0 | 0 | 0 | 0
6 | 23 | 15 | 0 | 0 | 0 | 0 | 0.00013307 | 0 | 0 | 0 | 0
6 | 23 | 16 | 0 | 0 | 0 | 0 | 0.00013595 | 0 | 0 | 0 | 0
6 | 23 | 17 | 141.5984 | 151.5027 | 151.5027 | 151.5027 | 0.00013776 | 0 | 0 | 0 | 0
6 | 23 | 18 | 141.5984 | 151.5027 | 151.5027 | 151.5027 | 0.00013821 | 0 | 0 | 0 | 0
6 | 23 | 19 | 141.5984 | 151.5027 | 151.5027 | 151.5027 | 0.0001373 | 0 | 0 | 0 | 0
6 | 23 | 20 | 141.5984 | 151.5027 | 151.5027 | 151.5027 | 0.00013356 | 0 | 0 | 0 | 0
6 | 23 | 21 | 141.5984 | 151.5027 | 151.5027 | 151.5027 | 0.00013166 | 0 | 0 | 0 | 0
6 | 23 | 22 | 141.5984 | 151.5027 | 151.5027 | 151.5027 | 0.00012847 | 0 | 0 | 0 | 0
6 | 23 | 23 | 0 | 0 | 0 | 0 | 0.00011743 | 0 | 0 | 0 | 0
6 | 23 | 24 | 0 | 0 | 0 | 0 | 0.00010546 | 0 | 0 | 0 | 0
6 | 24 | 1 | 0 | 0 | 0 | 0 | 9.5975e-05 | 0 | 0 | 0 | 0
6 | 24 | 2 | 0 | 0 | 0 | 0 | 8.8929e-05 | 0 | 0 | 0 | 0
6 | 24 | 3 | 0 | 0 | 0 | 0 | 8.4792e-05 | 0 | 0 | 0 | 0
6 | 24 | 4 | 0 | 0 | 0 | 0 | 8.1637e-05 | 0 | 0 | 0 | 0
6 | 24 | 5 | 0 | 0 | 0 | 0 | 7.9343e-05 | 0 | 0 | 0 | 0
6 | 24 | 6 | 0 | 0 | 0 | 0 | 7.9326e-05 | 0 | 0 | 0 | 0
6 | 24 | 7 | 0 | 0 | 0 | 0 | 8.1163e-05 | 0 | 0 | 0 | 0
6 | 24 | 8 | 0 | 0 | 0 | 0 | 8.6382e-05 | 0 | 0 | 0 | 0
6 | 24 | 9 | 0 | 0 | 0 | 0 | 9.3843e-05 | 0 | 0 | 0 | 0
6 | 24 | 10 | 0 | 0 | 0 | 0 | 0.0001019 | 0 | 0 | 0 | 0
6 | 24 | 11 | 0 | 0 | 0 | 0 | 0.00010964 | 0 | 0 | 0 | 0
6 | 24 | 12 | 0 | 0 | 0 | 0 | 0.00011531 | 0 | 0 | 0 | 0
6 | 24 | 13 | 0 | 0 | 0 | 0 | 0.00012056 | 0 | 0 | 0 | 0
6 | 24 | 14 | 0 | 0 | 0 | 0 | 0.00012485 | 0 | 0 | 0 | 0
6 | 24 | 15 | 0 | 0 | 0 | 0 | 0.0001292 | 0 | 0 | 0 | 0
6 | 24 | 16 | 0 | 0 | 0 | 0 | 0.000132 | 0 | 0 | 0 | 0
6 | 24 | 17 | 141.5984 | 151.5027 | 151.5027 | 151.5027 | 0.00013502 | 0 | 0 | 0 | 0
6 | 24 | 18 | 141.5984 | 151.5027 | 151.5027 | 151.5027 | 0.00013701 | 0 | 0 | 0 | 0
6 | 24 | 19 | 141.5984 | 151.5027 | 151.5027 | 151.5027 | 0.00013628 | 0 | 0 | 0 | 0
6 | 24 | 20 | 141.5984 | 151.5027 | 151.5027 | 151.5027 | 0.0001328 | 0 | 0 | 0 | 0
6 | 24 | 21 | 141.5984 | 151.5027 | 151.5027 | 151.5027 | 0.00013186 | 0 | 0 | 0 | 0
6 | 24 | 22 | 141.5984 | 151.5027 | 151.5027 | 151.5027 | 0.00012976 | 0 | 0 | 0 | 0
6 | 24 | 23 | 0 | 0 | 0 | 0 | 0.0001177 | 0 | 0 | 0 | 0
6 | 24 | 24 | 0 | 0 | 0 | 0 | 0.00010414 | 0 | 0 | 0 | 0
6 | 25 | 1 | 0 | 0 | 0 | 0 | 9.387e-05 | 0 | 0 | 0 | 0
6 | 25 | 2 | 0 | 0 | 0 | 0 | 8.789e-05 | 0 | 0 | 0 | 0
6 | 25 | 3 | 0 | 0 | 0 | 0 | 8.4162e-05 | 0 | 0 | 0 | 0
6 | 25 | 4 | 0 | 0 | 0 | 0 | 8.2611e-05 | 0 | 0 | 0 | 0
6 | 25 | 5 | 0 | 0 | 0 | 0 | 8.2434e-05 | 0 | 0 | 0 | 0
6 | 25 | 6 | 0 | 0 | 0 | 0 | 8.661e-05 | 0 | 0 | 0 | 0
6 | 25 | 7 | 0 | 0 | 0 | 0 | 9.4563e-05 | 0 | 0 | 0 | 0
6 | 25 | 8 | 0 | 0 | 0 | 0 | 0.00010482 | 0 | 0 | 0 | 0
6 | 25 | 9 | 0 | 0 | 0 | 0 | 0.0001143 | 0 | 0 | 0 | 0
6 | 25 | 10 | 0 | 0 | 0 | 0 | 0.00012192 | 0 | 0 | 0 | 0
6 | 25 | 11 | 0 | 0 | 0 | 0 | 0.00013011 | 0 | 0 | 0 | 0
6 | 25 | 12 | 0 | 0 | 0 | 0 | 0.00013611 | 0 | 0 | 0 | 0
6 | 25 | 13 | 0 | 0 | 0 | 0 | 0.00014129 | 0 | 0 | 0 | 0
6 | 25 | 14 | 0 | 0 | 0 | 0 | 0.00014716 | 0 | 0 | 0 | 0
6 | 25 | 15 | 0 | 0 | 0 | 0 | 0.00015063 | 0 | 0 | 0 | 0
6 | 25 | 16 | 0 | 0 | 0 | 0 | 0.00015321 | 0 | 0 | 0 | 0
6 | 25 | 17 | 141.5984 | 151.5027 | 151.5027 | 151.5027 | 0.00015435 | 0 | 0 | 0 | 0
6 | 25 | 18 | 141.5984 | 151.5027 | 151.5027 | 151.5027 | 0.00015301 | 0 | 0 | 0 | 0
6 | 25 | 19 | 141.5984 | 151.5027 | 151.5027 | 151.5027 | 0.00014916 | 0 | 0 | 0 | 0
6 | 25 | 20 | 141.5984 | 151.5027 | 151.5027 | 151.5027 | 0.00014459 | 0 | 0 | 0 | 0
6 | 25 | 21 | 141.5984 | 151.5027 | 151.5027 | 151.5027 | 0.00014159 | 0 | 0 | 0 | 0
6 | 25 | 22 | 141.5984 | 151.5027 | 151.5027 | 151.5027 | 0.00013576 | 0 | 0 | 0 | 0
6 | 25 | 23 | 0 | 0 | 0 | 0 | 0.00012164 | 0 | 0 | 0 | 0
6 | 25 | 24 | 0 | 0 | 0 | 0 | 0.00010688 | 0 | 0 | 0 | 0
6 | 26 | 1 | 0 | 0 | 0 | 0 | 9.4693e-05 | 0 | 0 | 0 | 0
6 | 26 | 2 | 0 | 0 | 0 | 0 | 8.8709e-05 | 0 | 0 | 0 | 0
6 | 26 | 3 | 0 | 0 | 0 | 0 | 8.4801e-05 | 0 | 0 | 0 | 0
6 | 26 | 4 | 0 | 0 | 0 | 0 | 8.323e-05 | 0 | 0 | 0 | 0
6 | 26 | 5 | 0 | 0 | 0 | 0 | 8.2531e-05 | 0 | 0 | 0 | 0
6 | 26 | 6 | 0 | 0 | 0 | 0 | 8.6607e-05 | 0 | 0 | 0 | 0
6 | 26 | 7 | 0 | 0 | 0 | 0 | 9.5326e-05 | 0 | 0 | 0 | 0
6 | 26 | 8 | 0 | 0 | 0 | 0 | 0.00010542 | 0 | 0 | 0 | 0
6 | 26 | 9 | 0 | 0 | 0 | 0 | 0.00011416 | 0 | 0 | 0 | 0
6 | 26 | 10 | 0 | 0 | 0 | 0 | 0.00012137 | 0 | 0 | 0 | 0
6 | 26 | 11 | 0 | 0 | 0 | 0 | 0.0001282 | 0 | 0 | 0 | 0
6 | 26 | 12 | 0 | 0 | 0 | 0 | 0.00013361 | 0 | 0 | 0 | 0
6 | 26 | 13 | 0 | 0 | 0 | 0 | 0.00013797 | 0 | 0 | 0 | 0
6 | 26 | 14 | 0 | 0 | 0 | 0 | 0.00014272 | 0 | 0 | 0 | 0
6 | 26 | 15 | 0 | 0 | 0 | 0 | 0.00014685 | 0 | 0 | 0 | 0
6 | 26 | 16 | 0 | 0 | 0 | 0 | 0.00014871 | 0 | 0 | 0 | 0
6 | 26 | 17 | 141.5984 | 151.5027 | 151.5027 | 151.5027 | 0.00014982 | 0 | 0 | 0 | 0
6 | 26 | 18 | 141.5984 | 151.5027 | 151.5027 | 151.5027 | 0.00014891 | 0 | 0 | 0 | 0
6 | 26 | 19 | 141.5984 | 151.5027 | 151.5027 | 151.5027 | 0.00014441 | 0 | 0 | 0 | 0
6 | 26 | 20 | 141.5984 | 151.5027 | 151.5027 | 151.5027 | 0.00014042 | 0 | 0 | 0 | 0
6 | 26 | 21 | 141.5984 | 151.5027 | 151.5027 | 151.5027 | 0.00013889 | 0 | 0 | 0 | 0
6 | 26 | 22 | 141.5984 | 151.5027 | 151.5027 | 151.5027 | 0.00013417 | 0 | 0 | 0 | 0
6 | 26 | 23 | 0 | 0 | 0 | 0 | 0.00011954 | 0 | 0 | 0 | 0
6 | 26 | 24 | 0 | 0 | 0 | 0 | 0.00010504 | 0 | 0 | 0 | 0
6 | 27 | 1 | 0 | 0 | 0 | 0 | 9.4954e-05 | 0 | 0 | 0 | 0
6 | 27 | 2 | 0 | 0 | 0 | 0 | 8.8584e-05 | 0 | 0 | 0 | 0
6 | 27 | 3 | 0 | 0 | 0 | 0 | 8.4734e-05 | 0 | 0 | 0 | 0
6 | 27 | 4 | 0 | 0 | 0 | 0 | 8.2777e-05 | 0 | 0 | 0 | 0
6 | 27 | 5 | 0 | 0 | 0 | 0 | 8.1893e-05 | 0 | 0 | 0 | 0
6 | 27 | 6 | 0 | 0 | 0 | 0 | 8.6124e-05 | 0 | 0 | 0 | 0
6 | 27 | 7 | 0 | 0 | 0 | 0 | 9.4292e-05 | 0 | 0 | 0 | 0
6 | 27 | 8 | 0 | 0 | 0 | 0 | 0.00010413 | 0 | 0 | 0 | 0
6 | 27 | 9 | 0 | 0 | 0 | 0 | 0.0001129 | 0 | 0 | 0 | 0
6 | 27 | 10 | 0 | 0 | 0 | 0 | 0.00011994 | 0 | 0 | 0 | 0
6 | 27 | 11 | 0 | 0 | 0 | 0 | 0.00012763 | 0 | 0 | 0 | 0
6 | 27 | 12 | 0 | 0 | 0 | 0 | 0.00013373 | 0 | 0 | 0 | 0
6 | 27 | 13 | 0 | 0 | 0 | 0 | 0.00013809 | 0 | 0 | 0 | 0
6 | 27 | 14 | 0 | 0 | 0 | 0 | 0.00014319 | 0 | 0 | 0 | 0
6 | 27 | 15 | 0 | 0 | 0 | 0 | 0.00014746 | 0 | 0 | 0 | 0
6 | 27 | 16 | 0 | 0 | 0 | 0 | 0.00014983 | 0 | 0 | 0 | 0
6 | 27 | 17 | 141.5984 | 151.5027 | 151.5027 | 151.5027 | 0.00015102 | 0 | 0 | 0 | 0
6 | 27 | 18 | 141.5984 | 151.5027 | 151.5027 | 151.5027 | 0.00014937 | 0 | 0 | 0 | 0
6 | 27 | 19 | 141.5984 | 151.5027 | 151.5027 | 151.5027 | 0.00014495 | 0 | 0 | 0 | 0
6 | 27 | 20 | 141.5984 | 151.5027 | 151.5027 | 151.5027 | 0.0001402 | 0 | 0 | 0 | 0
6 | 27 | 21 | 141.5984 | 151.5027 | 151.5027 | 151.5027 | 0.00013775 | 0 | 0 | 0 | 0
6 | 27 | 22 | 141.5984 | 151.5027 | 151.5027 | 151.5027 | 0.00013347 | 0 | 0 | 0 | 0
6 | 27 | 23 | 0 | 0 | 0 | 0 | 0.00011945 | 0 | 0 | 0 | 0
6 | 27 | 24 | 0 | 0 | 0 | 0 | 0.00010503 | 0 | 0 | 0 | 0
6 | 28 | 1 | 0 | 0 | 0 | 0 | 9.2749e-05 | 0 | 0 | 0 | 0
6 | 28 | 2 | 0 | 0 | 0 | 0 | 8.7084e-05 | 0 | 0 | 0 | 0
6 | 28 | 3 | 0 | 0 | 0 | 0 | 8.377e-05 | 0 | 0 | 0 | 0
6 | 28 | 4 | 0 | 0 | 0 | 0 | 8.2205e-05 | 0 | 0 | 0 | 0
6 | 28 | 5 | 0 | 0 | 0 | 0 | 8.174e-05 | 0 | 0 | 0 | 0
6 | 28 | 6 | 0 | 0 | 0 | 0 | 8.5954e-05 | 0 | 0 | 0 | 0
6 | 28 | 7 | 0 | 0 | 0 | 0 | 9.5053e-05 | 0 | 0 | 0 | 0
6 | 28 | 8 | 0 | 0 | 0 | 0 | 0.00010483 | 0 | 0 | 0 | 0
6 | 28 | 9 | 0 | 0 | 0 | 0 | 0.00011282 | 0 | 0 | 0 | 0
6 | 28 | 10 | 0 | 0 | 0 | 0 | 0.00011964 | 0 | 0 | 0 | 0
6 | 28 | 11 | 0 | 0 | 0 | 0 | 0.00012644 | 0 | 0 | 0 | 0
6 | 28 | 12 | 0 | 0 | 0 | 0 | 0.00013079 | 0 | 0 | 0 | 0
6 | 28 | 13 | 0 | 0 | 0 | 0 | 0.00013441 | 0 | 0 | 0 | 0
6 | 28 | 14 | 0 | 0 | 0 | 0 | 0.00013892 | 0 | 0 | 0 | 0
6 | 28 | 15 | 0 | 0 | 0 | 0 | 0.0001424 | 0 | 0 | 0 | 0
6 | 28 | 16 | 0 | 0 | 0 | 0 | 0.00014453 | 0 | 0 | 0 | 0
6 | 28 | 17 | 141.5984 | 151.5027 | 151.5027 | 151.5027 | 0.00014526 | 0 | 0 | 0 | 0
6 | 28 | 18 | 141.5984 | 151.5027 | 151.5027 | 151.5027 | 0.00014379 | 0 | 0 | 0 | 0
6 | 28 | 19 | 141.5984 | 151.5027 | 151.5027 | 151.5027 | 0.0001397 | 0 | 0 | 0 | 0
6 | 28 | 20 | 141.5984 | 151.5027 | 151.5027 | 151.5027 | 0.00013599 | 0 | 0 | 0 | 0
6 | 28 | 21 | 141.5984 | 151.5027 | 151.5027 | 151.5027 | 0.00013467 | 0 | 0 | 0 | 0
6 | 28 | 22 | 141.5984 | 151.5027 | 151.5027 | 151.5027 | 0.00013107 | 0 | 0 | 0 | 0
6 | 28 | 23 | 0 | 0 | 0 | 0 | 0.00011799 | 0 | 0 | 0 | 0
6 | 28 | 24 | 0 | 0 | 0 | 0 | 0.00010394 | 0 | 0 | 0 | 0
6 | 29 | 1 | 0 | 0 | 0 | 0 | 9.4006e-05 | 0 | 0 | 0 | 0
6 | 29 | 2 | 0 | 0 | 0 | 0 | 8.7527e-05 | 0 | 0 | 0 | 0
6 | 29 | 3 | 0 | 0 | 0 | 0 | 8.3827e-05 | 0 | 0 | 0 | 0
6 | 29 | 4 | 0 | 0 | 0 | 0 | 8.2378e-05 | 0 | 0 | 0 | 0
6 | 29 | 5 | 0 | 0 | 0 | 0 | 8.1648e-05 | 0 | 0 | 0 | 0
6 | 29 | 6 | 0 | 0 | 0 | 0 | 8.581e-05 | 0 | 0 | 0 | 0
6 | 29 | 7 | 0 | 0 | 0 | 0 | 9.3884e-05 | 0 | 0 | 0 | 0
6 | 29 | 8 | 0 | 0 | 0 | 0 | 0.00010373 | 0 | 0 | 0 | 0
6 | 29 | 9 | 0 | 0 | 0 | 0 | 0.00011289 | 0 | 0 | 0 | 0
6 | 29 | 10 | 0 | 0 | 0 | 0 | 0.00011967 | 0 | 0 | 0 | 0
6 | 29 | 11 | 0 | 0 | 0 | 0 | 0.00012602 | 0 | 0 | 0 | 0
6 | 29 | 12 | 0 | 0 | 0 | 0 | 0.00013092 | 0 | 0 | 0 | 0
6 | 29 | 13 | 0 | 0 | 0 | 0 | 0.00013456 | 0 | 0 | 0 | 0
6 | 29 | 14 | 0 | 0 | 0 | 0 | 0.00013933 | 0 | 0 | 0 | 0
6 | 29 | 15 | 0 | 0 | 0 | 0 | 0.00014337 | 0 | 0 | 0 | 0
6 | 29 | 16 | 0 | 0 | 0 | 0 | 0.00014613 | 0 | 0 | 0 | 0
6 | 29 | 17 | 141.5984 | 151.5027 | 151.5027 | 151.5027 | 0.00014735 | 0 | 0 | 0 | 0
6 | 29 | 18 | 141.5984 | 151.5027 | 151.5027 | 151.5027 | 0.00014578 | 0 | 0 | 0 | 0
6 | 29 | 19 | 141.5984 | 151.5027 | 151.5027 | 151.5027 | 0.00014064 | 0 | 0 | 0 | 0
6 | 29 | 20 | 141.5984 | 151.5027 | 151.5027 | 151.5027 | 0.0001368 | 0 | 0 | 0 | 0
6 | 29 | 21 | 141.5984 | 151.5027 | 151.5027 | 151.5027 | 0.00013422 | 0 | 0 | 0 | 0
6 | 29 | 22 | 141.5984 | 151.5027 | 151.5027 | 151.5027 | 0.00013058 | 0 | 0 | 0 | 0
6 | 29 | 23 | 0 | 0 | 0 | 0 | 0.00011886 | 0 | 0 | 0 | 0
6 | 29 | 24 | 0 | 0 | 0 | 0 | 0.00010621 | 0 | 0 | 0 | 0
6 | 30 | 1 | 0 | 0 | 0 | 0 | 9.6027e-05 | 0 | 0 | 0 | 0
6 | 30 | 2 | 0 | 0 | 0 | 0 | 8.9406e-05 | 0 | 0 | 0 | 0
6 | 30 | 3 | 0 | 0 | 0 | 0 | 8.5207e-05 | 0 | 0 | 0 | 0
6 | 30 | 4 | 0 | 0 | 0 | 0 | 8.2658e-05 | 0 | 0 | 0 | 0
6 | 30 | 5 | 0 | 0 | 0 | 0 | 8.0549e-05 | 0 | 0 | 0 | 0
6 | 30 | 6 | 0 | 0 | 0 | 0 | 8.1389e-05 | 0 | 0 | 0 | 0
6 | 30 | 7 | 0 | 0 | 0 | 0 | 8.4313e-05 | 0 | 0 | 0 | 0
6 | 30 | 8 | 0 | 0 | 0 | 0 | 9.0492e-05 | 0 | 0 | 0 | 0
6 | 30 | 9 | 0 | 0 | 0 | 0 | 9.8489e-05 | 0 | 0 | 0 | 0
6 | 30 | 10 | 0 | 0 | 0 | 0 | 0.00010673 | 0 | 0 | 0 | 0
6 | 30 | 11 | 0 | 0 | 0 | 0 | 0.00011406 | 0 | 0 | 0 | 0
6 | 30 | 12 | 0 | 0 | 0 | 0 | 0.00011905 | 0 | 0 | 0 | 0
6 | 30 | 13 | 0 | 0 | 0 | 0 | 0.00012439 | 0 | 0 | 0 | 0
6 | 30 | 14 | 0 | 0 | 0 | 0 | 0.00012885 | 0 | 0 | 0 | 0
6 | 30 | 15 | 0 | 0 | 0 | 0 | 0.00013307 | 0 | 0 | 0 | 0
6 | 30 | 16 | 0 | 0 | 0 | 0 | 0.00013595 | 0 | 0 | 0 | 0
6 | 30 | 17 | 141.5984 | 151.5027 | 151.5027 | 151.5027 | 0.00013776 | 0 | 0 | 0 | 0
6 | 30 | 18 | 141.5984 | 151.5027 | 151.5027 | 151.5027 | 0.00013821 | 0 | 0 | 0 | 0
6 | 30 | 19 | 141.5984 | 151.5027 | 151.5027 | 151.5027 | 0.0001373 | 0 | 0 | 0 | 0
6 | 30 | 20 | 141.5984 | 151.5027 | 151.5027 | 151.5027 | 0.00013356 | 0 | 0 | 0 | 0
6 | 30 | 21 | 141.5984 | 151.5027 | 151.5027 | 151.5027 | 0.00013166 | 0 | 0 | 0 | 0
6 | 30 | 22 | 141.5984 | 151.5027 | 151.5027 | 151.5027 | 0.00012847 | 0 | 0 | 0 | 0
6 | 30 | 23 | 0 | 0 | 0 | 0 | 0.00011743 | 0 | 0 | 0 | 0
6 | 30 | 24 | 0 | 0 | 0 | 0 | 0.00010546 | 0 | 0 | 0 | 0
7 | 1 | 1 | 0 | 0 | 0 | 0 | 9.6019e-05 | 0 | 0 | 0 | 0
7 | 1 | 2 | 0 | 0 | 0 | 0 | 8.9376e-05 | 0 | 0 | 0 | 0
7 | 1 | 3 | 0 | 0 | 0 | 0 | 8.5016e-05 | 0 | 0 | 0 | 0
7 | 1 | 4 | 0 | 0 | 0 | 0 | 8.2113e-05 | 0 | 0 | 0 | 0
7 | 1 | 5 | 0 | 0 | 0 | 0 | 8.0146e-05 | 0 | 0 | 0 | 0
7 | 1 | 6 | 0 | 0 | 0 | 0 | 8.0278e-05 | 0 | 0 | 0 | 0
7 | 1 | 7 | 0 | 0 | 0 | 0 | 8.1616e-05 | 0 | 0 | 0 | 0
7 | 1 | 8 | 0 | 0 | 0 | 0 | 8.5801e-05 | 0 | 0 | 0 | 0
7 | 1 | 9 | 0 | 0 | 0 | 0 | 9.3646e-05 | 0 | 0 | 0 | 0
7 | 1 | 10 | 0 | 0 | 0 | 0 | 0.00010195 | 0 | 0 | 0 | 0
7 | 1 | 11 | 0 | 0 | 0 | 0 | 0.0001095 | 0 | 0 | 0 | 0
7 | 1 | 12 | 0 | 0 | 0 | 0 | 0.00011636 | 0 | 0 | 0 | 0
7 | 1 | 13 | 0 | 0 | 0 | 0 | 0.00012193 | 0 | 0 | 0 | 0
7 | 1 | 14 | 0 | 0 | 0 | 0 | 0.00012838 | 0 | 0 | 0 | 0
7 | 1 | 15 | 0 | 0 | 0 | 0 | 0.00013378 | 0 | 0 | 0 | 0
7 | 1 | 16 | 0 | 0 | 0 | 0 | 0.00013901 | 0 | 0 | 0 | 0
7 | 1 | 17 | 283.1967 | 303.0055 | 303.0055 | 303.0055 | 0.0001433 | 0 | 0 | 0 | 0
7 | 1 | 18 | 283.1967 | 303.0055 | 303.0055 | 303.0055 | 0.00014506 | 0 | 0 | 0 | 0
7 | 1 | 19 | 283.1967 | 303.0055 | 303.0055 | 303.0055 | 0.00014404 | 0 | 0 | 0 | 0
7 | 1 | 20 | 283.1967 | 303.0055 | 303.0055 | 303.0055 | 0.00014038 | 0 | 0 | 0 | 0
7 | 1 | 21 | 283.1967 | 303.0055 | 303.0055 | 303.0055 | 0.00013786 | 0 | 0 | 0 | 0
7 | 1 | 22 | 283.1967 | 303.0055 | 303.0055 | 303.0055 | 0.00013298 | 0 | 0 | 0 | 0
7 | 1 | 23 | 0 | 0 | 0 | 0 | 0.00011958 | 0 | 0 | 0 | 0
7 | 1 | 24 | 0 | 0 | 0 | 0 | 0.00010513 | 0 | 0 | 0 | 0
7 | 2 | 1 | 0 | 0 | 0 | 0 | 9.4927e-05 | 0 | 0 | 0 | 0
7 | 2 | 2 | 0 | 0 | 0 | 0 | 8.861e-05 | 0 | 0 | 0 | 0
7 | 2 | 3 | 0 | 0 | 0 | 0 | 8.5166e-05 | 0 | 0 | 0 | 0
7 | 2 | 4 | 0 | 0 | 0 | 0 | 8.3363e-05 | 0 | 0 | 0 | 0
7 | 2 | 5 | 0 | 0 | 0 | 0 | 8.3716e-05 | 0 | 0 | 0 | 0
7 | 2 | 6 | 0 | 0 | 0 | 0 | 8.7812e-05 | 0 | 0 | 0 | 0
7 | 2 | 7 | 0 | 0 | 0 | 0 | 9.5641e-05 | 0 | 0 | 0 | 0
7 | 2 | 8 | 0 | 0 | 0 | 0 | 0.00010497 | 0 | 0 | 0 | 0
7 | 2 | 9 | 0 | 0 | 0 | 0 | 0.00011438 | 0 | 0 | 0 | 0
7 | 2 | 10 | 0 | 0 | 0 | 0 | 0.00012192 | 0 | 0 | 0 | 0
7 | 2 | 11 | 0 | 0 | 0 | 0 | 0.00012984 | 0 | 0 | 0 | 0
7 | 2 | 12 | 0 | 0 | 0 | 0 | 0.00013588 | 0 | 0 | 0 | 0
7 | 2 | 13 | 0 | 0 | 0 | 0 | 0.00014154 | 0 | 0 | 0 | 0
7 | 2 | 14 | 0 | 0 | 0 | 0 | 0.00014756 | 0 | 0 | 0 | 0
7 | 2 | 15 | 0 | 0 | 0 | 0 | 0.0001521 | 0 | 0 | 0 | 0
7 | 2 | 16 | 0 | 0 | 0 | 0 | 0.00015487 | 0 | 0 | 0 | 0
7 | 2 | 17 | 283.1967 | 303.0055 | 303.0055 | 303.0055 | 0.00015573 | 0 | 0 | 0 | 0
7 | 2 | 18 | 283.1967 | 303.0055 | 303.0055 | 303.0055 | 0.00015429 | 0 | 0 | 0 | 0
7 | 2 | 19 | 283.1967 | 303.0055 | 303.0055 | 303.0055 | 0.00014967 | 0 | 0 | 0 | 0
7 | 2 | 20 | 283.1967 | 303.0055 | 303.0055 | 303.0055 | 0.00014405 | 0 | 0 | 0 | 0
7 | 2 | 21 | 283.1967 | 303.0055 | 303.0055 | 303.0055 | 0.000141 | 0 | 0 | 0 | 0
7 | 2 | 22 | 283.1967 | 303.0055 | 303.0055 | 303.0055 | 0.00013468 | 0 | 0 | 0 | 0
7 | 2 | 23 | 0 | 0 | 0 | 0 | 0.00012009 | 0 | 0 | 0 | 0
7 | 2 | 24 | 0 | 0 | 0 | 0 | 0.00010605 | 0 | 0 | 0 | 0
7 | 3 | 1 | 0 | 0 | 0 | 0 | 9.6315e-05 | 0 | 0 | 0 | 0
7 | 3 | 2 | 0 | 0 | 0 | 0 | 9.0173e-05 | 0 | 0 | 0 | 0
7 | 3 | 3 | 0 | 0 | 0 | 0 | 8.6482e-05 | 0 | 0 | 0 | 0
7 | 3 | 4 | 0 | 0 | 0 | 0 | 8.431e-05 | 0 | 0 | 0 | 0
7 | 3 | 5 | 0 | 0 | 0 | 0 | 8.4074e-05 | 0 | 0 | 0 | 0
7 | 3 | 6 | 0 | 0 | 0 | 0 | 8.7862e-05 | 0 | 0 | 0 | 0
7 | 3 | 7 | 0 | 0 | 0 | 0 | 9.5679e-05 | 0 | 0 | 0 | 0
7 | 3 | 8 | 0 | 0 | 0 | 0 | 0.00010472 | 0 | 0 | 0 | 0
7 | 3 | 9 | 0 | 0 | 0 | 0 | 0.00011364 | 0 | 0 | 0 | 0
7 | 3 | 10 | 0 | 0 | 0 | 0 | 0.00012064 | 0 | 0 | 0 | 0
7 | 3 | 11 | 0 | 0 | 0 | 0 | 0.00012821 | 0 | 0 | 0 | 0
7 | 3 | 12 | 0 | 0 | 0 | 0 | 0.00013464 | 0 | 0 | 0 | 0
7 | 3 | 13 | 0 | 0 | 0 | 0 | 0.00014043 | 0 | 0 | 0 | 0
7 | 3 | 14 | 0 | 0 | 0 | 0 | 0.00014676 | 0 | 0 | 0 | 0
7 | 3 | 15 | 0 | 0 | 0 | 0 | 0.00015179 | 0 | 0 | 0 | 0
7 | 3 | 16 | 0 | 0 | 0 | 0 | 0.00015578 | 0 | 0 | 0 | 0
7 | 3 | 17 | 283.1967 | 303.0055 | 303.0055 | 303.0055 | 0.00015808 | 0 | 0 | 0 | 0
7 | 3 | 18 | 283.1967 | 303.0055 | 303.0055 | 303.0055 | 0.00015708 | 0 | 0 | 0 | 0
7 | 3 | 19 | 283.1967 | 303.0055 | 303.0055 | 303.0055 | 0.00015249 | 0 | 0 | 0 | 0
7 | 3 | 20 | 283.1967 | 303.0055 | 303.0055 | 303.0055 | 0.00014746 | 0 | 0 | 0 | 0
7 | 3 | 21 | 283.1967 | 303.0055 | 303.0055 | 303.0055 | 0.00014419 | 0 | 0 | 0 | 0
7 | 3 | 22 | 283.1967 | 303.0055 | 303.0055 | 303.0055 | 0.00013715 | 0 | 0 | 0 | 0
7 | 3 | 23 | 0 | 0 | 0 | 0 | 0.00012266 | 0 | 0 | 0 | 0
7 | 3 | 24 | 0 | 0 | 0 | 0 | 0.00010834 | 0 | 0 | 0 | 0
7 | 4 | 1 | 0 | 0 | 0 | 0 | 9.7692e-05 | 0 | 0 | 0 | 0
7 | 4 | 2 | 0 | 0 | 0 | 0 | 9.0907e-05 | 0 | 0 | 0 | 0
7 | 4 | 3 | 0 | 0 | 0 | 0 | 8.6846e-05 | 0 | 0 | 0 | 0
7 | 4 | 4 | 0 | 0 | 0 | 0 | 8.4694e-05 | 0 | 0 | 0 | 0
7 | 4 | 5 | 0 | 0 | 0 | 0 | 8.4409e-05 | 0 | 0 | 0 | 0
7 | 4 | 6 | 0 | 0 | 0 | 0 | 8.7964e-05 | 0 | 0 | 0 | 0
7 | 4 | 7 | 0 | 0 | 0 | 0 | 9.5491e-05 | 0 | 0 | 0 | 0
7 | 4 | 8 | 0 | 0 | 0 | 0 | 0.00010501 | 0 | 0 | 0 | 0
7 | 4 | 9 | 0 | 0 | 0 | 0 | 0.00011419 | 0 | 0 | 0 | 0
7 | 4 | 10 | 0 | 0 | 0 | 0 | 0.00012153 | 0 | 0 | 0 | 0
7 | 4 | 11 | 0 | 0 | 0 | 0 | 0.00012915 | 0 | 0 | 0 | 0
7 | 4 | 12 | 0 | 0 | 0 | 0 | 0.00013568 | 0 | 0 | 0 | 0
7 | 4 | 13 | 0 | 0 | 0 | 0 | 0.00014223 | 0 | 0 | 0 | 0
7 | 4 | 14 | 0 | 0 | 0 | 0 | 0.00014918 | 0 | 0 | 0 | 0
7 | 4 | 15 | 0 | 0 | 0 | 0 | 0.00015409 | 0 | 0 | 0 | 0
7 | 4 | 16 | 0 | 0 | 0 | 0 | 0.00015741 | 0 | 0 | 0 | 0
7 | 4 | 17 | 283.1967 | 303.0055 | 303.0055 | 303.0055 | 0.0001595 | 0 | 0 | 0 | 0
7 | 4 | 18 | 283.1967 | 303.0055 | 303.0055 | 303.0055 | 0.00015762 | 0 | 0 | 0 | 0
7 | 4 | 19 | 283.1967 | 303.0055 | 303.0055 | 303.0055 | 0.00015288 | 0 | 0 | 0 | 0
7 | 4 | 20 | 283.1967 | 303.0055 | 303.0055 | 303.0055 | 0.00014671 | 0 | 0 | 0 | 0
7 | 4 | 21 | 283.1967 | 303.0055 | 303.0055 | 303.0055 | 0.00014261 | 0 | 0 | 0 | 0
7 | 4 | 22 | 283.1967 | 303.0055 | 303.0055 | 303.0055 | 0.00013613 | 0 | 0 | 0 | 0
7 | 4 | 23 | 0 | 0 | 0 | 0 | 0.00012191 | 0 | 0 | 0 | 0
7 | 4 | 24 | 0 | 0 | 0 | 0 | 0.0001077 | 0 | 0 | 0 | 0
7 | 5 | 1 | 0 | 0 | 0 | 0 | 9.8251e-05 | 0 | 0 | 0 | 0
7 | 5 | 2 | 0 | 0 | 0 | 0 | 9.1785e-05 | 0 | 0 | 0 | 0
7 | 5 | 3 | 0 | 0 | 0 | 0 | 8.767e-05 | 0 | 0 | 0 | 0
7 | 5 | 4 | 0 | 0 | 0 | 0 | 8.5503e-05 | 0 | 0 | 0 | 0
7 | 5 | 5 | 0 | 0 | 0 | 0 | 8.5112e-05 | 0 | 0 | 0 | 0
7 | 5 | 6 | 0 | 0 | 0 | 0 | 8.864e-05 | 0 | 0 | 0 | 0
7 | 5 | 7 | 0 | 0 | 0 | 0 | 9.5987e-05 | 0 | 0 | 0 | 0
7 | 5 | 8 | 0 | 0 | 0 | 0 | 0.00010541 | 0 | 0 | 0 | 0
7 | 5 | 9 | 0 | 0 | 0 | 0 | 0.00011466 | 0 | 0 | 0 | 0
7 | 5 | 10 | 0 | 0 | 0 | 0 | 0.0001224 | 0 | 0 | 0 | 0
7 | 5 | 11 | 0 | 0 | 0 | 0 | 0.00013066 | 0 | 0 | 0 | 0
7 | 5 | 12 | 0 | 0 | 0 | 0 | 0.00013698 | 0 | 0 | 0 | 0
7 | 5 | 13 | 0 | 0 | 0 | 0 | 0.00014235 | 0 | 0 | 0 | 0
7 | 5 | 14 | 0 | 0 | 0 | 0 | 0.00014874 | 0 | 0 | 0 | 0
7 | 5 | 15 | 0 | 0 | 0 | 0 | 0.00015407 | 0 | 0 | 0 | 0
7 | 5 | 16 | 0 | 0 | 0 | 0 | 0.00015751 | 0 | 0 | 0 | 0
7 | 5 | 17 | 283.1967 | 303.0055 | 303.0055 | 303.0055 | 0.00015934 | 0 | 0 | 0 | 0
7 | 5 | 18 | 283.1967 | 303.0055 | 303.0055 | 303.0055 | 0.00015741 | 0 | 0 | 0 | 0
7 | 5 | 19 | 283.1967 | 303.0055 | 303.0055 | 303.0055 | 0.00015238 | 0 | 0 | 0 | 0
7 | 5 | 20 | 283.1967 | 303.0055 | 303.0055 | 303.0055 | 0.00014703 | 0 | 0 | 0 | 0
7 | 5 | 21 | 283.1967 | 303.0055 | 303.0055 | 303.0055 | 0.00014355 | 0 | 0 | 0 | 0
7 | 5 | 22 | 283.1967 | 303.0055 | 303.0055 | 303.0055 | 0.00013793 | 0 | 0 | 0 | 0
7 | 5 | 23 | 0 | 0 | 0 | 0 | 0.00012371 | 0 | 0 | 0 | 0
7 | 5 | 24 | 0 | 0 | 0 | 0 | 0.00010913 | 0 | 0 | 0 | 0
7 | 6 | 1 | 0 | 0 | 0 | 0 | 9.8621e-05 | 0 | 0 | 0 | 0
7 | 6 | 2 | 0 | 0 | 0 | 0 | 9.1638e-05 | 0 | 0 | 0 | 0
7 | 6 | 3 | 0 | 0 | 0 | 0 | 8.7344e-05 | 0 | 0 | 0 | 0
7 | 6 | 4 | 0 | 0 | 0 | 0 | 8.4997e-05 | 0 | 0 | 0 | 0
7 | 6 | 5 | 0 | 0 | 0 | 0 | 8.4401e-05 | 0 | 0 | 0 | 0
7 | 6 | 6 | 0 | 0 | 0 | 0 | 8.7771e-05 | 0 | 0 | 0 | 0
7 | 6 | 7 | 0 | 0 | 0 | 0 | 9.469e-05 | 0 | 0 | 0 | 0
7 | 6 | 8 | 0 | 0 | 0 | 0 | 0.00010381 | 0 | 0 | 0 | 0
7 | 6 | 9 | 0 | 0 | 0 | 0 | 0.00011397 | 0 | 0 | 0 | 0
7 | 6 | 10 | 0 | 0 | 0 | 0 | 0.00012102 | 0 | 0 | 0 | 0
7 | 6 | 11 | 0 | 0 | 0 | 0 | 0.00012815 | 0 | 0 | 0 | 0
7 | 6 | 12 | 0 | 0 | 0 | 0 | 0.0001349 | 0 | 0 | 0 | 0
7 | 6 | 13 | 0 | 0 | 0 | 0 | 0.00014043 | 0 | 0 | 0 | 0
7 | 6 | 14 | 0 | 0 | 0 | 0 | 0.00014688 | 0 | 0 | 0 | 0
7 | 6 | 15 | 0 | 0 | 0 | 0 | 0.00015219 | 0 | 0 | 0 | 0
7 | 6 | 16 | 0 | 0 | 0 | 0 | 0.00015532 | 0 | 0 | 0 | 0
7 | 6 | 17 | 283.1967 | 303.0055 | 303.0055 | 303.0055 | 0.00015648 | 0 | 0 | 0 | 0
7 | 6 | 18 | 283.1967 | 303.0055 | 303.0055 | 303.0055 | 0.00015471 | 0 | 0 | 0 | 0
7 | 6 | 19 | 283.1967 | 303.0055 | 303.0055 | 303.0055 | 0.00014912 | 0 | 0 | 0 | 0
7 | 6 | 20 | 283.1967 | 303.0055 | 303.0055 | 303.0055 | 0.00014354 | 0 | 0 | 0 | 0
7 | 6 | 21 | 283.1967 | 303.0055 | 303.0055 | 303.0055 | 0.0001392 | 0 | 0 | 0 | 0
7 | 6 | 22 | 283.1967 | 303.0055 | 303.0055 | 303.0055 | 0.00013269 | 0 | 0 | 0 | 0
7 | 6 | 23 | 0 | 0 | 0 | 0 | 0.00012058 | 0 | 0 | 0 | 0
7 | 6 | 24 | 0 | 0 | 0 | 0 | 0.00010762 | 0 | 0 | 0 | 0
7 | 7 | 1 | 0 | 0 | 0 | 0 | 9.7523e-05 | 0 | 0 | 0 | 0
7 | 7 | 2 | 0 | 0 | 0 | 0 | 9.0877e-05 | 0 | 0 | 0 | 0
7 | 7 | 3 | 0 | 0 | 0 | 0 | 8.6264e-05 | 0 | 0 | 0 | 0
7 | 7 | 4 | 0 | 0 | 0 | 0 | 8.3541e-05 | 0 | 0 | 0 | 0
7 | 7 | 5 | 0 | 0 | 0 | 0 | 8.1897e-05 | 0 | 0 | 0 | 0
7 | 7 | 6 | 0 | 0 | 0 | 0 | 8.2003e-05 | 0 | 0 | 0 | 0
7 | 7 | 7 | 0 | 0 | 0 | 0 | 8.455e-05 | 0 | 0 | 0 | 0
7 | 7 | 8 | 0 | 0 | 0 | 0 | 8.9371e-05 | 0 | 0 | 0 | 0
7 | 7 | 9 | 0 | 0 | 0 | 0 | 9.7188e-05 | 0 | 0 | 0 | 0
7 | 7 | 10 | 0 | 0 | 0 | 0 | 0.00010537 | 0 | 0 | 0 | 0
7 | 7 | 11 | 0 | 0 | 0 | 0 | 0.00011297 | 0 | 0 | 0 | 0
7 | 7 | 12 | 0 | 0 | 0 | 0 | 0.00011894 | 0 | 0 | 0 | 0
7 | 7 | 13 | 0 | 0 | 0 | 0 | 0.00012473 | 0 | 0 | 0 | 0
7 | 7 | 14 | 0 | 0 | 0 | 0 | 0.00013035 | 0 | 0 | 0 | 0
7 | 7 | 15 | 0 | 0 | 0 | 0 | 0.00013564 | 0 | 0 | 0 | 0
7 | 7 | 16 | 0 | 0 | 0 | 0 | 0.00013951 | 0 | 0 | 0 | 0
7 | 7 | 17 | 283.1967 | 303.0055 | 303.0055 | 303.0055 | 0.00014299 | 0 | 0 | 0 | 0
7 | 7 | 18 | 283.1967 | 303.0055 | 303.0055 | 303.0055 | 0.00014372 | 0 | 0 | 0 | 0
7 | 7 | 19 | 283.1967 | 303.0055 | 303.0055 | 303.0055 | 0.00014172 | 0 | 0 | 0 | 0
7 | 7 | 20 | 283.1967 | 303.0055 | 303.0055 | 303.0055 | 0.0001371 | 0 | 0 | 0 | 0
7 | 7 | 21 | 283.1967 | 303.0055 | 303.0055 | 303.0055 | 0.00013408 | 0 | 0 | 0 | 0
7 | 7 | 22 | 283.1967 | 303.0055 | 303.0055 | 303.0055 | 0.00012887 | 0 | 0 | 0 | 0
7 | 7 | 23 | 0 | 0 | 0 | 0 | 0.00011746 | 0 | 0 | 0 | 0
7 | 7 | 24 | 0 | 0 | 0 | 0 | 0.00010532 | 0 | 0 | 0 | 0
7 | 8 | 1 | 0 | 0 | 0 | 0 | 9.6019e-05 | 0 | 0 | 0 | 0
7 | 8 | 2 | 0 | 0 | 0 | 0 | 8.9376e-05 | 0 | 0 | 0 | 0
7 | 8 | 3 | 0 | 0 | 0 | 0 | 8.5016e-05 | 0 | 0 | 0 | 0
7 | 8 | 4 | 0 | 0 | 0 | 0 | 8.2113e-05 | 0 | 0 | 0 | 0
7 | 8 | 5 | 0 | 0 | 0 | 0 | 8.0146e-05 | 0 | 0 | 0 | 0
7 | 8 | 6 | 0 | 0 | 0 | 0 | 8.0278e-05 | 0 | 0 | 0 | 0
7 | 8 | 7 | 0 | 0 | 0 | 0 | 8.1616e-05 | 0 | 0 | 0 | 0
7 | 8 | 8 | 0 | 0 | 0 | 0 | 8.5801e-05 | 0 | 0 | 0 | 0
7 | 8 | 9 | 0 | 0 | 0 | 0 | 9.3646e-05 | 0 | 0 | 0 | 0
7 | 8 | 10 | 0 | 0 | 0 | 0 | 0.00010195 | 0 | 0 | 0 | 0
7 | 8 | 11 | 0 | 0 | 0 | 0 | 0.0001095 | 0 | 0 | 0 | 0
7 | 8 | 12 | 0 | 0 | 0 | 0 | 0.00011636 | 0 | 0 | 0 | 0
7 | 8 | 13 | 0 | 0 | 0 | 0 | 0.00012193 | 0 | 0 | 0 | 0
7 | 8 | 14 | 0 | 0 | 0 | 0 | 0.00012838 | 0 | 0 | 0 | 0
7 | 8 | 15 | 0 | 0 | 0 | 0 | 0.00013378 | 0 | 0 | 0 | 0
7 | 8 | 16 | 0 | 0 | 0 | 0 | 0.00013901 | 0 | 0 | 0 | 0
7 | 8 | 17 | 283.1967 | 303.0055 | 303.0055 | 303.0055 | 0.0001433 | 0 | 0 | 0 | 0
7 | 8 | 18 | 283.1967 | 303.0055 | 303.0055 | 303.0055 | 0.00014506 | 0 | 0 | 0 | 0
7 | 8 | 19 | 283.1967 | 303.0055 | 303.0055 | 303.0055 | 0.00014404 | 0 | 0 | 0 | 0
7 | 8 | 20 | 283.1967 | 303.0055 | 303.0055 | 303.0055 | 0.00014038 | 0 | 0 | 0 | 0
7 | 8 | 21 | 283.1967 | 303.0055 | 303.0055 | 303.0055 | 0.00013786 | 0 | 0 | 0 | 0
7 | 8 | 22 | 283.1967 | 303.0055 | 303.0055 | 303.0055 | 0.00013298 | 0 | 0 | 0 | 0
7 | 8 | 23 | 0 | 0 | 0 | 0 | 0.00011958 | 0 | 0 | 0 | 0
7 | 8 | 24 | 0 | 0 | 0 | 0 | 0.00010513 | 0 | 0 | 0 | 0
7 | 9 | 1 | 0 | 0 | 0 | 0 | 9.4927e-05 | 0 | 0 | 0 | 0
7 | 9 | 2 | 0 | 0 | 0 | 0 | 8.861e-05 | 0 | 0 | 0 | 0
7 | 9 | 3 | 0 | 0 | 0 | 0 | 8.5166e-05 | 0 | 0 | 0 | 0
7 | 9 | 4 | 0 | 0 | 0 | 0 | 8.3363e-05 | 0 | 0 | 0 | 0
7 | 9 | 5 | 0 | 0 | 0 | 0 | 8.3716e-05 | 0 | 0 | 0 | 0
7 | 9 | 6 | 0 | 0 | 0 | 0 | 8.7812e-05 | 0 | 0 | 0 | 0
7 | 9 | 7 | 0 | 0 | 0 | 0 | 9.5641e-05 | 0 | 0 | 0 | 0
7 | 9 | 8 | 0 | 0 | 0 | 0 | 0.00010497 | 0 | 0 | 0 | 0
7 | 9 | 9 | 0 | 0 | 0 | 0 | 0.00011438 | 0 | 0 | 0 | 0
7 | 9 | 10 | 0 | 0 | 0 | 0 | 0.00012192 | 0 | 0 | 0 | 0
7 | 9 | 11 | 0 | 0 | 0 | 0 | 0.00012984 | 0 | 0 | 0 | 0
7 | 9 | 12 | 0 | 0 | 0 | 0 | 0.00013588 | 0 | 0 | 0 | 0
7 | 9 | 13 | 0 | 0 | 0 | 0 | 0.00014154 | 0 | 0 | 0 | 0
7 | 9 | 14 | 0 | 0 | 0 | 0 | 0.00014756 | 0 | 0 | 0 | 0
7 | 9 | 15 | 0 | 0 | 0 | 0 | 0.0001521 | 0 | 0 | 0 | 0
7 | 9 | 16 | 0 | 0 | 0 | 0 | 0.00015487 | 0 | 0 | 0 | 0
7 | 9 | 17 | 283.1967 | 303.0055 | 303.0055 | 303.0055 | 0.00015573 | 0 | 0 | 0 | 0
7 | 9 | 18 | 283.1967 | 303.0055 | 303.0055 | 303.0055 | 0.00015429 | 0 | 0 | 0 | 0
7 | 9 | 19 | 283.1967 | 303.0055 | 303.0055 | 303.0055 | 0.00014967 | 0 | 0 | 0 | 0
7 | 9 | 20 | 283.1967 | 303.0055 | 303.0055 | 303.0055 | 0.00014405 | 0 | 0 | 0 | 0
7 | 9 | 21 | 283.1967 | 303.0055 | 303.0055 | 303.0055 | 0.000141 | 0 | 0 | 0 | 0
7 | 9 | 22 | 283.1967 | 303.0055 | 303.0055 | 303.0055 | 0.00013468 | 0 | 0 | 0 | 0
7 | 9 | 23 | 0 | 0 | 0 | 0 | 0.00012009 | 0 | 0 | 0 | 0
7 | 9 | 24 | 0 | 0 | 0 | 0 | 0.00010605 | 0 | 0 | 0 | 0
7 | 10 | 1 | 0 | 0 | 0 | 0 | 9.6315e-05 | 0 | 0 | 0 | 0
7 | 10 | 2 | 0 | 0 | 0 | 0 | 9.0173e-05 | 0 | 0 | 0 | 0
7 | 10 | 3 | 0 | 0 | 0 | 0 | 8.6482e-05 | 0 | 0 | 0 | 0
7 | 10 | 4 | 0 | 0 | 0 | 0 | 8.431e-05 | 0 | 0 | 0 | 0
7 | 10 | 5 | 0 | 0 | 0 | 0 | 8.4074e-05 | 0 | 0 | 0 | 0
7 | 10 | 6 | 0 | 0 | 0 | 0 | 8.7862e-05 | 0 | 0 | 0 | 0
7 | 10 | 7 | 0 | 0 | 0 | 0 | 9.5679e-05 | 0 | 0 | 0 | 0
7 | 10 | 8 | 0 | 0 | 0 | 0 | 0.00010472 | 0 | 0 | 0 | 0
7 | 10 | 9 | 0 | 0 | 0 | 0 | 0.00011364 | 0 | 0 | 0 | 0
7 | 10 | 10 | 0 | 0 | 0 | 0 | 0.00012064 | 0 | 0 | 0 | 0
7 | 10 | 11 | 0 | 0 | 0 | 0 | 0.00012821 | 0 | 0 | 0 | 0
7 | 10 | 12 | 0 | 0 | 0 | 0 | 0.00013464 | 0 | 0 | 0 | 0
7 | 10 | 13 | 0 | 0 | 0 | 0 | 0.00014043 | 0 | 0 | 0 | 0
7 | 10 | 14 | 0 | 0 | 0 | 0 | 0.00014676 | 0 | 0 | 0 | 0
7 | 10 | 15 | 0 | 0 | 0 | 0 | 0.00015179 | 0 | 0 | 0 | 0
7 | 10 | 16 | 0 | 0 | 0 | 0 | 0.00015578 | 0 | 0 | 0 | 0
7 | 10 | 17 | 283.1967 | 303.0055 | 303.0055 | 303.0055 | 0.00015808 | 0 | 0 | 0 | 0
7 | 10 | 18 | 283.1967 | 303.0055 | 303.0055 | 303.0055 | 0.00015708 | 0 | 0 | 0 | 0
7 | 10 | 19 | 283.1967 | 303.0055 | 303.0055 | 303.0055 | 0.00015249 | 0 | 0 | 0 | 0
7 | 10 | 20 | 283.1967 | 303.0055 | 303.0055 | 303.0055 | 0.00014746 | 0 | 0 | 0 | 0
7 | 10 | 21 | 283.1967 | 303.0055 | 303.0055 | 303.0055 | 0.00014419 | 0 | 0 | 0 | 0
7 | 10 | 22 | 283.1967 | 303.0055 | 303.0055 | 303.0055 | 0.00013715 | 0 | 0 | 0 | 0
7 | 10 | 23 | 0 | 0 | 0 | 0 | 0.00012266 | 0 | 0 | 0 | 0
7 | 10 | 24 | 0 | 0 | 0 | 0 | 0.00010834 | 0 | 0 | 0 | 0
7 | 11 | 1 | 0 | 0 | 0 | 0 | 9.7692e-05 | 0 | 0 | 0 | 0
7 | 11 | 2 | 0 | 0 | 0 | 0 | 9.0907e-05 | 0 | 0 | 0 | 0
7 | 11 | 3 | 0 | 0 | 0 | 0 | 8.6846e-05 | 0 | 0 | 0 | 0
7 | 11 | 4 | 0 | 0 | 0 | 0 | 8.4694e-05 | 0 | 0 | 0 | 0
7 | 11 | 5 | 0 | 0 | 0 | 0 | 8.4409e-05 | 0 | 0 | 0 | 0
7 | 11 | 6 | 0 | 0 | 0 | 0 | 8.7964e-05 | 0 | 0 | 0 | 0
7 | 11 | 7 | 0 | 0 | 0 | 0 | 9.5491e-05 | 0 | 0 | 0 | 0
7 | 11 | 8 | 0 | 0 | 0 | 0 | 0.00010501 | 0 | 0 | 0 | 0
7 | 11 | 9 | 0 | 0 | 0 | 0 | 0.00011419 | 0 | 0 | 0 | 0
7 | 11 | 10 | 0 | 0 | 0 | 0 | 0.00012153 | 0 | 0 | 0 | 0
7 | 11 | 11 | 0 | 0 | 0 | 0 | 0.00012915 | 0 | 0 | 0 | 0
7 | 11 | 12 | 0 | 0 | 0 | 0 | 0.00013568 | 0 | 0 | 0 | 0
7 | 11 | 13 | 0 | 0 | 0 | 0 | 0.00014223 | 0 | 0 | 0 | 0
7 | 11 | 14 | 0 | 0 | 0 | 0 | 0.00014918 | 0 | 0 | 0 | 0
7 | 11 | 15 | 0 | 0 | 0 | 0 | 0.00015409 | 0 | 0 | 0 | 0
7 | 11 | 16 | 0 | 0 | 0 | 0 | 0.00015741 | 0 | 0 | 0 | 0
7 | 11 | 17 | 283.1967 | 303.0055 | 303.0055 | 303.0055 | 0.0001595 | 0 | 0 | 0 | 0
7 | 11 | 18 | 283.1967 | 303.0055 | 303.0055 | 303.0055 | 0.00015762 | 0 | 0 | 0 | 0
7 | 11 | 19 | 283.1967 | 303.0055 | 303.0055 | 303.0055 | 0.00015288 | 0 | 0 | 0 | 0
7 | 11 | 20 | 283.1967 | 303.0055 | 303.0055 | 303.0055 | 0.00014671 | 0 | 0 | 0 | 0
7 | 11 | 21 | 283.1967 | 303.0055 | 303.0055 | 303.0055 | 0.00014261 | 0 | 0 | 0 | 0
7 | 11 | 22 | 283.1967 | 303.0055 | 303.0055 | 303.0055 | 0.00013613 | 0 | 0 | 0 | 0
7 | 11 | 23 | 0 | 0 | 0 | 0 | 0.00012191 | 0 | 0 | 0 | 0
7 | 11 | 24 | 0 | 0 | 0 | 0 | 0.0001077 | 0 | 0 | 0 | 0
7 | 12 | 1 | 0 | 0 | 0 | 0 | 9.8251e-05 | 0 | 0 | 0 | 0
7 | 12 | 2 | 0 | 0 | 0 | 0 | 9.1785e-05 | 0 | 0 | 0 | 0
7 | 12 | 3 | 0 | 0 | 0 | 0 | 8.767e-05 | 0 | 0 | 0 | 0
7 | 12 | 4 | 0 | 0 | 0 | 0 | 8.5503e-05 | 0 | 0 | 0 | 0
7 | 12 | 5 | 0 | 0 | 0 | 0 | 8.5112e-05 | 0 | 0 | 0 | 0
7 | 12 | 6 | 0 | 0 | 0 | 0 | 8.864e-05 | 0 | 0 | 0 | 0
7 | 12 | 7 | 0 | 0 | 0 | 0 | 9.5987e-05 | 0 | 0 | 0 | 0
7 | 12 | 8 | 0 | 0 | 0 | 0 | 0.00010541 | 0 | 0 | 0 | 0
7 | 12 | 9 | 0 | 0 | 0 | 0 | 0.00011466 | 0 | 0 | 0 | 0
7 | 12 | 10 | 0 | 0 | 0 | 0 | 0.0001224 | 0 | 0 | 0 | 0
7 | 12 | 11 | 0 | 0 | 0 | 0 | 0.00013066 | 0 | 0 | 0 | 0
7 | 12 | 12 | 0 | 0 | 0 | 0 | 0.00013698 | 0 | 0 | 0 | 0
7 | 12 | 13 | 0 | 0 | 0 | 0 | 0.00014235 | 0 | 0 | 0 | 0
7 | 12 | 14 | 0 | 0 | 0 | 0 | 0.00014874 | 0 | 0 | 0 | 0
7 | 12 | 15 | 0 | 0 | 0 | 0 | 0.00015407 | 0 | 0 | 0 | 0
7 | 12 | 16 | 0 | 0 | 0 | 0 | 0.00015751 | 0 | 0 | 0 | 0
7 | 12 | 17 | 283.1967 | 303.0055 | 303.0055 | 303.0055 | 0.00015934 | 0 | 0 | 0 | 0
7 | 12 | 18 | 283.1967 | 303.0055 | 303.0055 | 303.0055 | 0.00015741 | 0 | 0 | 0 | 0
7 | 12 | 19 | 283.1967 | 303.0055 | 303.0055 | 303.0055 | 0.00015238 | 0 | 0 | 0 | 0
7 | 12 | 20 | 283.1967 | 303.0055 | 303.0055 | 303.0055 | 0.00014703 | 0 | 0 | 0 | 0
7 | 12 | 21 | 283.1967 | 303.0055 | 303.0055 | 303.0055 | 0.00014355 | 0 | 0 | 0 | 0
7 | 12 | 22 | 283.1967 | 303.0055 | 303.0055 | 303.0055 | 0.00013793 | 0 | 0 | 0 | 0
7 | 12 | 23 | 0 | 0 | 0 | 0 | 0.00012371 | 0 | 0 | 0 | 0
7 | 12 | 24 | 0 | 0 | 0 | 0 | 0.00010913 | 0 | 0 | 0 | 0
7 | 13 | 1 | 0 | 0 | 0 | 0 | 9.8621e-05 | 0 | 0 | 0 | 0
7 | 13 | 2 | 0 | 0 | 0 | 0 | 9.1638e-05 | 0 | 0 | 0 | 0
7 | 13 | 3 | 0 | 0 | 0 | 0 | 8.7344e-05 | 0 | 0 | 0 | 0
7 | 13 | 4 | 0 | 0 | 0 | 0 | 8.4997e-05 | 0 | 0 | 0 | 0
7 | 13 | 5 | 0 | 0 | 0 | 0 | 8.4401e-05 | 0 | 0 | 0 | 0
7 | 13 | 6 | 0 | 0 | 0 | 0 | 8.7771e-05 | 0 | 0 | 0 | 0
7 | 13 | 7 | 0 | 0 | 0 | 0 | 9.469e-05 | 0 | 0 | 0 | 0
7 | 13 | 8 | 0 | 0 | 0 | 0 | 0.00010381 | 0 | 0 | 0 | 0
7 | 13 | 9 | 0 | 0 | 0 | 0 | 0.00011397 | 0 | 0 | 0 | 0
7 | 13 | 10 | 0 | 0 | 0 | 0 | 0.00012102 | 0 | 0 | 0 | 0
7 | 13 | 11 | 0 | 0 | 0 | 0 | 0.00012815 | 0 | 0 | 0 | 0
7 | 13 | 12 | 0 | 0 | 0 | 0 | 0.0001349 | 0 | 0 | 0 | 0
7 | 13 | 13 | 0 | 0 | 0 | 0 | 0.00014043 | 0 | 0 | 0 | 0
7 | 13 | 14 | 0 | 0 | 0 | 0 | 0.00014688 | 0 | 0 | 0 | 0
7 | 13 | 15 | 0 | 0 | 0 | 0 | 0.00015219 | 0 | 0 | 0 | 0
7 | 13 | 16 | 0 | 0 | 0 | 0 | 0.00015532 | 0 | 0 | 0 | 0
7 | 13 | 17 | 283.1967 | 303.0055 | 303.0055 | 303.0055 | 0.00015648 | 0 | 0 | 0 | 0
7 | 13 | 18 | 283.1967 | 303.0055 | 303.0055 | 303.0055 | 0.00015471 | 0 | 0 | 0 | 0
7 | 13 | 19 | 283.1967 | 303.0055 | 303.0055 | 303.0055 | 0.00014912 | 0 | 0 | 0 | 0
7 | 13 | 20 | 283.1967 | 303.0055 | 303.0055 | 303.0055 | 0.00014354 | 0 | 0 | 0 | 0
7 | 13 | 21 | 283.1967 | 303.0055 | 303.0055 | 303.0055 | 0.0001392 | 0 | 0 | 0 | 0
7 | 13 | 22 | 283.1967 | 303.0055 | 303.0055 | 303.0055 | 0.00013269 | 0 | 0 | 0 | 0
7 | 13 | 23 | 0 | 0 | 0 | 0 | 0.00012058 | 0 | 0 | 0 | 0
7 | 13 | 24 | 0 | 0 | 0 | 0 | 0.00010762 | 0 | 0 | 0 | 0
7 | 14 | 1 | 0 | 0 | 0 | 0 | 9.7523e-05 | 0 | 0 | 0 | 0
7 | 14 | 2 | 0 | 0 | 0 | 0 | 9.0877e-05 | 0 | 0 | 0 | 0
7 | 14 | 3 | 0 | 0 | 0 | 0 | 8.6264e-05 | 0 | 0 | 0 | 0
7 | 14 | 4 | 0 | 0 | 0 | 0 | 8.3541e-05 | 0 | 0 | 0 | 0
7 | 14 | 5 | 0 | 0 | 0 | 0 | 8.1897e-05 | 0 | 0 | 0 | 0
7 | 14 | 6 | 0 | 0 | 0 | 0 | 8.2003e-05 | 0 | 0 | 0 | 0
7 | 14 | 7 | 0 | 0 | 0 | 0 | 8.455e-05 | 0 | 0 | 0 | 0
7 | 14 | 8 | 0 | 0 | 0 | 0 | 8.9371e-05 | 0 | 0 | 0 | 0
7 | 14 | 9 | 0 | 0 | 0 | 0 | 9.7188e-05 | 0 | 0 | 0 | 0
7 | 14 | 10 | 0 | 0 | 0 | 0 | 0.00010537 | 0 | 0 | 0 | 0
7 | 14 | 11 | 0 | 0 | 0 | 0 | 0.00011297 | 0 | 0 | 0 | 0
7 | 14 | 12 | 0 | 0 | 0 | 0 | 0.00011894 | 0 | 0 | 0 | 0
7 | 14 | 13 | 0 | 0 | 0 | 0 | 0.00012473 | 0 | 0 | 0 | 0
7 | 14 | 14 | 0 | 0 | 0 | 0 | 0.00013035 | 0 | 0 | 0 | 0
7 | 14 | 15 | 0 | 0 | 0 | 0 | 0.00013564 | 0 | 0 | 0 | 0
7 | 14 | 16 | 0 | 0 | 0 | 0 | 0.00013951 | 0 | 0 | 0 | 0
7 | 14 | 17 | 283.1967 | 303.0055 | 303.0055 | 303.0055 | 0.00014299 | 0 | 0 | 0 | 0
7 | 14 | 18 | 283.1967 | 303.0055 | 303.0055 | 303.0055 | 0.00014372 | 0 | 0 | 0 | 0
7 | 14 | 19 | 283.1967 | 303.0055 | 303.0055 | 303.0055 | 0.00014172 | 0 | 0 | 0 | 0
7 | 14 | 20 | 283.1967 | 303.0055 | 303.0055 | 303.0055 | 0.0001371 | 0 | 0 | 0 | 0
7 | 14 | 21 | 283.1967 | 303.0055 | 303.0055 | 303.0055 | 0.00013408 | 0 | 0 | 0 | 0
7 | 14 | 22 | 283.1967 | 303.0055 | 303.0055 | 303.0055 | 0.00012887 | 0 | 0 | 0 | 0
7 | 14 | 23 | 0 | 0 | 0 | 0 | 0.00011746 | 0 | 0 | 0 | 0
7 | 14 | 24 | 0 | 0 | 0 | 0 | 0.00010532 | 0 | 0 | 0 | 0
7 | 15 | 1 | 0 | 0 | 0 | 0 | 9.6019e-05 | 0 | 0 | 0 | 0
7 | 15 | 2 | 0 | 0 | 0 | 0 | 8.9376e-05 | 0 | 0 | 0 | 0
7 | 15 | 3 | 0 | 0 | 0 | 0 | 8.5016e-05 | 0 | 0 | 0 | 0
7 | 15 | 4 | 0 | 0 | 0 | 0 | 8.2113e-05 | 0 | 0 | 0 | 0
7 | 15 | 5 | 0 | 0 | 0 | 0 | 8.0146e-05 | 0 | 0 | 0 | 0
7 | 15 | 6 | 0 | 0 | 0 | 0 | 8.0278e-05 | 0 | 0 | 0 | 0
7 | 15 | 7 | 0 | 0 | 0 | 0 | 8.1616e-05 | 0 | 0 | 0 | 0
7 | 15 | 8 | 0 | 0 | 0 | 0 | 8.5801e-05 | 0 | 0 | 0 | 0
7 | 15 | 9 | 0 | 0 | 0 | 0 | 9.3646e-05 | 0 | 0 | 0 | 0
7 | 15 | 10 | 0 | 0 | 0 | 0 | 0.00010195 | 0 | 0 | 0 | 0
7 | 15 | 11 | 0 | 0 | 0 | 0 | 0.0001095 | 0 | 0 | 0 | 0
7 | 15 | 12 | 0 | 0 | 0 | 0 | 0.00011636 | 0 | 0 | 0 | 0
7 | 15 | 13 | 0 | 0 | 0 | 0 | 0.00012193 | 0 | 0 | 0 | 0
7 | 15 | 14 | 0 | 0 | 0 | 0 | 0.00012838 | 0 | 0 | 0 | 0
7 | 15 | 15 | 0 | 0 | 0 | 0 | 0.00013378 | 0 | 0 | 0 | 0
7 | 15 | 16 | 0 | 0 | 0 | 0 | 0.00013901 | 0 | 0 | 0 | 0
7 | 15 | 17 | 283.1967 | 303.0055 | 303.0055 | 303.0055 | 0.0001433 | 0 | 0 | 0 | 0
7 | 15 | 18 | 283.1967 | 303.0055 | 303.0055 | 303.0055 | 0.00014506 | 0 | 0 | 0 | 0
7 | 15 | 19 | 283.1967 | 303.0055 | 303.0055 | 303.0055 | 0.00014404 | 0 | 0 | 0 | 0
7 | 15 | 20 | 283.1967 | 303.0055 | 303.0055 | 303.0055 | 0.00014038 | 0 | 0 | 0 | 0
7 | 15 | 21 | 283.1967 | 303.0055 | 303.0055 | 303.0055 | 0.00013786 | 0 | 0 | 0 | 0
7 | 15 | 22 | 283.1967 | 303.0055 | 303.0055 | 303.0055 | 0.00013298 | 0 | 0 | 0 | 0
7 | 15 | 23 | 0 | 0 | 0 | 0 | 0.00011958 | 0 | 0 | 0 | 0
7 | 15 | 24 | 0 | 0 | 0 | 0 | 0.00010513 | 0 | 0 | 0 | 0
7 | 16 | 1 | 0 | 0 | 0 | 0 | 9.4927e-05 | 0 | 0 | 0 | 0
7 | 16 | 2 | 0 | 0 | 0 | 0 | 8.861e-05 | 0 | 0 | 0 | 0
7 | 16 | 3 | 0 | 0 | 0 | 0 | 8.5166e-05 | 0 | 0 | 0 | 0
7 | 16 | 4 | 0 | 0 | 0 | 0 | 8.3363e-05 | 0 | 0 | 0 | 0
7 | 16 | 5 | 0 | 0 | 0 | 0 | 8.3716e-05 | 0 | 0 | 0 | 0
7 | 16 | 6 | 0 | 0 | 0 | 0 | 8.7812e-05 | 0 | 0 | 0 | 0
7 | 16 | 7 | 0 | 0 | 0 | 0 | 9.5641e-05 | 0 | 0 | 0 | 0
7 | 16 | 8 | 0 | 0 | 0 | 0 | 0.00010497 | 0 | 0 | 0 | 0
7 | 16 | 9 | 0 | 0 | 0 | 0 | 0.00011438 | 0 | 0 | 0 | 0
7 | 16 | 10 | 0 | 0 | 0 | 0 | 0.00012192 | 0 | 0 | 0 | 0
7 | 16 | 11 | 0 | 0 | 0 | 0 | 0.00012984 | 0 | 0 | 0 | 0
7 | 16 | 12 | 0 | 0 | 0 | 0 | 0.00013588 | 0 | 0 | 0 | 0
7 | 16 | 13 | 0 | 0 | 0 | 0 | 0.00014154 | 0 | 0 | 0 | 0
7 | 16 | 14 | 0 | 0 | 0 | 0 | 0.00014756 | 0 | 0 | 0 | 0
7 | 16 | 15 | 0 | 0 | 0 | 0 | 0.0001521 | 0 | 0 | 0 | 0
7 | 16 | 16 | 0 | 0 | 0 | 0 | 0.00015487 | 0 | 0 | 0 | 0
7 | 16 | 17 | 283.1967 | 303.0055 | 303.0055 | 303.0055 | 0.00015573 | 0 | 0 | 0 | 0
7 | 16 | 18 | 283.1967 | 303.0055 | 303.0055 | 303.0055 | 0.00015429 | 0 | 0 | 0 | 0
7 | 16 | 19 | 283.1967 | 303.0055 | 303.0055 | 303.0055 | 0.00014967 | 0 | 0 | 0 | 0
7 | 16 | 20 | 283.1967 | 303.0055 | 303.0055 | 303.0055 | 0.00014405 | 0 | 0 | 0 | 0
7 | 16 | 21 | 283.1967 | 303.0055 | 303.0055 | 303.0055 | 0.000141 | 0 | 0 | 0 | 0
7 | 16 | 22 | 283.1967 | 303.0055 | 303.0055 | 303.0055 | 0.00013468 | 0 | 0 | 0 | 0
7 | 16 | 23 | 0 | 0 | 0 | 0 | 0.00012009 | 0 | 0 | 0 | 0
7 | 16 | 24 | 0 | 0 | 0 | 0 | 0.00010605 | 0 | 0 | 0 | 0
7 | 17 | 1 | 0 | 0 | 0 | 0 | 9.6315e-05 | 0 | 0 | 0 | 0
7 | 17 | 2 | 0 | 0 | 0 | 0 | 9.0173e-05 | 0 | 0 | 0 | 0
7 | 17 | 3 | 0 | 0 | 0 | 0 | 8.6482e-05 | 0 | 0 | 0 | 0
7 | 17 | 4 | 0 | 0 | 0 | 0 | 8.431e-05 | 0 | 0 | 0 | 0
7 | 17 | 5 | 0 | 0 | 0 | 0 | 8.4074e-05 | 0 | 0 | 0 | 0
7 | 17 | 6 | 0 | 0 | 0 | 0 | 8.7862e-05 | 0 | 0 | 0 | 0
7 | 17 | 7 | 0 | 0 | 0 | 0 | 9.5679e-05 | 0 | 0 | 0 | 0
7 | 17 | 8 | 0 | 0 | 0 | 0 | 0.00010472 | 0 | 0 | 0 | 0
7 | 17 | 9 | 0 | 0 | 0 | 0 | 0.00011364 | 0 | 0 | 0 | 0
7 | 17 | 10 | 0 | 0 | 0 | 0 | 0.00012064 | 0 | 0 | 0 | 0
7 | 17 | 11 | 0 | 0 | 0 | 0 | 0.00012821 | 0 | 0 | 0 | 0
7 | 17 | 12 | 0 | 0 | 0 | 0 | 0.00013464 | 0 | 0 | 0 | 0
7 | 17 | 13 | 0 | 0 | 0 | 0 | 0.00014043 | 0 | 0 | 0 | 0
7 | 17 | 14 | 0 | 0 | 0 | 0 | 0.00014676 | 0 | 0 | 0 | 0
7 | 17 | 15 | 0 | 0 | 0 | 0 | 0.00015179 | 0 | 0 | 0 | 0
7 | 17 | 16 | 0 | 0 | 0 | 0 | 0.00015578 | 0 | 0 | 0 | 0
7 | 17 | 17 | 283.1967 | 303.0055 | 303.0055 | 303.0055 | 0.00015808 | 0 | 0 | 0 | 0
7 | 17 | 18 | 283.1967 | 303.0055 | 303.0055 | 303.0055 | 0.00015708 | 0 | 0 | 0 | 0
7 | 17 | 19 | 283.1967 | 303.0055 | 303.0055 | 303.0055 | 0.00015249 | 0 | 0 | 0 | 0
7 | 17 | 20 | 283.1967 | 303.0055 | 303.0055 | 303.0055 | 0.00014746 | 0 | 0 | 0 | 0
7 | 17 | 21 | 283.1967 | 303.0055 | 303.0055 | 303.0055 | 0.00014419 | 0 | 0 | 0 | 0
7 | 17 | 22 | 283.1967 | 303.0055 | 303.0055 | 303.0055 | 0.00013715 | 0 | 0 | 0 | 0
7 | 17 | 23 | 0 | 0 | 0 | 0 | 0.00012266 | 0 | 0 | 0 | 0
7 | 17 | 24 | 0 | 0 | 0 | 0 | 0.00010834 | 0 | 0 | 0 | 0
7 | 18 | 1 | 0 | 0 | 0 | 0 | 9.7692e-05 | 0 | 0 | 0 | 0
7 | 18 | 2 | 0 | 0 | 0 | 0 | 9.0907e-05 | 0 | 0 | 0 | 0
7 | 18 | 3 | 0 | 0 | 0 | 0 | 8.6846e-05 | 0 | 0 | 0 | 0
7 | 18 | 4 | 0 | 0 | 0 | 0 | 8.4694e-05 | 0 | 0 | 0 | 0
7 | 18 | 5 | 0 | 0 | 0 | 0 | 8.4409e-05 | 0 | 0 | 0 | 0
7 | 18 | 6 | 0 | 0 | 0 | 0 | 8.7964e-05 | 0 | 0 | 0 | 0
7 | 18 | 7 | 0 | 0 | 0 | 0 | 9.5491e-05 | 0 | 0 | 0 | 0
7 | 18 | 8 | 0 | 0 | 0 | 0 | 0.00010501 | 0 | 0 | 0 | 0
7 | 18 | 9 | 0 | 0 | 0 | 0 | 0.00011419 | 0 | 0 | 0 | 0
7 | 18 | 10 | 0 | 0 | 0 | 0 | 0.00012153 | 0 | 0 | 0 | 0
7 | 18 | 11 | 0 | 0 | 0 | 0 | 0.00012915 | 0 | 0 | 0 | 0
7 | 18 | 12 | 0 | 0 | 0 | 0 | 0.00013568 | 0 | 0 | 0 | 0
7 | 18 | 13 | 0 | 0 | 0 | 0 | 0.00014223 | 0 | 0 | 0 | 0
7 | 18 | 14 | 0 | 0 | 0 | 0 | 0.00014918 | 0 | 0 | 0 | 0
7 | 18 | 15 | 0 | 0 | 0 | 0 | 0.00015409 | 0 | 0 | 0 | 0
7 | 18 | 16 | 0 | 0 | 0 | 0 | 0.00015741 | 0 | 0 | 0 | 0
7 | 18 | 17 | 283.1967 | 303.0055 | 303.0055 | 303.0055 | 0.0001595 | 0 | 0 | 0 | 0
7 | 18 | 18 | 283.1967 | 303.0055 | 303.0055 | 303.0055 | 0.00015762 | 0 | 0 | 0 | 0
7 | 18 | 19 | 283.1967 | 303.0055 | 303.0055 | 303.0055 | 0.00015288 | 0 | 0 | 0 | 0
7 | 18 | 20 | 283.1967 | 303.0055 | 303.0055 | 303.0055 | 0.00014671 | 0 | 0 | 0 | 0
7 | 18 | 21 | 283.1967 | 303.0055 | 303.0055 | 303.0055 | 0.00014261 | 0 | 0 | 0 | 0
7 | 18 | 22 | 283.1967 | 303.0055 | 303.0055 | 303.0055 | 0.00013613 | 0 | 0 | 0 | 0
7 | 18 | 23 | 0 | 0 | 0 | 0 | 0.00012191 | 0 | 0 | 0 | 0
7 | 18 | 24 | 0 | 0 | 0 | 0 | 0.0001077 | 0 | 0 | 0 | 0
7 | 19 | 1 | 0 | 0 | 0 | 0 | 9.8251e-05 | 0 | 0 | 0 | 0
7 | 19 | 2 | 0 | 0 | 0 | 0 | 9.1785e-05 | 0 | 0 | 0 | 0
7 | 19 | 3 | 0 | 0 | 0 | 0 | 8.767e-05 | 0 | 0 | 0 | 0
7 | 19 | 4 | 0 | 0 | 0 | 0 | 8.5503e-05 | 0 | 0 | 0 | 0
7 | 19 | 5 | 0 | 0 | 0 | 0 | 8.5112e-05 | 0 | 0 | 0 | 0
7 | 19 | 6 | 0 | 0 | 0 | 0 | 8.864e-05 | 0 | 0 | 0 | 0
7 | 19 | 7 | 0 | 0 | 0 | 0 | 9.5987e-05 | 0 | 0 | 0 | 0
7 | 19 | 8 | 0 | 0 | 0 | 0 | 0.00010541 | 0 | 0 | 0 | 0
7 | 19 | 9 | 0 | 0 | 0 | 0 | 0.00011466 | 0 | 0 | 0 | 0
7 | 19 | 10 | 0 | 0 | 0 | 0 | 0.0001224 | 0 | 0 | 0 | 0
7 | 19 | 11 | 0 | 0 | 0 | 0 | 0.00013066 | 0 | 0 | 0 | 0
7 | 19 | 12 | 0 | 0 | 0 | 0 | 0.00013698 | 0 | 0 | 0 | 0
7 | 19 | 13 | 0 | 0 | 0 | 0 | 0.00014235 | 0 | 0 | 0 | 0
7 | 19 | 14 | 0 | 0 | 0 | 0 | 0.00014874 | 0 | 0 | 0 | 0
7 | 19 | 15 | 0 | 0 | 0 | 0 | 0.00015407 | 0 | 0 | 0 | 0
7 | 19 | 16 | 0 | 0 | 0 | 0 | 0.00015751 | 0 | 0 | 0 | 0
7 | 19 | 17 | 283.1967 | 303.0055 | 303.0055 | 303.0055 | 0.00015934 | 0 | 0 | 0 | 0
7 | 19 | 18 | 283.1967 | 303.0055 | 303.0055 | 303.0055 | 0.00015741 | 0 | 0 | 0 | 0
7 | 19 | 19 | 283.1967 | 303.0055 | 303.0055 | 303.0055 | 0.00015238 | 0 | 0 | 0 | 0
7 | 19 | 20 | 283.1967 | 303.0055 | 303.0055 | 303.0055 | 0.00014703 | 0 | 0 | 0 | 0
7 | 19 | 21 | 283.1967 | 303.0055 | 303.0055 | 303.0055 | 0.00014355 | 0 | 0 | 0 | 0
7 | 19 | 22 | 283.1967 | 303.0055 | 303.0055 | 303.0055 | 0.00013793 | 0 | 0 | 0 | 0
7 | 19 | 23 | 0 | 0 | 0 | 0 | 0.00012371 | 0 | 0 | 0 | 0
7 | 19 | 24 | 0 | 0 | 0 | 0 | 0.00010913 | 0 | 0 | 0 | 0
7 | 20 | 1 | 0 | 0 | 0 | 0 | 9.8621e-05 | 0 | 0 | 0 | 0
7 | 20 | 2 | 0 | 0 | 0 | 0 | 9.1638e-05 | 0 | 0 | 0 | 0
7 | 20 | 3 | 0 | 0 | 0 | 0 | 8.7344e-05 | 0 | 0 | 0 | 0
7 | 20 | 4 | 0 | 0 | 0 | 0 | 8.4997e-05 | 0 | 0 | 0 | 0
7 | 20 | 5 | 0 | 0 | 0 | 0 | 8.4401e-05 | 0 | 0 | 0 | 0
7 | 20 | 6 | 0 | 0 | 0 | 0 | 8.7771e-05 | 0 | 0 | 0 | 0
7 | 20 | 7 | 0 | 0 | 0 | 0 | 9.469e-05 | 0 | 0 | 0 | 0
7 | 20 | 8 | 0 | 0 | 0 | 0 | 0.00010381 | 0 | 0 | 0 | 0
7 | 20 | 9 | 0 | 0 | 0 | 0 | 0.00011397 | 0 | 0 | 0 | 0
7 | 20 | 10 | 0 | 0 | 0 | 0 | 0.00012102 | 0 | 0 | 0 | 0
7 | 20 | 11 | 0 | 0 | 0 | 0 | 0.00012815 | 0 | 0 | 0 | 0
7 | 20 | 12 | 0 | 0 | 0 | 0 | 0.0001349 | 0 | 0 | 0 | 0
7 | 20 | 13 | 0 | 0 | 0 | 0 | 0.00014043 | 0 | 0 | 0 | 0
7 | 20 | 14 | 0 | 0 | 0 | 0 | 0.00014688 | 0 | 0 | 0 | 0
7 | 20 | 15 | 0 | 0 | 0 | 0 | 0.00015219 | 0 | 0 | 0 | 0
7 | 20 | 16 | 0 | 0 | 0 | 0 | 0.00015532 | 0 | 0 | 0 | 0
7 | 20 | 17 | 283.1967 | 303.0055 | 303.0055 | 303.0055 | 0.00015648 | 0 | 0 | 0 | 0
7 | 20 | 18 | 283.1967 | 303.0055 | 303.0055 | 303.0055 | 0.00015471 | 0 | 0 | 0 | 0
7 | 20 | 19 | 283.1967 | 303.0055 | 303.0055 | 303.0055 | 0.00014912 | 0 | 0 | 0 | 0
7 | 20 | 20 | 283.1967 | 303.0055 | 303.0055 | 303.0055 | 0.00014354 | 0 | 0 | 0 | 0
7 | 20 | 21 | 283.1967 | 303.0055 | 303.0055 | 303.0055 | 0.0001392 | 0 | 0 | 0 | 0
7 | 20 | 22 | 283.1967 | 303.0055 | 303.0055 | 303.0055 | 0.00013269 | 0 | 0 | 0 | 0
7 | 20 | 23 | 0 | 0 | 0 | 0 | 0.00012058 | 0 | 0 | 0 | 0
7 | 20 | 24 | 0 | 0 | 0 | 0 | 0.00010762 | 0 | 0 | 0 | 0
7 | 21 | 1 | 0 | 0 | 0 | 0 | 9.7523e-05 | 0 | 0 | 0 | 0
7 | 21 | 2 | 0 | 0 | 0 | 0 | 9.0877e-05 | 0 | 0 | 0 | 0
7 | 21 | 3 | 0 | 0 | 0 | 0 | 8.6264e-05 | 0 | 0 | 0 | 0
7 | 21 | 4 | 0 | 0 | 0 | 0 | 8.3541e-05 | 0 | 0 | 0 | 0
7 | 21 | 5 | 0 | 0 | 0 | 0 | 8.1897e-05 | 0 | 0 | 0 | 0
7 | 21 | 6 | 0 | 0 | 0 | 0 | 8.2003e-05 | 0 | 0 | 0 | 0
7 | 21 | 7 | 0 | 0 | 0 | 0 | 8.455e-05 | 0 | 0 | 0 | 0
7 | 21 | 8 | 0 | 0 | 0 | 0 | 8.9371e-05 | 0 | 0 | 0 | 0
7 | 21 | 9 | 0 | 0 | 0 | 0 | 9.7188e-05 | 0 | 0 | 0 | 0
7 | 21 | 10 | 0 | 0 | 0 | 0 | 0.00010537 | 0 | 0 | 0 | 0
7 | 21 | 11 | 0 | 0 | 0 | 0 | 0.00011297 | 0 | 0 | 0 | 0
7 | 21 | 12 | 0 | 0 | 0 | 0 | 0.00011894 | 0 | 0 | 0 | 0
7 | 21 | 13 | 0 | 0 | 0 | 0 | 0.00012473 | 0 | 0 | 0 | 0
7 | 21 | 14 | 0 | 0 | 0 | 0 | 0.00013035 | 0 | 0 | 0 | 0
7 | 21 | 15 | 0 | 0 | 0 | 0 | 0.00013564 | 0 | 0 | 0 | 0
7 | 21 | 16 | 0 | 0 | 0 | 0 | 0.00013951 | 0 | 0 | 0 | 0
7 | 21 | 17 | 283.1967 | 303.0055 | 303.0055 | 303.0055 | 0.00014299 | 0 | 0 | 0 | 0
7 | 21 | 18 | 283.1967 | 303.0055 | 303.0055 | 303.0055 | 0.00014372 | 0 | 0 | 0 | 0
7 | 21 | 19 | 283.1967 | 303.0055 | 303.0055 | 303.0055 | 0.00014172 | 0 | 0 | 0 | 0
7 | 21 | 20 | 283.1967 | 303.0055 | 303.0055 | 303.0055 | 0.0001371 | 0 | 0 | 0 | 0
7 | 21 | 21 | 283.1967 | 303.0055 | 303.0055 | 303.0055 | 0.00013408 | 0 | 0 | 0 | 0
7 | 21 | 22 | 283.1967 | 303.0055 | 303.0055 | 303.0055 | 0.00012887 | 0 | 0 | 0 | 0
7 | 21 | 23 | 0 | 0 | 0 | 0 | 0.00011746 | 0 | 0 | 0 | 0
7 | 21 | 24 | 0 | 0 | 0 | 0 | 0.00010532 | 0 | 0 | 0 | 0
7 | 22 | 1 | 0 | 0 | 0 | 0 | 9.6019e-05 | 0 | 0 | 0 | 0
7 | 22 | 2 | 0 | 0 | 0 | 0 | 8.9376e-05 | 0 | 0 | 0 | 0
7 | 22 | 3 | 0 | 0 | 0 | 0 | 8.5016e-05 | 0 | 0 | 0 | 0
7 | 22 | 4 | 0 | 0 | 0 | 0 | 8.2113e-05 | 0 | 0 | 0 | 0
7 | 22 | 5 | 0 | 0 | 0 | 0 | 8.0146e-05 | 0 | 0 | 0 | 0
7 | 22 | 6 | 0 | 0 | 0 | 0 | 8.0278e-05 | 0 | 0 | 0 | 0
7 | 22 | 7 | 0 | 0 | 0 | 0 | 8.1616e-05 | 0 | 0 | 0 | 0
7 | 22 | 8 | 0 | 0 | 0 | 0 | 8.5801e-05 | 0 | 0 | 0 | 0
7 | 22 | 9 | 0 | 0 | 0 | 0 | 9.3646e-05 | 0 | 0 | 0 | 0
7 | 22 | 10 | 0 | 0 | 0 | 0 | 0.00010195 | 0 | 0 | 0 | 0
7 | 22 | 11 | 0 | 0 | 0 | 0 | 0.0001095 | 0 | 0 | 0 | 0
7 | 22 | 12 | 0 | 0 | 0 | 0 | 0.00011636 | 0 | 0 | 0 | 0
7 | 22 | 13 | 0 | 0 | 0 | 0 | 0.00012193 | 0 | 0 | 0 | 0
7 | 22 | 14 | 0 | 0 | 0 | 0 | 0.00012838 | 0 | 0 | 0 | 0
7 | 22 | 15 | 0 | 0 | 0 | 0 | 0.00013378 | 0 | 0 | 0 | 0
7 | 22 | 16 | 0 | 0 | 0 | 0 | 0.00013901 | 0 | 0 | 0 | 0
7 | 22 | 17 | 283.1967 | 303.0055 | 303.0055 | 303.0055 | 0.0001433 | 0 | 0 | 0 | 0
7 | 22 | 18 | 283.1967 | 303.0055 | 303.0055 | 303.0055 | 0.00014506 | 0 | 0 | 0 | 0
7 | 22 | 19 | 283.1967 | 303.0055 | 303.0055 | 303.0055 | 0.00014404 | 0 | 0 | 0 | 0
7 | 22 | 20 | 283.1967 | 303.0055 | 303.0055 | 303.0055 | 0.00014038 | 0 | 0 | 0 | 0
7 | 22 | 21 | 283.1967 | 303.0055 | 303.0055 | 303.0055 | 0.00013786 | 0 | 0 | 0 | 0
7 | 22 | 22 | 283.1967 | 303.0055 | 303.0055 | 303.0055 | 0.00013298 | 0 | 0 | 0 | 0
7 | 22 | 23 | 0 | 0 | 0 | 0 | 0.00011958 | 0 | 0 | 0 | 0
7 | 22 | 24 | 0 | 0 | 0 | 0 | 0.00010513 | 0 | 0 | 0 | 0
7 | 23 | 1 | 0 | 0 | 0 | 0 | 9.4927e-05 | 0 | 0 | 0 | 0
7 | 23 | 2 | 0 | 0 | 0 | 0 | 8.861e-05 | 0 | 0 | 0 | 0
7 | 23 | 3 | 0 | 0 | 0 | 0 | 8.5166e-05 | 0 | 0 | 0 | 0
7 | 23 | 4 | 0 | 0 | 0 | 0 | 8.3363e-05 | 0 | 0 | 0 | 0
7 | 23 | 5 | 0 | 0 | 0 | 0 | 8.3716e-05 | 0 | 0 | 0 | 0
7 | 23 | 6 | 0 | 0 | 0 | 0 | 8.7812e-05 | 0 | 0 | 0 | 0
7 | 23 | 7 | 0 | 0 | 0 | 0 | 9.5641e-05 | 0 | 0 | 0 | 0
7 | 23 | 8 | 0 | 0 | 0 | 0 | 0.00010497 | 0 | 0 | 0 | 0
7 | 23 | 9 | 0 | 0 | 0 | 0 | 0.00011438 | 0 | 0 | 0 | 0
7 | 23 | 10 | 0 | 0 | 0 | 0 | 0.00012192 | 0 | 0 | 0 | 0
7 | 23 | 11 | 0 | 0 | 0 | 0 | 0.00012984 | 0 | 0 | 0 | 0
7 | 23 | 12 | 0 | 0 | 0 | 0 | 0.00013588 | 0 | 0 | 0 | 0
7 | 23 | 13 | 0 | 0 | 0 | 0 | 0.00014154 | 0 | 0 | 0 | 0
7 | 23 | 14 | 0 | 0 | 0 | 0 | 0.00014756 | 0 | 0 | 0 | 0
7 | 23 | 15 | 0 | 0 | 0 | 0 | 0.0001521 | 0 | 0 | 0 | 0
7 | 23 | 16 | 0 | 0 | 0 | 0 | 0.00015487 | 0 | 0 | 0 | 0
7 | 23 | 17 | 283.1967 | 303.0055 | 303.0055 | 303.0055 | 0.00015573 | 0 | 0 | 0 | 0
7 | 23 | 18 | 283.1967 | 303.0055 | 303.0055 | 303.0055 | 0.00015429 | 0 | 0 | 0 | 0
7 | 23 | 19 | 283.1967 | 303.0055 | 303.0055 | 303.0055 | 0.00014967 | 0 | 0 | 0 | 0
7 | 23 | 20 | 283.1967 | 303.0055 | 303.0055 | 303.0055 | 0.00014405 | 0 | 0 | 0 | 0
7 | 23 | 21 | 283.1967 | 303.0055 | 303.0055 | 303.0055 | 0.000141 | 0 | 0 | 0 | 0
7 | 23 | 22 | 283.1967 | 303.0055 | 303.0055 | 303.0055 | 0.00013468 | 0 | 0 | 0 | 0
7 | 23 | 23 | 0 | 0 | 0 | 0 | 0.00012009 | 0 | 0 | 0 | 0
7 | 23 | 24 | 0 | 0 | 0 | 0 | 0.00010605 | 0 | 0 | 0 | 0
7 | 24 | 1 | 0 | 0 | 0 | 0 | 9.6315e-05 | 0 | 0 | 0 | 0
7 | 24 | 2 | 0 | 0 | 0 | 0 | 9.0173e-05 | 0 | 0 | 0 | 0
7 | 24 | 3 | 0 | 0 | 0 | 0 | 8.6482e-05 | 0 | 0 | 0 | 0
7 | 24 | 4 | 0 | 0 | 0 | 0 | 8.431e-05 | 0 | 0 | 0 | 0
7 | 24 | 5 | 0 | 0 | 0 | 0 | 8.4074e-05 | 0 | 0 | 0 | 0
7 | 24 | 6 | 0 | 0 | 0 | 0 | 8.7862e-05 | 0 | 0 | 0 | 0
7 | 24 | 7 | 0 | 0 | 0 | 0 | 9.5679e-05 | 0 | 0 | 0 | 0
7 | 24 | 8 | 0 | 0 | 0 | 0 | 0.00010472 | 0 | 0 | 0 | 0
7 | 24 | 9 | 0 | 0 | 0 | 0 | 0.00011364 | 0 | 0 | 0 | 0
7 | 24 | 10 | 0 | 0 | 0 | 0 | 0.00012064 | 0 | 0 | 0 | 0
7 | 24 | 11 | 0 | 0 | 0 | 0 | 0.00012821 | 0 | 0 | 0 | 0
7 | 24 | 12 | 0 | 0 | 0 | 0 | 0.00013464 | 0 | 0 | 0 | 0
7 | 24 | 13 | 0 | 0 | 0 | 0 | 0.00014043 | 0 | 0 | 0 | 0
7 | 24 | 14 | 0 | 0 | 0 | 0 | 0.00014676 | 0 | 0 | 0 | 0
7 | 24 | 15 | 0 | 0 | 0 | 0 | 0.00015179 | 0 | 0 | 0 | 0
7 | 24 | 16 | 0 | 0 | 0 | 0 | 0.00015578 | 0 | 0 | 0 | 0
7 | 24 | 17 | 283.1967 | 303.0055 | 303.0055 | 303.0055 | 0.00015808 | 0 | 0 | 0 | 0
7 | 24 | 18 | 283.1967 | 303.0055 | 303.0055 | 303.0055 | 0.00015708 | 0 | 0 | 0 | 0
7 | 24 | 19 | 283.1967 | 303.0055 | 303.0055 | 303.0055 | 0.00015249 | 0 | 0 | 0 | 0
7 | 24 | 20 | 283.1967 | 303.0055 | 303.0055 | 303.0055 | 0.00014746 | 0 | 0 | 0 | 0
7 | 24 | 21 | 283.1967 | 303.0055 | 303.0055 | 303.0055 | 0.00014419 | 0 | 0 | 0 | 0
7 | 24 | 22 | 283.1967 | 303.0055 | 303.0055 | 303.0055 | 0.00013715 | 0 | 0 | 0 | 0
7 | 24 | 23 | 0 | 0 | 0 | 0 | 0.00012266 | 0 | 0 | 0 | 0
7 | 24 | 24 | 0 | 0 | 0 | 0 | 0.00010834 | 0 | 0 | 0 | 0
7 | 25 | 1 | 0 | 0 | 0 | 0 | 9.7692e-05 | 0 | 0 | 0 | 0
7 | 25 | 2 | 0 | 0 | 0 | 0 | 9.0907e-05 | 0 | 0 | 0 | 0
7 | 25 | 3 | 0 | 0 | 0 | 0 | 8.6846e-05 | 0 | 0 | 0 | 0
7 | 25 | 4 | 0 | 0 | 0 | 0 | 8.4694e-05 | 0 | 0 | 0 | 0
7 | 25 | 5 | 0 | 0 | 0 | 0 | 8.4409e-05 | 0 | 0 | 0 | 0
7 | 25 | 6 | 0 | 0 | 0 | 0 | 8.7964e-05 | 0 | 0 | 0 | 0
7 | 25 | 7 | 0 | 0 | 0 | 0 | 9.5491e-05 | 0 | 0 | 0 | 0
7 | 25 | 8 | 0 | 0 | 0 | 0 | 0.00010501 | 0 | 0 | 0 | 0
7 | 25 | 9 | 0 | 0 | 0 | 0 | 0.00011419 | 0 | 0 | 0 | 0
7 | 25 | 10 | 0 | 0 | 0 | 0 | 0.00012153 | 0 | 0 | 0 | 0
7 | 25 | 11 | 0 | 0 | 0 | 0 | 0.00012915 | 0 | 0 | 0 | 0
7 | 25 | 12 | 0 | 0 | 0 | 0 | 0.00013568 | 0 | 0 | 0 | 0
7 | 25 | 13 | 0 | 0 | 0 | 0 | 0.00014223 | 0 | 0 | 0 | 0
7 | 25 | 14 | 0 | 0 | 0 | 0 | 0.00014918 | 0 | 0 | 0 | 0
7 | 25 | 15 | 0 | 0 | 0 | 0 | 0.00015409 | 0 | 0 | 0 | 0
7 | 25 | 16 | 0 | 0 | 0 | 0 | 0.00015741 | 0 | 0 | 0 | 0
7 | 25 | 17 | 283.1967 | 303.0055 | 303.0055 | 303.0055 | 0.0001595 | 0 | 0 | 0 | 0
7 | 25 | 18 | 283.1967 | 303.0055 | 303.0055 | 303.0055 | 0.00015762 | 0 | 0 | 0 | 0
7 | 25 | 19 | 283.1967 | 303.0055 | 303.0055 | 303.0055 | 0.00015288 | 0 | 0 | 0 | 0
7 | 25 | 20 | 283.1967 | 303.0055 | 303.0055 | 303.0055 | 0.00014671 | 0 | 0 | 0 | 0
7 | 25 | 21 | 283.1967 | 303.0055 | 303.0055 | 303.0055 | 0.00014261 | 0 | 0 | 0 | 0
7 | 25 | 22 | 283.1967 | 303.0055 | 303.0055 | 303.0055 | 0.00013613 | 0 | 0 | 0 | 0
7 | 25 | 23 | 0 | 0 | 0 | 0 | 0.00012191 | 0 | 0 | 0 | 0
7 | 25 | 24 | 0 | 0 | 0 | 0 | 0.0001077 | 0 | 0 | 0 | 0
7 | 26 | 1 | 0 | 0 | 0 | 0 | 9.8251e-05 | 0 | 0 | 0 | 0
7 | 26 | 2 | 0 | 0 | 0 | 0 | 9.1785e-05 | 0 | 0 | 0 | 0
7 | 26 | 3 | 0 | 0 | 0 | 0 | 8.767e-05 | 0 | 0 | 0 | 0
7 | 26 | 4 | 0 | 0 | 0 | 0 | 8.5503e-05 | 0 | 0 | 0 | 0
7 | 26 | 5 | 0 | 0 | 0 | 0 | 8.5112e-05 | 0 | 0 | 0 | 0
7 | 26 | 6 | 0 | 0 | 0 | 0 | 8.864e-05 | 0 | 0 | 0 | 0
7 | 26 | 7 | 0 | 0 | 0 | 0 | 9.5987e-05 | 0 | 0 | 0 | 0
7 | 26 | 8 | 0 | 0 | 0 | 0 | 0.00010541 | 0 | 0 | 0 | 0
7 | 26 | 9 | 0 | 0 | 0 | 0 | 0.00011466 | 0 | 0 | 0 | 0
7 | 26 | 10 | 0 | 0 | 0 | 0 | 0.0001224 | 0 | 0 | 0 | 0
7 | 26 | 11 | 0 | 0 | 0 | 0 | 0.00013066 | 0 | 0 | 0 | 0
7 | 26 | 12 | 0 | 0 | 0 | 0 | 0.00013698 | 0 | 0 | 0 | 0
7 | 26 | 13 | 0 | 0 | 0 | 0 | 0.00014235 | 0 | 0 | 0 | 0
7 | 26 | 14 | 0 | 0 | 0 | 0 | 0.00014874 | 0 | 0 | 0 | 0
7 | 26 | 15 | 0 | 0 | 0 | 0 | 0.00015407 | 0 | 0 | 0 | 0
7 | 26 | 16 | 0 | 0 | 0 | 0 | 0.00015751 | 0 | 0 | 0 | 0
7 | 26 | 17 | 283.1967 | 303.0055 | 303.0055 | 303.0055 | 0.00015934 | 0 | 0 | 0 | 0
7 | 26 | 18 | 283.1967 | 303.0055 | 303.0055 | 303.0055 | 0.00015741 | 0 | 0 | 0 | 0
7 | 26 | 19 | 283.1967 | 303.0055 | 303.0055 | 303.0055 | 0.00015238 | 0 | 0 | 0 | 0
7 | 26 | 20 | 283.1967 | 303.0055 | 303.0055 | 303.0055 | 0.00014703 | 0 | 0 | 0 | 0
7 | 26 | 21 | 283.1967 | 303.0055 | 303.0055 | 303.0055 | 0.00014355 | 0 | 0 | 0 | 0
7 | 26 | 22 | 283.1967 | 303.0055 | 303.0055 | 303.0055 | 0.00013793 | 0 | 0 | 0 | 0
7 | 26 | 23 | 0 | 0 | 0 | 0 | 0.00012371 | 0 | 0 | 0 | 0
7 | 26 | 24 | 0 | 0 | 0 | 0 | 0.00010913 | 0 | 0 | 0 | 0
7 | 27 | 1 | 0 | 0 | 0 | 0 | 9.8621e-05 | 0 | 0 | 0 | 0
7 | 27 | 2 | 0 | 0 | 0 | 0 | 9.1638e-05 | 0 | 0 | 0 | 0
7 | 27 | 3 | 0 | 0 | 0 | 0 | 8.7344e-05 | 0 | 0 | 0 | 0
7 | 27 | 4 | 0 | 0 | 0 | 0 | 8.4997e-05 | 0 | 0 | 0 | 0
7 | 27 | 5 | 0 | 0 | 0 | 0 | 8.4401e-05 | 0 | 0 | 0 | 0
7 | 27 | 6 | 0 | 0 | 0 | 0 | 8.7771e-05 | 0 | 0 | 0 | 0
7 | 27 | 7 | 0 | 0 | 0 | 0 | 9.469e-05 | 0 | 0 | 0 | 0
7 | 27 | 8 | 0 | 0 | 0 | 0 | 0.00010381 | 0 | 0 | 0 | 0
7 | 27 | 9 | 0 | 0 | 0 | 0 | 0.00011397 | 0 | 0 | 0 | 0
7 | 27 | 10 | 0 | 0 | 0 | 0 | 0.00012102 | 0 | 0 | 0 | 0
7 | 27 | 11 | 0 | 0 | 0 | 0 | 0.00012815 | 0 | 0 | 0 | 0
7 | 27 | 12 | 0 | 0 | 0 | 0 | 0.0001349 | 0 | 0 | 0 | 0
7 | 27 | 13 | 0 | 0 | 0 | 0 | 0.00014043 | 0 | 0 | 0 | 0
7 | 27 | 14 | 0 | 0 | 0 | 0 | 0.00014688 | 0 | 0 | 0 | 0
7 | 27 | 15 | 0 | 0 | 0 | 0 | 0.00015219 | 0 | 0 | 0 | 0
7 | 27 | 16 | 0 | 0 | 0 | 0 | 0.00015532 | 0 | 0 | 0 | 0
7 | 27 | 17 | 283.1967 | 303.0055 | 303.0055 | 303.0055 | 0.00015648 | 0 | 0 | 0 | 0
7 | 27 | 18 | 283.1967 | 303.0055 | 303.0055 | 303.0055 | 0.00015471 | 0 | 0 | 0 | 0
7 | 27 | 19 | 283.1967 | 303.0055 | 303.0055 | 303.0055 | 0.00014912 | 0 | 0 | 0 | 0
7 | 27 | 20 | 283.1967 | 303.0055 | 303.0055 | 303.0055 | 0.00014354 | 0 | 0 | 0 | 0
7 | 27 | 21 | 283.1967 | 303.0055 | 303.0055 | 303.0055 | 0.0001392 | 0 | 0 | 0 | 0
7 | 27 | 22 | 283.1967 | 303.0055 | 303.0055 | 303.0055 | 0.00013269 | 0 | 0 | 0 | 0
7 | 27 | 23 | 0 | 0 | 0 | 0 | 0.00012058 | 0 | 0 | 0 | 0
7 | 27 | 24 | 0 | 0 | 0 | 0 | 0.00010762 | 0 | 0 | 0 | 0
7 | 28 | 1 | 0 | 0 | 0 | 0 | 9.7523e-05 | 0 | 0 | 0 | 0
7 | 28 | 2 | 0 | 0 | 0 | 0 | 9.0877e-05 | 0 | 0 | 0 | 0
7 | 28 | 3 | 0 | 0 | 0 | 0 | 8.6264e-05 | 0 | 0 | 0 | 0
7 | 28 | 4 | 0 | 0 | 0 | 0 | 8.3541e-05 | 0 | 0 | 0 | 0
7 | 28 | 5 | 0 | 0 | 0 | 0 | 8.1897e-05 | 0 | 0 | 0 | 0
7 | 28 | 6 | 0 | 0 | 0 | 0 | 8.2003e-05 | 0 | 0 | 0 | 0
7 | 28 | 7 | 0 | 0 | 0 | 0 | 8.455e-05 | 0 | 0 | 0 | 0
7 | 28 | 8 | 0 | 0 | 0 | 0 | 8.9371e-05 | 0 | 0 | 0 | 0
7 | 28 | 9 | 0 | 0 | 0 | 0 | 9.7188e-05 | 0 | 0 | 0 | 0
7 | 28 | 10 | 0 | 0 | 0 | 0 | 0.00010537 | 0 | 0 | 0 | 0
7 | 28 | 11 | 0 | 0 | 0 | 0 | 0.00011297 | 0 | 0 | 0 | 0
7 | 28 | 12 | 0 | 0 | 0 | 0 | 0.00011894 | 0 | 0 | 0 | 0
7 | 28 | 13 | 0 | 0 | 0 | 0 | 0.00012473 | 0 | 0 | 0 | 0
7 | 28 | 14 | 0 | 0 | 0 | 0 | 0.00013035 | 0 | 0 | 0 | 0
7 | 28 | 15 | 0 | 0 | 0 | 0 | 0.00013564 | 0 | 0 | 0 | 0
7 | 28 | 16 | 0 | 0 | 0 | 0 | 0.00013951 | 0 | 0 | 0 | 0
7 | 28 | 17 | 283.1967 | 303.0055 | 303.0055 | 303.0055 | 0.00014299 | 0 | 0 | 0 | 0
7 | 28 | 18 | 283.1967 | 303.0055 | 303.0055 | 303.0055 | 0.00014372 | 0 | 0 | 0 | 0
7 | 28 | 19 | 283.1967 | 303.0055 | 303.0055 | 303.0055 | 0.00014172 | 0 | 0 | 0 | 0
7 | 28 | 20 | 283.1967 | 303.0055 | 303.0055 | 303.0055 | 0.0001371 | 0 | 0 | 0 | 0
7 | 28 | 21 | 283.1967 | 303.0055 | 303.0055 | 303.0055 | 0.00013408 | 0 | 0 | 0 | 0
7 | 28 | 22 | 283.1967 | 303.0055 | 303.0055 | 303.0055 | 0.00012887 | 0 | 0 | 0 | 0
7 | 28 | 23 | 0 | 0 | 0 | 0 | 0.00011746 | 0 | 0 | 0 | 0
7 | 28 | 24 | 0 | 0 | 0 | 0 | 0.00010532 | 0 | 0 | 0 | 0
7 | 29 | 1 | 0 | 0 | 0 | 0 | 9.6019e-05 | 0 | 0 | 0 | 0
7 | 29 | 2 | 0 | 0 | 0 | 0 | 8.9376e-05 | 0 | 0 | 0 | 0
7 | 29 | 3 | 0 | 0 | 0 | 0 | 8.5016e-05 | 0 | 0 | 0 | 0
7 | 29 | 4 | 0 | 0 | 0 | 0 | 8.2113e-05 | 0 | 0 | 0 | 0
7 | 29 | 5 | 0 | 0 | 0 | 0 | 8.0146e-05 | 0 | 0 | 0 | 0
7 | 29 | 6 | 0 | 0 | 0 | 0 | 8.0278e-05 | 0 | 0 | 0 | 0
7 | 29 | 7 | 0 | 0 | 0 | 0 | 8.1616e-05 | 0 | 0 | 0 | 0
7 | 29 | 8 | 0 | 0 | 0 | 0 | 8.5801e-05 | 0 | 0 | 0 | 0
7 | 29 | 9 | 0 | 0 | 0 | 0 | 9.3646e-05 | 0 | 0 | 0 | 0
7 | 29 | 10 | 0 | 0 | 0 | 0 | 0.00010195 | 0 | 0 | 0 | 0
7 | 29 | 11 | 0 | 0 | 0 | 0 | 0.0001095 | 0 | 0 | 0 | 0
7 | 29 | 12 | 0 | 0 | 0 | 0 | 0.00011636 | 0 | 0 | 0 | 0
7 | 29 | 13 | 0 | 0 | 0 | 0 | 0.00012193 | 0 | 0 | 0 | 0
7 | 29 | 14 | 0 | 0 | 0 | 0 | 0.00012838 | 0 | 0 | 0 | 0
7 | 29 | 15 | 0 | 0 | 0 | 0 | 0.00013378 | 0 | 0 | 0 | 0
7 | 29 | 16 | 0 | 0 | 0 | 0 | 0.00013901 | 0 | 0 | 0 | 0
7 | 29 | 17 | 283.1967 | 303.0055 | 303.0055 | 303.0055 | 0.0001433 | 0 | 0 | 0 | 0
7 | 29 | 18 | 283.1967 | 303.0055 | 303.0055 | 303.0055 | 0.00014506 | 0 | 0 | 0 | 0
7 | 29 | 19 | 283.1967 | 303.0055 | 303.0055 | 303.0055 | 0.00014404 | 0 | 0 | 0 | 0
7 | 29 | 20 | 283.1967 | 303.0055 | 303.0055 | 303.0055 | 0.00014038 | 0 | 0 | 0 | 0
7 | 29 | 21 | 283.1967 | 303.0055 | 303.0055 | 303.0055 | 0.00013786 | 0 | 0 | 0 | 0
7 | 29 | 22 | 283.1967 | 303.0055 | 303.0055 | 303.0055 | 0.00013298 | 0 | 0 | 0 | 0
7 | 29 | 23 | 0 | 0 | 0 | 0 | 0.00011958 | 0 | 0 | 0 | 0
7 | 29 | 24 | 0 | 0 | 0 | 0 | 0.00010513 | 0 | 0 | 0 | 0
7 | 30 | 1 | 0 | 0 | 0 | 0 | 9.4927e-05 | 0 | 0 | 0 | 0
7 | 30 | 2 | 0 | 0 | 0 | 0 | 8.861e-05 | 0 | 0 | 0 | 0
7 | 30 | 3 | 0 | 0 | 0 | 0 | 8.5166e-05 | 0 | 0 | 0 | 0
7 | 30 | 4 | 0 | 0 | 0 | 0 | 8.3363e-05 | 0 | 0 | 0 | 0
7 | 30 | 5 | 0 | 0 | 0 | 0 | 8.3716e-05 | 0 | 0 | 0 | 0
7 | 30 | 6 | 0 | 0 | 0 | 0 | 8.7812e-05 | 0 | 0 | 0 | 0
7 | 30 | 7 | 0 | 0 | 0 | 0 | 9.5641e-05 | 0 | 0 | 0 | 0
7 | 30 | 8 | 0 | 0 | 0 | 0 | 0.00010497 | 0 | 0 | 0 | 0
7 | 30 | 9 | 0 | 0 | 0 | 0 | 0.00011438 | 0 | 0 | 0 | 0
7 | 30 | 10 | 0 | 0 | 0 | 0 | 0.00012192 | 0 | 0 | 0 | 0
7 | 30 | 11 | 0 | 0 | 0 | 0 | 0.00012984 | 0 | 0 | 0 | 0
7 | 30 | 12 | 0 | 0 | 0 | 0 | 0.00013588 | 0 | 0 | 0 | 0
7 | 30 | 13 | 0 | 0 | 0 | 0 | 0.00014154 | 0 | 0 | 0 | 0
7 | 30 | 14 | 0 | 0 | 0 | 0 | 0.00014756 | 0 | 0 | 0 | 0
7 | 30 | 15 | 0 | 0 | 0 | 0 | 0.0001521 | 0 | 0 | 0 | 0
7 | 30 | 16 | 0 | 0 | 0 | 0 | 0.00015487 | 0 | 0 | 0 | 0
7 | 30 | 17 | 283.1967 | 303.0055 | 303.0055 | 303.0055 | 0.00015573 | 0 | 0 | 0 | 0
7 | 30 | 18 | 283.1967 | 303.0055 | 303.0055 | 303.0055 | 0.00015429 | 0 | 0 | 0 | 0
7 | 30 | 19 | 283.1967 | 303.0055 | 303.0055 | 303.0055 | 0.00014967 | 0 | 0 | 0 | 0
7 | 30 | 20 | 283.1967 | 303.0055 | 303.0055 | 303.0055 | 0.00014405 | 0 | 0 | 0 | 0
7 | 30 | 21 | 283.1967 | 303.0055 | 303.0055 | 303.0055 | 0.000141 | 0 | 0 | 0 | 0
7 | 30 | 22 | 283.1967 | 303.0055 | 303.0055 | 303.0055 | 0.00013468 | 0 | 0 | 0 | 0
7 | 30 | 23 | 0 | 0 | 0 | 0 | 0.00012009 | 0 | 0 | 0 | 0
7 | 30 | 24 | 0 | 0 | 0 | 0 | 0.00010605 | 0 | 0 | 0 | 0
7 | 31 | 1 | 0 | 0 | 0 | 0 | 9.6315e-05 | 0 | 0 | 0 | 0
7 | 31 | 2 | 0 | 0 | 0 | 0 | 9.0173e-05 | 0 | 0 | 0 | 0
7 | 31 | 3 | 0 | 0 | 0 | 0 | 8.6482e-05 | 0 | 0 | 0 | 0
7 | 31 | 4 | 0 | 0 | 0 | 0 | 8.431e-05 | 0 | 0 | 0 | 0
7 | 31 | 5 | 0 | 0 | 0 | 0 | 8.4074e-05 | 0 | 0 | 0 | 0
7 | 31 | 6 | 0 | 0 | 0 | 0 | 8.7862e-05 | 0 | 0 | 0 | 0
7 | 31 | 7 | 0 | 0 | 0 | 0 | 9.5679e-05 | 0 | 0 | 0 | 0
7 | 31 | 8 | 0 | 0 | 0 | 0 | 0.00010472 | 0 | 0 | 0 | 0
7 | 31 | 9 | 0 | 0 | 0 | 0 | 0.00011364 | 0 | 0 | 0 | 0
7 | 31 | 10 | 0 | 0 | 0 | 0 | 0.00012064 | 0 | 0 | 0 | 0
7 | 31 | 11 | 0 | 0 | 0 | 0 | 0.00012821 | 0 | 0 | 0 | 0
7 | 31 | 12 | 0 | 0 | 0 | 0 | 0.00013464 | 0 | 0 | 0 | 0
7 | 31 | 13 | 0 | 0 | 0 | 0 | 0.00014043 | 0 | 0 | 0 | 0
7 | 31 | 14 | 0 | 0 | 0 | 0 | 0.00014676 | 0 | 0 | 0 | 0
7 | 31 | 15 | 0 | 0 | 0 | 0 | 0.00015179 | 0 | 0 | 0 | 0
7 | 31 | 16 | 0 | 0 | 0 | 0 | 0.00015578 | 0 | 0 | 0 | 0
7 | 31 | 17 | 283.1967 | 303.0055 | 303.0055 | 303.0055 | 0.00015808 | 0 | 0 | 0 | 0
7 | 31 | 18 | 283.1967 | 303.0055 | 303.0055 | 303.0055 | 0.00015708 | 0 | 0 | 0 | 0
7 | 31 | 19 | 283.1967 | 303.0055 | 303.0055 | 303.0055 | 0.00015249 | 0 | 0 | 0 | 0
7 | 31 | 20 | 283.1967 | 303.0055 | 303.0055 | 303.0055 | 0.00014746 | 0 | 0 | 0 | 0
7 | 31 | 21 | 283.1967 | 303.0055 | 303.0055 | 303.0055 | 0.00014419 | 0 | 0 | 0 | 0
7 | 31 | 22 | 283.1967 | 303.0055 | 303.0055 | 303.0055 | 0.00013715 | 0 | 0 | 0 | 0
7 | 31 | 23 | 0 | 0 | 0 | 0 | 0.00012266 | 0 | 0 | 0 | 0
7 | 31 | 24 | 0 | 0 | 0 | 0 | 0.00010834 | 0 | 0 | 0 | 0
8 | 1 | 1 | 0 | 0 | 0 | 0 | 9.9756e-05 | 0 | 0 | 0 | 0
8 | 1 | 2 | 0 | 0 | 0 | 0 | 9.3385e-05 | 0 | 0 | 0 | 0
8 | 1 | 3 | 0 | 0 | 0 | 0 | 8.9285e-05 | 0 | 0 | 0 | 0
8 | 1 | 4 | 0 | 0 | 0 | 0 | 8.723e-05 | 0 | 0 | 0 | 0
8 | 1 | 5 | 0 | 0 | 0 | 0 | 8.7876e-05 | 0 | 0 | 0 | 0
8 | 1 | 6 | 0 | 0 | 0 | 0 | 9.2131e-05 | 0 | 0 | 0 | 0
8 | 1 | 7 | 0 | 0 | 0 | 0 | 0.00010225 | 0 | 0 | 0 | 0
8 | 1 | 8 | 0 | 0 | 0 | 0 | 0.00011172 | 0 | 0 | 0 | 0
8 | 1 | 9 | 0 | 0 | 0 | 0 | 0.00012 | 0 | 0 | 0 | 0
8 | 1 | 10 | 0 | 0 | 0 | 0 | 0.00012722 | 0 | 0 | 0 | 0
8 | 1 | 11 | 0 | 0 | 0 | 0 | 0.00013514 | 0 | 0 | 0 | 0
8 | 1 | 12 | 0 | 0 | 0 | 0 | 0.00014152 | 0 | 0 | 0 | 0
8 | 1 | 13 | 0 | 0 | 0 | 0 | 0.00014816 | 0 | 0 | 0 | 0
8 | 1 | 14 | 0 | 0 | 0 | 0 | 0.00015518 | 0 | 0 | 0 | 0
8 | 1 | 15 | 0 | 0 | 0 | 0 | 0.00016141 | 0 | 0 | 0 | 0
8 | 1 | 16 | 0 | 0 | 0 | 0 | 0.00016511 | 0 | 0 | 0 | 0
8 | 1 | 17 | 283.1967 | 303.0055 | 303.0055 | 303.0055 | 0.00016719 | 0 | 0 | 0 | 0
8 | 1 | 18 | 283.1967 | 303.0055 | 303.0055 | 303.0055 | 0.00016489 | 0 | 0 | 0 | 0
8 | 1 | 19 | 283.1967 | 303.0055 | 303.0055 | 303.0055 | 0.00015835 | 0 | 0 | 0 | 0
8 | 1 | 20 | 283.1967 | 303.0055 | 303.0055 | 303.0055 | 0.00015344 | 0 | 0 | 0 | 0
8 | 1 | 21 | 283.1967 | 303.0055 | 303.0055 | 303.0055 | 0.00015195 | 0 | 0 | 0 | 0
8 | 1 | 22 | 283.1967 | 303.0055 | 303.0055 | 303.0055 | 0.00014107 | 0 | 0 | 0 | 0
8 | 1 | 23 | 0 | 0 | 0 | 0 | 0.00012474 | 0 | 0 | 0 | 0
8 | 1 | 24 | 0 | 0 | 0 | 0 | 0.00011035 | 0 | 0 | 0 | 0
8 | 2 | 1 | 0 | 0 | 0 | 0 | 9.9795e-05 | 0 | 0 | 0 | 0
8 | 2 | 2 | 0 | 0 | 0 | 0 | 9.3484e-05 | 0 | 0 | 0 | 0
8 | 2 | 3 | 0 | 0 | 0 | 0 | 8.9594e-05 | 0 | 0 | 0 | 0
8 | 2 | 4 | 0 | 0 | 0 | 0 | 8.7808e-05 | 0 | 0 | 0 | 0
8 | 2 | 5 | 0 | 0 | 0 | 0 | 8.8482e-05 | 0 | 0 | 0 | 0
8 | 2 | 6 | 0 | 0 | 0 | 0 | 9.2967e-05 | 0 | 0 | 0 | 0
8 | 2 | 7 | 0 | 0 | 0 | 0 | 0.00010348 | 0 | 0 | 0 | 0
8 | 2 | 8 | 0 | 0 | 0 | 0 | 0.00011258 | 0 | 0 | 0 | 0
8 | 2 | 9 | 0 | 0 | 0 | 0 | 0.00012097 | 0 | 0 | 0 | 0
8 | 2 | 10 | 0 | 0 | 0 | 0 | 0.00012798 | 0 | 0 | 0 | 0
8 | 2 | 11 | 0 | 0 | 0 | 0 | 0.00013609 | 0 | 0 | 0 | 0
8 | 2 | 12 | 0 | 0 | 0 | 0 | 0.00014318 | 0 | 0 | 0 | 0
8 | 2 | 13 | 0 | 0 | 0 | 0 | 0.00014945 | 0 | 0 | 0 | 0
8 | 2 | 14 | 0 | 0 | 0 | 0 | 0.0001573 | 0 | 0 | 0 | 0
8 | 2 | 15 | 0 | 0 | 0 | 0 | 0.00016335 | 0 | 0 | 0 | 0
8 | 2 | 16 | 0 | 0 | 0 | 0 | 0.00016706 | 0 | 0 | 0 | 0
8 | 2 | 17 | 283.1967 | 303.0055 | 303.0055 | 303.0055 | 0.00016836 | 0 | 0 | 0 | 0
8 | 2 | 18 | 283.1967 | 303.0055 | 303.0055 | 303.0055 | 0.00016662 | 0 | 0 | 0 | 0
8 | 2 | 19 | 283.1967 | 303.0055 | 303.0055 | 303.0055 | 0.00016065 | 0 | 0 | 0 | 0
8 | 2 | 20 | 283.1967 | 303.0055 | 303.0055 | 303.0055 | 0.00015606 | 0 | 0 | 0 | 0
8 | 2 | 21 | 283.1967 | 303.0055 | 303.0055 | 303.0055 | 0.00015412 | 0 | 0 | 0 | 0
8 | 2 | 22 | 283.1967 | 303.0055 | 303.0055 | 303.0055 | 0.00014253 | 0 | 0 | 0 | 0
8 | 2 | 23 | 0 | 0 | 0 | 0 | 0.00012606 | 0 | 0 | 0 | 0
8 | 2 | 24 | 0 | 0 | 0 | 0 | 0.00011112 | 0 | 0 | 0 | 0
8 | 3 | 1 | 0 | 0 | 0 | 0 | 0.00010087 | 0 | 0 | 0 | 0
8 | 3 | 2 | 0 | 0 | 0 | 0 | 9.4288e-05 | 0 | 0 | 0 | 0
8 | 3 | 3 | 0 | 0 | 0 | 0 | 9.0105e-05 | 0 | 0 | 0 | 0
8 | 3 | 4 | 0 | 0 | 0 | 0 | 8.8234e-05 | 0 | 0 | 0 | 0
8 | 3 | 5 | 0 | 0 | 0 | 0 | 8.8808e-05 | 0 | 0 | 0 | 0
8 | 3 | 6 | 0 | 0 | 0 | 0 | 9.2719e-05 | 0 | 0 | 0 | 0
8 | 3 | 7 | 0 | 0 | 0 | 0 | 0.00010234 | 0 | 0 | 0 | 0
8 | 3 | 8 | 0 | 0 | 0 | 0 | 0.00011196 | 0 | 0 | 0 | 0
8 | 3 | 9 | 0 | 0 | 0 | 0 | 0.00012093 | 0 | 0 | 0 | 0
8 | 3 | 10 | 0 | 0 | 0 | 0 | 0.00012826 | 0 | 0 | 0 | 0
8 | 3 | 11 | 0 | 0 | 0 | 0 | 0.00013621 | 0 | 0 | 0 | 0
8 | 3 | 12 | 0 | 0 | 0 | 0 | 0.00014229 | 0 | 0 | 0 | 0
8 | 3 | 13 | 0 | 0 | 0 | 0 | 0.00014802 | 0 | 0 | 0 | 0
8 | 3 | 14 | 0 | 0 | 0 | 0 | 0.00015533 | 0 | 0 | 0 | 0
8 | 3 | 15 | 0 | 0 | 0 | 0 | 0.00016139 | 0 | 0 | 0 | 0
8 | 3 | 16 | 0 | 0 | 0 | 0 | 0.00016438 | 0 | 0 | 0 | 0
8 | 3 | 17 | 283.1967 | 303.0055 | 303.0055 | 303.0055 | 0.000165 | 0 | 0 | 0 | 0
8 | 3 | 18 | 283.1967 | 303.0055 | 303.0055 | 303.0055 | 0.00016198 | 0 | 0 | 0 | 0
8 | 3 | 19 | 283.1967 | 303.0055 | 303.0055 | 303.0055 | 0.00015526 | 0 | 0 | 0 | 0
8 | 3 | 20 | 283.1967 | 303.0055 | 303.0055 | 303.0055 | 0.00014955 | 0 | 0 | 0 | 0
8 | 3 | 21 | 283.1967 | 303.0055 | 303.0055 | 303.0055 | 0.00014769 | 0 | 0 | 0 | 0
8 | 3 | 22 | 283.1967 | 303.0055 | 303.0055 | 303.0055 | 0.0001378 | 0 | 0 | 0 | 0
8 | 3 | 23 | 0 | 0 | 0 | 0 | 0.00012404 | 0 | 0 | 0 | 0
8 | 3 | 24 | 0 | 0 | 0 | 0 | 0.00011077 | 0 | 0 | 0 | 0
8 | 4 | 1 | 0 | 0 | 0 | 0 | 0.00010069 | 0 | 0 | 0 | 0
8 | 4 | 2 | 0 | 0 | 0 | 0 | 9.4287e-05 | 0 | 0 | 0 | 0
8 | 4 | 3 | 0 | 0 | 0 | 0 | 8.9646e-05 | 0 | 0 | 0 | 0
8 | 4 | 4 | 0 | 0 | 0 | 0 | 8.6862e-05 | 0 | 0 | 0 | 0
8 | 4 | 5 | 0 | 0 | 0 | 0 | 8.5982e-05 | 0 | 0 | 0 | 0
8 | 4 | 6 | 0 | 0 | 0 | 0 | 8.6335e-05 | 0 | 0 | 0 | 0
8 | 4 | 7 | 0 | 0 | 0 | 0 | 8.9375e-05 | 0 | 0 | 0 | 0
8 | 4 | 8 | 0 | 0 | 0 | 0 | 9.3828e-05 | 0 | 0 | 0 | 0
8 | 4 | 9 | 0 | 0 | 0 | 0 | 0.00010243 | 0 | 0 | 0 | 0
8 | 4 | 10 | 0 | 0 | 0 | 0 | 0.00011128 | 0 | 0 | 0 | 0
8 | 4 | 11 | 0 | 0 | 0 | 0 | 0.00011949 | 0 | 0 | 0 | 0
8 | 4 | 12 | 0 | 0 | 0 | 0 | 0.00012551 | 0 | 0 | 0 | 0
8 | 4 | 13 | 0 | 0 | 0 | 0 | 0.00013094 | 0 | 0 | 0 | 0
8 | 4 | 14 | 0 | 0 | 0 | 0 | 0.00013611 | 0 | 0 | 0 | 0
8 | 4 | 15 | 0 | 0 | 0 | 0 | 0.00014138 | 0 | 0 | 0 | 0
8 | 4 | 16 | 0 | 0 | 0 | 0 | 0.00014511 | 0 | 0 | 0 | 0
8 | 4 | 17 | 283.1967 | 303.0055 | 303.0055 | 303.0055 | 0.00014743 | 0 | 0 | 0 | 0
8 | 4 | 18 | 283.1967 | 303.0055 | 303.0055 | 303.0055 | 0.00014853 | 0 | 0 | 0 | 0
8 | 4 | 19 | 283.1967 | 303.0055 | 303.0055 | 303.0055 | 0.00014529 | 0 | 0 | 0 | 0
8 | 4 | 20 | 283.1967 | 303.0055 | 303.0055 | 303.0055 | 0.00014225 | 0 | 0 | 0 | 0
8 | 4 | 21 | 283.1967 | 303.0055 | 303.0055 | 303.0055 | 0.00014161 | 0 | 0 | 0 | 0
8 | 4 | 22 | 283.1967 | 303.0055 | 303.0055 | 303.0055 | 0.00013298 | 0 | 0 | 0 | 0
8 | 4 | 23 | 0 | 0 | 0 | 0 | 0.00012051 | 0 | 0 | 0 | 0
8 | 4 | 24 | 0 | 0 | 0 | 0 | 0.00010832 | 0 | 0 | 0 | 0
8 | 5 | 1 | 0 | 0 | 0 | 0 | 9.8365e-05 | 0 | 0 | 0 | 0
8 | 5 | 2 | 0 | 0 | 0 | 0 | 9.1477e-05 | 0 | 0 | 0 | 0
8 | 5 | 3 | 0 | 0 | 0 | 0 | 8.7468e-05 | 0 | 0 | 0 | 0
8 | 5 | 4 | 0 | 0 | 0 | 0 | 8.4739e-05 | 0 | 0 | 0 | 0
8 | 5 | 5 | 0 | 0 | 0 | 0 | 8.3383e-05 | 0 | 0 | 0 | 0
8 | 5 | 6 | 0 | 0 | 0 | 0 | 8.3469e-05 | 0 | 0 | 0 | 0
8 | 5 | 7 | 0 | 0 | 0 | 0 | 8.5361e-05 | 0 | 0 | 0 | 0
8 | 5 | 8 | 0 | 0 | 0 | 0 | 8.8506e-05 | 0 | 0 | 0 | 0
8 | 5 | 9 | 0 | 0 | 0 | 0 | 9.6062e-05 | 0 | 0 | 0 | 0
8 | 5 | 10 | 0 | 0 | 0 | 0 | 0.00010446 | 0 | 0 | 0 | 0
8 | 5 | 11 | 0 | 0 | 0 | 0 | 0.00011172 | 0 | 0 | 0 | 0
8 | 5 | 12 | 0 | 0 | 0 | 0 | 0.00011769 | 0 | 0 | 0 | 0
8 | 5 | 13 | 0 | 0 | 0 | 0 | 0.00012375 | 0 | 0 | 0 | 0
8 | 5 | 14 | 0 | 0 | 0 | 0 | 0.00012948 | 0 | 0 | 0 | 0
8 | 5 | 15 | 0 | 0 | 0 | 0 | 0.00013488 | 0 | 0 | 0 | 0
8 | 5 | 16 | 0 | 0 | 0 | 0 | 0.00013947 | 0 | 0 | 0 | 0
8 | 5 | 17 | 283.1967 | 303.0055 | 303.0055 | 303.0055 | 0.0001435 | 0 | 0 | 0 | 0
8 | 5 | 18 | 283.1967 | 303.0055 | 303.0055 | 303.0055 | 0.00014536 | 0 | 0 | 0 | 0
8 | 5 | 19 | 283.1967 | 303.0055 | 303.0055 | 303.0055 | 0.0001428 | 0 | 0 | 0 | 0
8 | 5 | 20 | 283.1967 | 303.0055 | 303.0055 | 303.0055 | 0.00014004 | 0 | 0 | 0 | 0
8 | 5 | 21 | 283.1967 | 303.0055 | 303.0055 | 303.0055 | 0.00014101 | 0 | 0 | 0 | 0
8 | 5 | 22 | 283.1967 | 303.0055 | 303.0055 | 303.0055 | 0.00013327 | 0 | 0 | 0 | 0
8 | 5 | 23 | 0 | 0 | 0 | 0 | 0.00011926 | 0 | 0 | 0 | 0
8 | 5 | 24 | 0 | 0 | 0 | 0 | 0.00010585 | 0 | 0 | 0 | 0
8 | 6 | 1 | 0 | 0 | 0 | 0 | 9.6448e-05 | 0 | 0 | 0 | 0
8 | 6 | 2 | 0 | 0 | 0 | 0 | 9.0212e-05 | 0 | 0 | 0 | 0
8 | 6 | 3 | 0 | 0 | 0 | 0 | 8.6379e-05 | 0 | 0 | 0 | 0
8 | 6 | 4 | 0 | 0 | 0 | 0 | 8.515e-05 | 0 | 0 | 0 | 0
8 | 6 | 5 | 0 | 0 | 0 | 0 | 8.6265e-05 | 0 | 0 | 0 | 0
8 | 6 | 6 | 0 | 0 | 0 | 0 | 9.0073e-05 | 0 | 0 | 0 | 0
8 | 6 | 7 | 0 | 0 | 0 | 0 | 9.8935e-05 | 0 | 0 | 0 | 0
8 | 6 | 8 | 0 | 0 | 0 | 0 | 0.00010695 | 0 | 0 | 0 | 0
8 | 6 | 9 | 0 | 0 | 0 | 0 | 0.00011557 | 0 | 0 | 0 | 0
8 | 6 | 10 | 0 | 0 | 0 | 0 | 0.00012313 | 0 | 0 | 0 | 0
8 | 6 | 11 | 0 | 0 | 0 | 0 | 0.00013146 | 0 | 0 | 0 | 0
8 | 6 | 12 | 0 | 0 | 0 | 0 | 0.0001377 | 0 | 0 | 0 | 0
8 | 6 | 13 | 0 | 0 | 0 | 0 | 0.0001435 | 0 | 0 | 0 | 0
8 | 6 | 14 | 0 | 0 | 0 | 0 | 0.00015045 | 0 | 0 | 0 | 0
8 | 6 | 15 | 0 | 0 | 0 | 0 | 0.00015558 | 0 | 0 | 0 | 0
8 | 6 | 16 | 0 | 0 | 0 | 0 | 0.00015956 | 0 | 0 | 0 | 0
8 | 6 | 17 | 283.1967 | 303.0055 | 303.0055 | 303.0055 | 0.00016157 | 0 | 0 | 0 | 0
8 | 6 | 18 | 283.1967 | 303.0055 | 303.0055 | 303.0055 | 0.00016079 | 0 | 0 | 0 | 0
8 | 6 | 19 | 283.1967 | 303.0055 | 303.0055 | 303.0055 | 0.00015618 | 0 | 0 | 0 | 0
8 | 6 | 20 | 283.1967 | 303.0055 | 303.0055 | 303.0055 | 0.0001525 | 0 | 0 | 0 | 0
8 | 6 | 21 | 283.1967 | 303.0055 | 303.0055 | 303.0055 | 0.0001504 | 0 | 0 | 0 | 0
8 | 6 | 22 | 283.1967 | 303.0055 | 303.0055 | 303.0055 | 0.00013903 | 0 | 0 | 0 | 0
8 | 6 | 23 | 0 | 0 | 0 | 0 | 0.00012357 | 0 | 0 | 0 | 0
8 | 6 | 24 | 0 | 0 | 0 | 0 | 0.00010891 | 0 | 0 | 0 | 0
8 | 7 | 1 | 0 | 0 | 0 | 0 | 9.8527e-05 | 0 | 0 | 0 | 0
8 | 7 | 2 | 0 | 0 | 0 | 0 | 9.2342e-05 | 0 | 0 | 0 | 0
8 | 7 | 3 | 0 | 0 | 0 | 0 | 8.8893e-05 | 0 | 0 | 0 | 0
8 | 7 | 4 | 0 | 0 | 0 | 0 | 8.7008e-05 | 0 | 0 | 0 | 0
8 | 7 | 5 | 0 | 0 | 0 | 0 | 8.7659e-05 | 0 | 0 | 0 | 0
8 | 7 | 6 | 0 | 0 | 0 | 0 | 9.1977e-05 | 0 | 0 | 0 | 0
8 | 7 | 7 | 0 | 0 | 0 | 0 | 0.00010235 | 0 | 0 | 0 | 0
8 | 7 | 8 | 0 | 0 | 0 | 0 | 0.00011113 | 0 | 0 | 0 | 0
8 | 7 | 9 | 0 | 0 | 0 | 0 | 0.00011945 | 0 | 0 | 0 | 0
8 | 7 | 10 | 0 | 0 | 0 | 0 | 0.00012704 | 0 | 0 | 0 | 0
8 | 7 | 11 | 0 | 0 | 0 | 0 | 0.00013466 | 0 | 0 | 0 | 0
8 | 7 | 12 | 0 | 0 | 0 | 0 | 0.00014081 | 0 | 0 | 0 | 0
8 | 7 | 13 | 0 | 0 | 0 | 0 | 0.00014712 | 0 | 0 | 0 | 0
8 | 7 | 14 | 0 | 0 | 0 | 0 | 0.00015436 | 0 | 0 | 0 | 0
8 | 7 | 15 | 0 | 0 | 0 | 0 | 0.00016053 | 0 | 0 | 0 | 0
8 | 7 | 16 | 0 | 0 | 0 | 0 | 0.00016467 | 0 | 0 | 0 | 0
8 | 7 | 17 | 283.1967 | 303.0055 | 303.0055 | 303.0055 | 0.00016665 | 0 | 0 | 0 | 0
8 | 7 | 18 | 283.1967 | 303.0055 | 303.0055 | 303.0055 | 0.00016439 | 0 | 0 | 0 | 0
8 | 7 | 19 | 283.1967 | 303.0055 | 303.0055 | 303.0055 | 0.00015803 | 0 | 0 | 0 | 0
8 | 7 | 20 | 283.1967 | 303.0055 | 303.0055 | 303.0055 | 0.00015389 | 0 | 0 | 0 | 0
8 | 7 | 21 | 283.1967 | 303.0055 | 303.0055 | 303.0055 | 0.00015219 | 0 | 0 | 0 | 0
8 | 7 | 22 | 283.1967 | 303.0055 | 303.0055 | 303.0055 | 0.00014043 | 0 | 0 | 0 | 0
8 | 7 | 23 | 0 | 0 | 0 | 0 | 0.00012387 | 0 | 0 | 0 | 0
8 | 7 | 24 | 0 | 0 | 0 | 0 | 0.00010929 | 0 | 0 | 0 | 0
8 | 8 | 1 | 0 | 0 | 0 | 0 | 9.9756e-05 | 0 | 0 | 0 | 0
8 | 8 | 2 | 0 | 0 | 0 | 0 | 9.3385e-05 | 0 | 0 | 0 | 0
8 | 8 | 3 | 0 | 0 | 0 | 0 | 8.9285e-05 | 0 | 0 | 0 | 0
8 | 8 | 4 | 0 | 0 | 0 | 0 | 8.723e-05 | 0 | 0 | 0 | 0
8 | 8 | 5 | 0 | 0 | 0 | 0 | 8.7876e-05 | 0 | 0 | 0 | 0
8 | 8 | 6 | 0 | 0 | 0 | 0 | 9.2131e-05 | 0 | 0 | 0 | 0
8 | 8 | 7 | 0 | 0 | 0 | 0 | 0.00010225 | 0 | 0 | 0 | 0
8 | 8 | 8 | 0 | 0 | 0 | 0 | 0.00011172 | 0 | 0 | 0 | 0
8 | 8 | 9 | 0 | 0 | 0 | 0 | 0.00012 | 0 | 0 | 0 | 0
8 | 8 | 10 | 0 | 0 | 0 | 0 | 0.00012722 | 0 | 0 | 0 | 0
8 | 8 | 11 | 0 | 0 | 0 | 0 | 0.00013514 | 0 | 0 | 0 | 0
8 | 8 | 12 | 0 | 0 | 0 | 0 | 0.00014152 | 0 | 0 | 0 | 0
8 | 8 | 13 | 0 | 0 | 0 | 0 | 0.00014816 | 0 | 0 | 0 | 0
8 | 8 | 14 | 0 | 0 | 0 | 0 | 0.00015518 | 0 | 0 | 0 | 0
8 | 8 | 15 | 0 | 0 | 0 | 0 | 0.00016141 | 0 | 0 | 0 | 0
8 | 8 | 16 | 0 | 0 | 0 | 0 | 0.00016511 | 0 | 0 | 0 | 0
8 | 8 | 17 | 283.1967 | 303.0055 | 303.0055 | 303.0055 | 0.00016719 | 0 | 0 | 0 | 0
8 | 8 | 18 | 283.1967 | 303.0055 | 303.0055 | 303.0055 | 0.00016489 | 0 | 0 | 0 | 0
8 | 8 | 19 | 283.1967 | 303.0055 | 303.0055 | 303.0055 | 0.00015835 | 0 | 0 | 0 | 0
8 | 8 | 20 | 283.1967 | 303.0055 | 303.0055 | 303.0055 | 0.00015344 | 0 | 0 | 0 | 0
8 | 8 | 21 | 283.1967 | 303.0055 | 303.0055 | 303.0055 | 0.00015195 | 0 | 0 | 0 | 0
8 | 8 | 22 | 283.1967 | 303.0055 | 303.0055 | 303.0055 | 0.00014107 | 0 | 0 | 0 | 0
8 | 8 | 23 | 0 | 0 | 0 | 0 | 0.00012474 | 0 | 0 | 0 | 0
8 | 8 | 24 | 0 | 0 | 0 | 0 | 0.00011035 | 0 | 0 | 0 | 0
8 | 9 | 1 | 0 | 0 | 0 | 0 | 9.9795e-05 | 0 | 0 | 0 | 0
8 | 9 | 2 | 0 | 0 | 0 | 0 | 9.3484e-05 | 0 | 0 | 0 | 0
8 | 9 | 3 | 0 | 0 | 0 | 0 | 8.9594e-05 | 0 | 0 | 0 | 0
8 | 9 | 4 | 0 | 0 | 0 | 0 | 8.7808e-05 | 0 | 0 | 0 | 0
8 | 9 | 5 | 0 | 0 | 0 | 0 | 8.8482e-05 | 0 | 0 | 0 | 0
8 | 9 | 6 | 0 | 0 | 0 | 0 | 9.2967e-05 | 0 | 0 | 0 | 0
8 | 9 | 7 | 0 | 0 | 0 | 0 | 0.00010348 | 0 | 0 | 0 | 0
8 | 9 | 8 | 0 | 0 | 0 | 0 | 0.00011258 | 0 | 0 | 0 | 0
8 | 9 | 9 | 0 | 0 | 0 | 0 | 0.00012097 | 0 | 0 | 0 | 0
8 | 9 | 10 | 0 | 0 | 0 | 0 | 0.00012798 | 0 | 0 | 0 | 0
8 | 9 | 11 | 0 | 0 | 0 | 0 | 0.00013609 | 0 | 0 | 0 | 0
8 | 9 | 12 | 0 | 0 | 0 | 0 | 0.00014318 | 0 | 0 | 0 | 0
8 | 9 | 13 | 0 | 0 | 0 | 0 | 0.00014945 | 0 | 0 | 0 | 0
8 | 9 | 14 | 0 | 0 | 0 | 0 | 0.0001573 | 0 | 0 | 0 | 0
8 | 9 | 15 | 0 | 0 | 0 | 0 | 0.00016335 | 0 | 0 | 0 | 0
8 | 9 | 16 | 0 | 0 | 0 | 0 | 0.00016706 | 0 | 0 | 0 | 0
8 | 9 | 17 | 283.1967 | 303.0055 | 303.0055 | 303.0055 | 0.00016836 | 0 | 0 | 0 | 0
8 | 9 | 18 | 283.1967 | 303.0055 | 303.0055 | 303.0055 | 0.00016662 | 0 | 0 | 0 | 0
8 | 9 | 19 | 283.1967 | 303.0055 | 303.0055 | 303.0055 | 0.00016065 | 0 | 0 | 0 | 0
8 | 9 | 20 | 283.1967 | 303.0055 | 303.0055 | 303.0055 | 0.00015606 | 0 | 0 | 0 | 0
8 | 9 | 21 | 283.1967 | 303.0055 | 303.0055 | 303.0055 | 0.00015412 | 0 | 0 | 0 | 0
8 | 9 | 22 | 283.1967 | 303.0055 | 303.0055 | 303.0055 | 0.00014253 | 0 | 0 | 0 | 0
8 | 9 | 23 | 0 | 0 | 0 | 0 | 0.00012606 | 0 | 0 | 0 | 0
8 | 9 | 24 | 0 | 0 | 0 | 0 | 0.00011112 | 0 | 0 | 0 | 0
8 | 10 | 1 | 0 | 0 | 0 | 0 | 0.00010087 | 0 | 0 | 0 | 0
8 | 10 | 2 | 0 | 0 | 0 | 0 | 9.4288e-05 | 0 | 0 | 0 | 0
8 | 10 | 3 | 0 | 0 | 0 | 0 | 9.0105e-05 | 0 | 0 | 0 | 0
8 | 10 | 4 | 0 | 0 | 0 | 0 | 8.8234e-05 | 0 | 0 | 0 | 0
8 | 10 | 5 | 0 | 0 | 0 | 0 | 8.8808e-05 | 0 | 0 | 0 | 0
8 | 10 | 6 | 0 | 0 | 0 | 0 | 9.2719e-05 | 0 | 0 | 0 | 0
8 | 10 | 7 | 0 | 0 | 0 | 0 | 0.00010234 | 0 | 0 | 0 | 0
8 | 10 | 8 | 0 | 0 | 0 | 0 | 0.00011196 | 0 | 0 | 0 | 0
8 | 10 | 9 | 0 | 0 | 0 | 0 | 0.00012093 | 0 | 0 | 0 | 0
8 | 10 | 10 | 0 | 0 | 0 | 0 | 0.00012826 | 0 | 0 | 0 | 0
8 | 10 | 11 | 0 | 0 | 0 | 0 | 0.00013621 | 0 | 0 | 0 | 0
8 | 10 | 12 | 0 | 0 | 0 | 0 | 0.00014229 | 0 | 0 | 0 | 0
8 | 10 | 13 | 0 | 0 | 0 | 0 | 0.00014802 | 0 | 0 | 0 | 0
8 | 10 | 14 | 0 | 0 | 0 | 0 | 0.00015533 | 0 | 0 | 0 | 0
8 | 10 | 15 | 0 | 0 | 0 | 0 | 0.00016139 | 0 | 0 | 0 | 0
8 | 10 | 16 | 0 | 0 | 0 | 0 | 0.00016438 | 0 | 0 | 0 | 0
8 | 10 | 17 | 283.1967 | 303.0055 | 303.0055 | 303.0055 | 0.000165 | 0 | 0 | 0 | 0
8 | 10 | 18 | 283.1967 | 303.0055 | 303.0055 | 303.0055 | 0.00016198 | 0 | 0 | 0 | 0
8 | 10 | 19 | 283.1967 | 303.0055 | 303.0055 | 303.0055 | 0.00015526 | 0 | 0 | 0 | 0
8 | 10 | 20 | 283.1967 | 303.0055 | 303.0055 | 303.0055 | 0.00014955 | 0 | 0 | 0 | 0
8 | 10 | 21 | 283.1967 | 303.0055 | 303.0055 | 303.0055 | 0.00014769 | 0 | 0 | 0 | 0
8 | 10 | 22 | 283.1967 | 303.0055 | 303.0055 | 303.0055 | 0.0001378 | 0 | 0 | 0 | 0
8 | 10 | 23 | 0 | 0 | 0 | 0 | 0.00012404 | 0 | 0 | 0 | 0
8 | 10 | 24 | 0 | 0 | 0 | 0 | 0.00011077 | 0 | 0 | 0 | 0
8 | 11 | 1 | 0 | 0 | 0 | 0 | 0.00010069 | 0 | 0 | 0 | 0
8 | 11 | 2 | 0 | 0 | 0 | 0 | 9.4287e-05 | 0 | 0 | 0 | 0
8 | 11 | 3 | 0 | 0 | 0 | 0 | 8.9646e-05 | 0 | 0 | 0 | 0
8 | 11 | 4 | 0 | 0 | 0 | 0 | 8.6862e-05 | 0 | 0 | 0 | 0
8 | 11 | 5 | 0 | 0 | 0 | 0 | 8.5982e-05 | 0 | 0 | 0 | 0
8 | 11 | 6 | 0 | 0 | 0 | 0 | 8.6335e-05 | 0 | 0 | 0 | 0
8 | 11 | 7 | 0 | 0 | 0 | 0 | 8.9375e-05 | 0 | 0 | 0 | 0
8 | 11 | 8 | 0 | 0 | 0 | 0 | 9.3828e-05 | 0 | 0 | 0 | 0
8 | 11 | 9 | 0 | 0 | 0 | 0 | 0.00010243 | 0 | 0 | 0 | 0
8 | 11 | 10 | 0 | 0 | 0 | 0 | 0.00011128 | 0 | 0 | 0 | 0
8 | 11 | 11 | 0 | 0 | 0 | 0 | 0.00011949 | 0 | 0 | 0 | 0
8 | 11 | 12 | 0 | 0 | 0 | 0 | 0.00012551 | 0 | 0 | 0 | 0
8 | 11 | 13 | 0 | 0 | 0 | 0 | 0.00013094 | 0 | 0 | 0 | 0
8 | 11 | 14 | 0 | 0 | 0 | 0 | 0.00013611 | 0 | 0 | 0 | 0
8 | 11 | 15 | 0 | 0 | 0 | 0 | 0.00014138 | 0 | 0 | 0 | 0
8 | 11 | 16 | 0 | 0 | 0 | 0 | 0.00014511 | 0 | 0 | 0 | 0
8 | 11 | 17 | 283.1967 | 303.0055 | 303.0055 | 303.0055 | 0.00014743 | 0 | 0 | 0 | 0
8 | 11 | 18 | 283.1967 | 303.0055 | 303.0055 | 303.0055 | 0.00014853 | 0 | 0 | 0 | 0
8 | 11 | 19 | 283.1967 | 303.0055 | 303.0055 | 303.0055 | 0.00014529 | 0 | 0 | 0 | 0
8 | 11 | 20 | 283.1967 | 303.0055 | 303.0055 | 303.0055 | 0.00014225 | 0 | 0 | 0 | 0
8 | 11 | 21 | 283.1967 | 303.0055 | 303.0055 | 303.0055 | 0.00014161 | 0 | 0 | 0 | 0
8 | 11 | 22 | 283.1967 | 303.0055 | 303.0055 | 303.0055 | 0.00013298 | 0 | 0 | 0 | 0
8 | 11 | 23 | 0 | 0 | 0 | 0 | 0.00012051 | 0 | 0 | 0 | 0
8 | 11 | 24 | 0 | 0 | 0 | 0 | 0.00010832 | 0 | 0 | 0 | 0
8 | 12 | 1 | 0 | 0 | 0 | 0 | 9.8365e-05 | 0 | 0 | 0 | 0
8 | 12 | 2 | 0 | 0 | 0 | 0 | 9.1477e-05 | 0 | 0 | 0 | 0
8 | 12 | 3 | 0 | 0 | 0 | 0 | 8.7468e-05 | 0 | 0 | 0 | 0
8 | 12 | 4 | 0 | 0 | 0 | 0 | 8.4739e-05 | 0 | 0 | 0 | 0
8 | 12 | 5 | 0 | 0 | 0 | 0 | 8.3383e-05 | 0 | 0 | 0 | 0
8 | 12 | 6 | 0 | 0 | 0 | 0 | 8.3469e-05 | 0 | 0 | 0 | 0
8 | 12 | 7 | 0 | 0 | 0 | 0 | 8.5361e-05 | 0 | 0 | 0 | 0
8 | 12 | 8 | 0 | 0 | 0 | 0 | 8.8506e-05 | 0 | 0 | 0 | 0
8 | 12 | 9 | 0 | 0 | 0 | 0 | 9.6062e-05 | 0 | 0 | 0 | 0
8 | 12 | 10 | 0 | 0 | 0 | 0 | 0.00010446 | 0 | 0 | 0 | 0
8 | 12 | 11 | 0 | 0 | 0 | 0 | 0.00011172 | 0 | 0 | 0 | 0
8 | 12 | 12 | 0 | 0 | 0 | 0 | 0.00011769 | 0 | 0 | 0 | 0
8 | 12 | 13 | 0 | 0 | 0 | 0 | 0.00012375 | 0 | 0 | 0 | 0
8 | 12 | 14 | 0 | 0 | 0 | 0 | 0.00012948 | 0 | 0 | 0 | 0
8 | 12 | 15 | 0 | 0 | 0 | 0 | 0.00013488 | 0 | 0 | 0 | 0
8 | 12 | 16 | 0 | 0 | 0 | 0 | 0.00013947 | 0 | 0 | 0 | 0
8 | 12 | 17 | 283.1967 | 303.0055 | 303.0055 | 303.0055 | 0.0001435 | 0 | 0 | 0 | 0
8 | 12 | 18 | 283.1967 | 303.0055 | 303.0055 | 303.0055 | 0.00014536 | 0 | 0 | 0 | 0
8 | 12 | 19 | 283.1967 | 303.0055 | 303.0055 | 303.0055 | 0.0001428 | 0 | 0 | 0 | 0
8 | 12 | 20 | 283.1967 | 303.0055 | 303.0055 | 303.0055 | 0.00014004 | 0 | 0 | 0 | 0
8 | 12 | 21 | 283.1967 | 303.0055 | 303.0055 | 303.0055 | 0.00014101 | 0 | 0 | 0 | 0
8 | 12 | 22 | 283.1967 | 303.0055 | 303.0055 | 303.0055 | 0.00013327 | 0 | 0 | 0 | 0
8 | 12 | 23 | 0 | 0 | 0 | 0 | 0.00011926 | 0 | 0 | 0 | 0
8 | 12 | 24 | 0 | 0 | 0 | 0 | 0.00010585 | 0 | 0 | 0 | 0
8 | 13 | 1 | 0 | 0 | 0 | 0 | 9.6448e-05 | 0 | 0 | 0 | 0
8 | 13 | 2 | 0 | 0 | 0 | 0 | 9.0212e-05 | 0 | 0 | 0 | 0
8 | 13 | 3 | 0 | 0 | 0 | 0 | 8.6379e-05 | 0 | 0 | 0 | 0
8 | 13 | 4 | 0 | 0 | 0 | 0 | 8.515e-05 | 0 | 0 | 0 | 0
8 | 13 | 5 | 0 | 0 | 0 | 0 | 8.6265e-05 | 0 | 0 | 0 | 0
8 | 13 | 6 | 0 | 0 | 0 | 0 | 9.0073e-05 | 0 | 0 | 0 | 0
8 | 13 | 7 | 0 | 0 | 0 | 0 | 9.8935e-05 | 0 | 0 | 0 | 0
8 | 13 | 8 | 0 | 0 | 0 | 0 | 0.00010695 | 0 | 0 | 0 | 0
8 | 13 | 9 | 0 | 0 | 0 | 0 | 0.00011557 | 0 | 0 | 0 | 0
8 | 13 | 10 | 0 | 0 | 0 | 0 | 0.00012313 | 0 | 0 | 0 | 0
8 | 13 | 11 | 0 | 0 | 0 | 0 | 0.00013146 | 0 | 0 | 0 | 0
8 | 13 | 12 | 0 | 0 | 0 | 0 | 0.0001377 | 0 | 0 | 0 | 0
8 | 13 | 13 | 0 | 0 | 0 | 0 | 0.0001435 | 0 | 0 | 0 | 0
8 | 13 | 14 | 0 | 0 | 0 | 0 | 0.00015045 | 0 | 0 | 0 | 0
8 | 13 | 15 | 0 | 0 | 0 | 0 | 0.00015558 | 0 | 0 | 0 | 0
8 | 13 | 16 | 0 | 0 | 0 | 0 | 0.00015956 | 0 | 0 | 0 | 0
8 | 13 | 17 | 283.1967 | 303.0055 | 303.0055 | 303.0055 | 0.00016157 | 0 | 0 | 0 | 0
8 | 13 | 18 | 283.1967 | 303.0055 | 303.0055 | 303.0055 | 0.00016079 | 0 | 0 | 0 | 0
8 | 13 | 19 | 283.1967 | 303.0055 | 303.0055 | 303.0055 | 0.00015618 | 0 | 0 | 0 | 0
8 | 13 | 20 | 283.1967 | 303.0055 | 303.0055 | 303.0055 | 0.0001525 | 0 | 0 | 0 | 0
8 | 13 | 21 | 283.1967 | 303.0055 | 303.0055 | 303.0055 | 0.0001504 | 0 | 0 | 0 | 0
8 | 13 | 22 | 283.1967 | 303.0055 | 303.0055 | 303.0055 | 0.00013903 | 0 | 0 | 0 | 0
8 | 13 | 23 | 0 | 0 | 0 | 0 | 0.00012357 | 0 | 0 | 0 | 0
8 | 13 | 24 | 0 | 0 | 0 | 0 | 0.00010891 | 0 | 0 | 0 | 0
8 | 14 | 1 | 0 | 0 | 0 | 0 | 9.8527e-05 | 0 | 0 | 0 | 0
8 | 14 | 2 | 0 | 0 | 0 | 0 | 9.2342e-05 | 0 | 0 | 0 | 0
8 | 14 | 3 | 0 | 0 | 0 | 0 | 8.8893e-05 | 0 | 0 | 0 | 0
8 | 14 | 4 | 0 | 0 | 0 | 0 | 8.7008e-05 | 0 | 0 | 0 | 0
8 | 14 | 5 | 0 | 0 | 0 | 0 | 8.7659e-05 | 0 | 0 | 0 | 0
8 | 14 | 6 | 0 | 0 | 0 | 0 | 9.1977e-05 | 0 | 0 | 0 | 0
8 | 14 | 7 | 0 | 0 | 0 | 0 | 0.00010235 | 0 | 0 | 0 | 0
8 | 14 | 8 | 0 | 0 | 0 | 0 | 0.00011113 | 0 | 0 | 0 | 0
8 | 14 | 9 | 0 | 0 | 0 | 0 | 0.00011945 | 0 | 0 | 0 | 0
8 | 14 | 10 | 0 | 0 | 0 | 0 | 0.00012704 | 0 | 0 | 0 | 0
8 | 14 | 11 | 0 | 0 | 0 | 0 | 0.00013466 | 0 | 0 | 0 | 0
8 | 14 | 12 | 0 | 0 | 0 | 0 | 0.00014081 | 0 | 0 | 0 | 0
8 | 14 | 13 | 0 | 0 | 0 | 0 | 0.00014712 | 0 | 0 | 0 | 0
8 | 14 | 14 | 0 | 0 | 0 | 0 | 0.00015436 | 0 | 0 | 0 | 0
8 | 14 | 15 | 0 | 0 | 0 | 0 | 0.00016053 | 0 | 0 | 0 | 0
8 | 14 | 16 | 0 | 0 | 0 | 0 | 0.00016467 | 0 | 0 | 0 | 0
8 | 14 | 17 | 283.1967 | 303.0055 | 303.0055 | 303.0055 | 0.00016665 | 0 | 0 | 0 | 0
8 | 14 | 18 | 283.1967 | 303.0055 | 303.0055 | 303.0055 | 0.00016439 | 0 | 0 | 0 | 0
8 | 14 | 19 | 283.1967 | 303.0055 | 303.0055 | 303.0055 | 0.00015803 | 0 | 0 | 0 | 0
8 | 14 | 20 | 283.1967 | 303.0055 | 303.0055 | 303.0055 | 0.00015389 | 0 | 0 | 0 | 0
8 | 14 | 21 | 283.1967 | 303.0055 | 303.0055 | 303.0055 | 0.00015219 | 0 | 0 | 0 | 0
8 | 14 | 22 | 283.1967 | 303.0055 | 303.0055 | 303.0055 | 0.00014043 | 0 | 0 | 0 | 0
8 | 14 | 23 | 0 | 0 | 0 | 0 | 0.00012387 | 0 | 0 | 0 | 0
8 | 14 | 24 | 0 | 0 | 0 | 0 | 0.00010929 | 0 | 0 | 0 | 0
8 | 15 | 1 | 0 | 0 | 0 | 0 | 9.9756e-05 | 0 | 0 | 0 | 0
8 | 15 | 2 | 0 | 0 | 0 | 0 | 9.3385e-05 | 0 | 0 | 0 | 0
8 | 15 | 3 | 0 | 0 | 0 | 0 | 8.9285e-05 | 0 | 0 | 0 | 0
8 | 15 | 4 | 0 | 0 | 0 | 0 | 8.723e-05 | 0 | 0 | 0 | 0
8 | 15 | 5 | 0 | 0 | 0 | 0 | 8.7876e-05 | 0 | 0 | 0 | 0
8 | 15 | 6 | 0 | 0 | 0 | 0 | 9.2131e-05 | 0 | 0 | 0 | 0
8 | 15 | 7 | 0 | 0 | 0 | 0 | 0.00010225 | 0 | 0 | 0 | 0
8 | 15 | 8 | 0 | 0 | 0 | 0 | 0.00011172 | 0 | 0 | 0 | 0
8 | 15 | 9 | 0 | 0 | 0 | 0 | 0.00012 | 0 | 0 | 0 | 0
8 | 15 | 10 | 0 | 0 | 0 | 0 | 0.00012722 | 0 | 0 | 0 | 0
8 | 15 | 11 | 0 | 0 | 0 | 0 | 0.00013514 | 0 | 0 | 0 | 0
8 | 15 | 12 | 0 | 0 | 0 | 0 | 0.00014152 | 0 | 0 | 0 | 0
8 | 15 | 13 | 0 | 0 | 0 | 0 | 0.00014816 | 0 | 0 | 0 | 0
8 | 15 | 14 | 0 | 0 | 0 | 0 | 0.00015518 | 0 | 0 | 0 | 0
8 | 15 | 15 | 0 | 0 | 0 | 0 | 0.00016141 | 0 | 0 | 0 | 0
8 | 15 | 16 | 0 | 0 | 0 | 0 | 0.00016511 | 0 | 0 | 0 | 0
8 | 15 | 17 | 283.1967 | 303.0055 | 303.0055 | 303.0055 | 0.00016719 | 0 | 0 | 0 | 0
8 | 15 | 18 | 283.1967 | 303.0055 | 303.0055 | 303.0055 | 0.00016489 | 0 | 0 | 0 | 0
8 | 15 | 19 | 283.1967 | 303.0055 | 303.0055 | 303.0055 | 0.00015835 | 0 | 0 | 0 | 0
8 | 15 | 20 | 283.1967 | 303.0055 | 303.0055 | 303.0055 | 0.00015344 | 0 | 0 | 0 | 0
8 | 15 | 21 | 283.1967 | 303.0055 | 303.0055 | 303.0055 | 0.00015195 | 0 | 0 | 0 | 0
8 | 15 | 22 | 283.1967 | 303.0055 | 303.0055 | 303.0055 | 0.00014107 | 0 | 0 | 0 | 0
8 | 15 | 23 | 0 | 0 | 0 | 0 | 0.00012474 | 0 | 0 | 0 | 0
8 | 15 | 24 | 0 | 0 | 0 | 0 | 0.00011035 | 0 | 0 | 0 | 0
8 | 16 | 1 | 0 | 0 | 0 | 0 | 9.9795e-05 | 0 | 0 | 0 | 0
8 | 16 | 2 | 0 | 0 | 0 | 0 | 9.3484e-05 | 0 | 0 | 0 | 0
8 | 16 | 3 | 0 | 0 | 0 | 0 | 8.9594e-05 | 0 | 0 | 0 | 0
8 | 16 | 4 | 0 | 0 | 0 | 0 | 8.7808e-05 | 0 | 0 | 0 | 0
8 | 16 | 5 | 0 | 0 | 0 | 0 | 8.8482e-05 | 0 | 0 | 0 | 0
8 | 16 | 6 | 0 | 0 | 0 | 0 | 9.2967e-05 | 0 | 0 | 0 | 0
8 | 16 | 7 | 0 | 0 | 0 | 0 | 0.00010348 | 0 | 0 | 0 | 0
8 | 16 | 8 | 0 | 0 | 0 | 0 | 0.00011258 | 0 | 0 | 0 | 0
8 | 16 | 9 | 0 | 0 | 0 | 0 | 0.00012097 | 0 | 0 | 0 | 0
8 | 16 | 10 | 0 | 0 | 0 | 0 | 0.00012798 | 0 | 0 | 0 | 0
8 | 16 | 11 | 0 | 0 | 0 | 0 | 0.00013609 | 0 | 0 | 0 | 0
8 | 16 | 12 | 0 | 0 | 0 | 0 | 0.00014318 | 0 | 0 | 0 | 0
8 | 16 | 13 | 0 | 0 | 0 | 0 | 0.00014945 | 0 | 0 | 0 | 0
8 | 16 | 14 | 0 | 0 | 0 | 0 | 0.0001573 | 0 | 0 | 0 | 0
8 | 16 | 15 | 0 | 0 | 0 | 0 | 0.00016335 | 0 | 0 | 0 | 0
8 | 16 | 16 | 0 | 0 | 0 | 0 | 0.00016706 | 0 | 0 | 0 | 0
8 | 16 | 17 | 283.1967 | 303.0055 | 303.0055 | 303.0055 | 0.00016836 | 0 | 0 | 0 | 0
8 | 16 | 18 | 283.1967 | 303.0055 | 303.0055 | 303.0055 | 0.00016662 | 0 | 0 | 0 | 0
8 | 16 | 19 | 283.1967 | 303.0055 | 303.0055 | 303.0055 | 0.00016065 | 0 | 0 | 0 | 0
8 | 16 | 20 | 283.1967 | 303.0055 | 303.0055 | 303.0055 | 0.00015606 | 0 | 0 | 0 | 0
8 | 16 | 21 | 283.1967 | 303.0055 | 303.0055 | 303.0055 | 0.00015412 | 0 | 0 | 0 | 0
8 | 16 | 22 | 283.1967 | 303.0055 | 303.0055 | 303.0055 | 0.00014253 | 0 | 0 | 0 | 0
8 | 16 | 23 | 0 | 0 | 0 | 0 | 0.00012606 | 0 | 0 | 0 | 0
8 | 16 | 24 | 0 | 0 | 0 | 0 | 0.00011112 | 0 | 0 | 0 | 0
8 | 17 | 1 | 0 | 0 | 0 | 0 | 0.00010087 | 0 | 0 | 0 | 0
8 | 17 | 2 | 0 | 0 | 0 | 0 | 9.4288e-05 | 0 | 0 | 0 | 0
8 | 17 | 3 | 0 | 0 | 0 | 0 | 9.0105e-05 | 0 | 0 | 0 | 0
8 | 17 | 4 | 0 | 0 | 0 | 0 | 8.8234e-05 | 0 | 0 | 0 | 0
8 | 17 | 5 | 0 | 0 | 0 | 0 | 8.8808e-05 | 0 | 0 | 0 | 0
8 | 17 | 6 | 0 | 0 | 0 | 0 | 9.2719e-05 | 0 | 0 | 0 | 0
8 | 17 | 7 | 0 | 0 | 0 | 0 | 0.00010234 | 0 | 0 | 0 | 0
8 | 17 | 8 | 0 | 0 | 0 | 0 | 0.00011196 | 0 | 0 | 0 | 0
8 | 17 | 9 | 0 | 0 | 0 | 0 | 0.00012093 | 0 | 0 | 0 | 0
8 | 17 | 10 | 0 | 0 | 0 | 0 | 0.00012826 | 0 | 0 | 0 | 0
8 | 17 | 11 | 0 | 0 | 0 | 0 | 0.00013621 | 0 | 0 | 0 | 0
8 | 17 | 12 | 0 | 0 | 0 | 0 | 0.00014229 | 0 | 0 | 0 | 0
8 | 17 | 13 | 0 | 0 | 0 | 0 | 0.00014802 | 0 | 0 | 0 | 0
8 | 17 | 14 | 0 | 0 | 0 | 0 | 0.00015533 | 0 | 0 | 0 | 0
8 | 17 | 15 | 0 | 0 | 0 | 0 | 0.00016139 | 0 | 0 | 0 | 0
8 | 17 | 16 | 0 | 0 | 0 | 0 | 0.00016438 | 0 | 0 | 0 | 0
8 | 17 | 17 | 283.1967 | 303.0055 | 303.0055 | 303.0055 | 0.000165 | 0 | 0 | 0 | 0
8 | 17 | 18 | 283.1967 | 303.0055 | 303.0055 | 303.0055 | 0.00016198 | 0 | 0 | 0 | 0
8 | 17 | 19 | 283.1967 | 303.0055 | 303.0055 | 303.0055 | 0.00015526 | 0 | 0 | 0 | 0
8 | 17 | 20 | 283.1967 | 303.0055 | 303.0055 | 303.0055 | 0.00014955 | 0 | 0 | 0 | 0
8 | 17 | 21 | 283.1967 | 303.0055 | 303.0055 | 303.0055 | 0.00014769 | 0 | 0 | 0 | 0
8 | 17 | 22 | 283.1967 | 303.0055 | 303.0055 | 303.0055 | 0.0001378 | 0 | 0 | 0 | 0
8 | 17 | 23 | 0 | 0 | 0 | 0 | 0.00012404 | 0 | 0 | 0 | 0
8 | 17 | 24 | 0 | 0 | 0 | 0 | 0.00011077 | 0 | 0 | 0 | 0
8 | 18 | 1 | 0 | 0 | 0 | 0 | 0.00010069 | 0 | 0 | 0 | 0
8 | 18 | 2 | 0 | 0 | 0 | 0 | 9.4287e-05 | 0 | 0 | 0 | 0
8 | 18 | 3 | 0 | 0 | 0 | 0 | 8.9646e-05 | 0 | 0 | 0 | 0
8 | 18 | 4 | 0 | 0 | 0 | 0 | 8.6862e-05 | 0 | 0 | 0 | 0
8 | 18 | 5 | 0 | 0 | 0 | 0 | 8.5982e-05 | 0 | 0 | 0 | 0
8 | 18 | 6 | 0 | 0 | 0 | 0 | 8.6335e-05 | 0 | 0 | 0 | 0
8 | 18 | 7 | 0 | 0 | 0 | 0 | 8.9375e-05 | 0 | 0 | 0 | 0
8 | 18 | 8 | 0 | 0 | 0 | 0 | 9.3828e-05 | 0 | 0 | 0 | 0
8 | 18 | 9 | 0 | 0 | 0 | 0 | 0.00010243 | 0 | 0 | 0 | 0
8 | 18 | 10 | 0 | 0 | 0 | 0 | 0.00011128 | 0 | 0 | 0 | 0
8 | 18 | 11 | 0 | 0 | 0 | 0 | 0.00011949 | 0 | 0 | 0 | 0
8 | 18 | 12 | 0 | 0 | 0 | 0 | 0.00012551 | 0 | 0 | 0 | 0
8 | 18 | 13 | 0 | 0 | 0 | 0 | 0.00013094 | 0 | 0 | 0 | 0
8 | 18 | 14 | 0 | 0 | 0 | 0 | 0.00013611 | 0 | 0 | 0 | 0
8 | 18 | 15 | 0 | 0 | 0 | 0 | 0.00014138 | 0 | 0 | 0 | 0
8 | 18 | 16 | 0 | 0 | 0 | 0 | 0.00014511 | 0 | 0 | 0 | 0
8 | 18 | 17 | 283.1967 | 303.0055 | 303.0055 | 303.0055 | 0.00014743 | 0 | 0 | 0 | 0
8 | 18 | 18 | 283.1967 | 303.0055 | 303.0055 | 303.0055 | 0.00014853 | 0 | 0 | 0 | 0
8 | 18 | 19 | 283.1967 | 303.0055 | 303.0055 | 303.0055 | 0.00014529 | 0 | 0 | 0 | 0
8 | 18 | 20 | 283.1967 | 303.0055 | 303.0055 | 303.0055 | 0.00014225 | 0 | 0 | 0 | 0
8 | 18 | 21 | 283.1967 | 303.0055 | 303.0055 | 303.0055 | 0.00014161 | 0 | 0 | 0 | 0
8 | 18 | 22 | 283.1967 | 303.0055 | 303.0055 | 303.0055 | 0.00013298 | 0 | 0 | 0 | 0
8 | 18 | 23 | 0 | 0 | 0 | 0 | 0.00012051 | 0 | 0 | 0 | 0
8 | 18 | 24 | 0 | 0 | 0 | 0 | 0.00010832 | 0 | 0 | 0 | 0
8 | 19 | 1 | 0 | 0 | 0 | 0 | 9.8365e-05 | 0 | 0 | 0 | 0
8 | 19 | 2 | 0 | 0 | 0 | 0 | 9.1477e-05 | 0 | 0 | 0 | 0
8 | 19 | 3 | 0 | 0 | 0 | 0 | 8.7468e-05 | 0 | 0 | 0 | 0
8 | 19 | 4 | 0 | 0 | 0 | 0 | 8.4739e-05 | 0 | 0 | 0 | 0
8 | 19 | 5 | 0 | 0 | 0 | 0 | 8.3383e-05 | 0 | 0 | 0 | 0
8 | 19 | 6 | 0 | 0 | 0 | 0 | 8.3469e-05 | 0 | 0 | 0 | 0
8 | 19 | 7 | 0 | 0 | 0 | 0 | 8.5361e-05 | 0 | 0 | 0 | 0
8 | 19 | 8 | 0 | 0 | 0 | 0 | 8.8506e-05 | 0 | 0 | 0 | 0
8 | 19 | 9 | 0 | 0 | 0 | 0 | 9.6062e-05 | 0 | 0 | 0 | 0
8 | 19 | 10 | 0 | 0 | 0 | 0 | 0.00010446 | 0 | 0 | 0 | 0
8 | 19 | 11 | 0 | 0 | 0 | 0 | 0.00011172 | 0 | 0 | 0 | 0
8 | 19 | 12 | 0 | 0 | 0 | 0 | 0.00011769 | 0 | 0 | 0 | 0
8 | 19 | 13 | 0 | 0 | 0 | 0 | 0.00012375 | 0 | 0 | 0 | 0
8 | 19 | 14 | 0 | 0 | 0 | 0 | 0.00012948 | 0 | 0 | 0 | 0
8 | 19 | 15 | 0 | 0 | 0 | 0 | 0.00013488 | 0 | 0 | 0 | 0
8 | 19 | 16 | 0 | 0 | 0 | 0 | 0.00013947 | 0 | 0 | 0 | 0
8 | 19 | 17 | 283.1967 | 303.0055 | 303.0055 | 303.0055 | 0.0001435 | 0 | 0 | 0 | 0
8 | 19 | 18 | 283.1967 | 303.0055 | 303.0055 | 303.0055 | 0.00014536 | 0 | 0 | 0 | 0
8 | 19 | 19 | 283.1967 | 303.0055 | 303.0055 | 303.0055 | 0.0001428 | 0 | 0 | 0 | 0
8 | 19 | 20 | 283.1967 | 303.0055 | 303.0055 | 303.0055 | 0.00014004 | 0 | 0 | 0 | 0
8 | 19 | 21 | 283.1967 | 303.0055 | 303.0055 | 303.0055 | 0.00014101 | 0 | 0 | 0 | 0
8 | 19 | 22 | 283.1967 | 303.0055 | 303.0055 | 303.0055 | 0.00013327 | 0 | 0 | 0 | 0
8 | 19 | 23 | 0 | 0 | 0 | 0 | 0.00011926 | 0 | 0 | 0 | 0
8 | 19 | 24 | 0 | 0 | 0 | 0 | 0.00010585 | 0 | 0 | 0 | 0
8 | 20 | 1 | 0 | 0 | 0 | 0 | 9.6448e-05 | 0 | 0 | 0 | 0
8 | 20 | 2 | 0 | 0 | 0 | 0 | 9.0212e-05 | 0 | 0 | 0 | 0
8 | 20 | 3 | 0 | 0 | 0 | 0 | 8.6379e-05 | 0 | 0 | 0 | 0
8 | 20 | 4 | 0 | 0 | 0 | 0 | 8.515e-05 | 0 | 0 | 0 | 0
8 | 20 | 5 | 0 | 0 | 0 | 0 | 8.6265e-05 | 0 | 0 | 0 | 0
8 | 20 | 6 | 0 | 0 | 0 | 0 | 9.0073e-05 | 0 | 0 | 0 | 0
8 | 20 | 7 | 0 | 0 | 0 | 0 | 9.8935e-05 | 0 | 0 | 0 | 0
8 | 20 | 8 | 0 | 0 | 0 | 0 | 0.00010695 | 0 | 0 | 0 | 0
8 | 20 | 9 | 0 | 0 | 0 | 0 | 0.00011557 | 0 | 0 | 0 | 0
8 | 20 | 10 | 0 | 0 | 0 | 0 | 0.00012313 | 0 | 0 | 0 | 0
8 | 20 | 11 | 0 | 0 | 0 | 0 | 0.00013146 | 0 | 0 | 0 | 0
8 | 20 | 12 | 0 | 0 | 0 | 0 | 0.0001377 | 0 | 0 | 0 | 0
8 | 20 | 13 | 0 | 0 | 0 | 0 | 0.0001435 | 0 | 0 | 0 | 0
8 | 20 | 14 | 0 | 0 | 0 | 0 | 0.00015045 | 0 | 0 | 0 | 0
8 | 20 | 15 | 0 | 0 | 0 | 0 | 0.00015558 | 0 | 0 | 0 | 0
8 | 20 | 16 | 0 | 0 | 0 | 0 | 0.00015956 | 0 | 0 | 0 | 0
8 | 20 | 17 | 283.1967 | 303.0055 | 303.0055 | 303.0055 | 0.00016157 | 0 | 0 | 0 | 0
8 | 20 | 18 | 283.1967 | 303.0055 | 303.0055 | 303.0055 | 0.00016079 | 0 | 0 | 0 | 0
8 | 20 | 19 | 283.1967 | 303.0055 | 303.0055 | 303.0055 | 0.00015618 | 0 | 0 | 0 | 0
8 | 20 | 20 | 283.1967 | 303.0055 | 303.0055 | 303.0055 | 0.0001525 | 0 | 0 | 0 | 0
8 | 20 | 21 | 283.1967 | 303.0055 | 303.0055 | 303.0055 | 0.0001504 | 0 | 0 | 0 | 0
8 | 20 | 22 | 283.1967 | 303.0055 | 303.0055 | 303.0055 | 0.00013903 | 0 | 0 | 0 | 0
8 | 20 | 23 | 0 | 0 | 0 | 0 | 0.00012357 | 0 | 0 | 0 | 0
8 | 20 | 24 | 0 | 0 | 0 | 0 | 0.00010891 | 0 | 0 | 0 | 0
8 | 21 | 1 | 0 | 0 | 0 | 0 | 9.8527e-05 | 0 | 0 | 0 | 0
8 | 21 | 2 | 0 | 0 | 0 | 0 | 9.2342e-05 | 0 | 0 | 0 | 0
8 | 21 | 3 | 0 | 0 | 0 | 0 | 8.8893e-05 | 0 | 0 | 0 | 0
8 | 21 | 4 | 0 | 0 | 0 | 0 | 8.7008e-05 | 0 | 0 | 0 | 0
8 | 21 | 5 | 0 | 0 | 0 | 0 | 8.7659e-05 | 0 | 0 | 0 | 0
8 | 21 | 6 | 0 | 0 | 0 | 0 | 9.1977e-05 | 0 | 0 | 0 | 0
8 | 21 | 7 | 0 | 0 | 0 | 0 | 0.00010235 | 0 | 0 | 0 | 0
8 | 21 | 8 | 0 | 0 | 0 | 0 | 0.00011113 | 0 | 0 | 0 | 0
8 | 21 | 9 | 0 | 0 | 0 | 0 | 0.00011945 | 0 | 0 | 0 | 0
8 | 21 | 10 | 0 | 0 | 0 | 0 | 0.00012704 | 0 | 0 | 0 | 0
8 | 21 | 11 | 0 | 0 | 0 | 0 | 0.00013466 | 0 | 0 | 0 | 0
8 | 21 | 12 | 0 | 0 | 0 | 0 | 0.00014081 | 0 | 0 | 0 | 0
8 | 21 | 13 | 0 | 0 | 0 | 0 | 0.00014712 | 0 | 0 | 0 | 0
8 | 21 | 14 | 0 | 0 | 0 | 0 | 0.00015436 | 0 | 0 | 0 | 0
8 | 21 | 15 | 0 | 0 | 0 | 0 | 0.00016053 | 0 | 0 | 0 | 0
8 | 21 | 16 | 0 | 0 | 0 | 0 | 0.00016467 | 0 | 0 | 0 | 0
8 | 21 | 17 | 283.1967 | 303.0055 | 303.0055 | 303.0055 | 0.00016665 | 0 | 0 | 0 | 0
8 | 21 | 18 | 283.1967 | 303.0055 | 303.0055 | 303.0055 | 0.00016439 | 0 | 0 | 0 | 0
8 | 21 | 19 | 283.1967 | 303.0055 | 303.0055 | 303.0055 | 0.00015803 | 0 | 0 | 0 | 0
8 | 21 | 20 | 283.1967 | 303.0055 | 303.0055 | 303.0055 | 0.00015389 | 0 | 0 | 0 | 0
8 | 21 | 21 | 283.1967 | 303.0055 | 303.0055 | 303.0055 | 0.00015219 | 0 | 0 | 0 | 0
8 | 21 | 22 | 283.1967 | 303.0055 | 303.0055 | 303.0055 | 0.00014043 | 0 | 0 | 0 | 0
8 | 21 | 23 | 0 | 0 | 0 | 0 | 0.00012387 | 0 | 0 | 0 | 0
8 | 21 | 24 | 0 | 0 | 0 | 0 | 0.00010929 | 0 | 0 | 0 | 0
8 | 22 | 1 | 0 | 0 | 0 | 0 | 9.9756e-05 | 0 | 0 | 0 | 0
8 | 22 | 2 | 0 | 0 | 0 | 0 | 9.3385e-05 | 0 | 0 | 0 | 0
8 | 22 | 3 | 0 | 0 | 0 | 0 | 8.9285e-05 | 0 | 0 | 0 | 0
8 | 22 | 4 | 0 | 0 | 0 | 0 | 8.723e-05 | 0 | 0 | 0 | 0
8 | 22 | 5 | 0 | 0 | 0 | 0 | 8.7876e-05 | 0 | 0 | 0 | 0
8 | 22 | 6 | 0 | 0 | 0 | 0 | 9.2131e-05 | 0 | 0 | 0 | 0
8 | 22 | 7 | 0 | 0 | 0 | 0 | 0.00010225 | 0 | 0 | 0 | 0
8 | 22 | 8 | 0 | 0 | 0 | 0 | 0.00011172 | 0 | 0 | 0 | 0
8 | 22 | 9 | 0 | 0 | 0 | 0 | 0.00012 | 0 | 0 | 0 | 0
8 | 22 | 10 | 0 | 0 | 0 | 0 | 0.00012722 | 0 | 0 | 0 | 0
8 | 22 | 11 | 0 | 0 | 0 | 0 | 0.00013514 | 0 | 0 | 0 | 0
8 | 22 | 12 | 0 | 0 | 0 | 0 | 0.00014152 | 0 | 0 | 0 | 0
8 | 22 | 13 | 0 | 0 | 0 | 0 | 0.00014816 | 0 | 0 | 0 | 0
8 | 22 | 14 | 0 | 0 | 0 | 0 | 0.00015518 | 0 | 0 | 0 | 0
8 | 22 | 15 | 0 | 0 | 0 | 0 | 0.00016141 | 0 | 0 | 0 | 0
8 | 22 | 16 | 0 | 0 | 0 | 0 | 0.00016511 | 0 | 0 | 0 | 0
8 | 22 | 17 | 283.1967 | 303.0055 | 303.0055 | 303.0055 | 0.00016719 | 0 | 0 | 0 | 0
8 | 22 | 18 | 283.1967 | 303.0055 | 303.0055 | 303.0055 | 0.00016489 | 0 | 0 | 0 | 0
8 | 22 | 19 | 283.1967 | 303.0055 | 303.0055 | 303.0055 | 0.00015835 | 0 | 0 | 0 | 0
8 | 22 | 20 | 283.1967 | 303.0055 | 303.0055 | 303.0055 | 0.00015344 | 0 | 0 | 0 | 0
8 | 22 | 21 | 283.1967 | 303.0055 | 303.0055 | 303.0055 | 0.00015195 | 0 | 0 | 0 | 0
8 | 22 | 22 | 283.1967 | 303.0055 | 303.0055 | 303.0055 | 0.00014107 | 0 | 0 | 0 | 0
8 | 22 | 23 | 0 | 0 | 0 | 0 | 0.00012474 | 0 | 0 | 0 | 0
8 | 22 | 24 | 0 | 0 | 0 | 0 | 0.00011035 | 0 | 0 | 0 | 0
8 | 23 | 1 | 0 | 0 | 0 | 0 | 9.9795e-05 | 0 | 0 | 0 | 0
8 | 23 | 2 | 0 | 0 | 0 | 0 | 9.3484e-05 | 0 | 0 | 0 | 0
8 | 23 | 3 | 0 | 0 | 0 | 0 | 8.9594e-05 | 0 | 0 | 0 | 0
8 | 23 | 4 | 0 | 0 | 0 | 0 | 8.7808e-05 | 0 | 0 | 0 | 0
8 | 23 | 5 | 0 | 0 | 0 | 0 | 8.8482e-05 | 0 | 0 | 0 | 0
8 | 23 | 6 | 0 | 0 | 0 | 0 | 9.2967e-05 | 0 | 0 | 0 | 0
8 | 23 | 7 | 0 | 0 | 0 | 0 | 0.00010348 | 0 | 0 | 0 | 0
8 | 23 | 8 | 0 | 0 | 0 | 0 | 0.00011258 | 0 | 0 | 0 | 0
8 | 23 | 9 | 0 | 0 | 0 | 0 | 0.00012097 | 0 | 0 | 0 | 0
8 | 23 | 10 | 0 | 0 | 0 | 0 | 0.00012798 | 0 | 0 | 0 | 0
8 | 23 | 11 | 0 | 0 | 0 | 0 | 0.00013609 | 0 | 0 | 0 | 0
8 | 23 | 12 | 0 | 0 | 0 | 0 | 0.00014318 | 0 | 0 | 0 | 0
8 | 23 | 13 | 0 | 0 | 0 | 0 | 0.00014945 | 0 | 0 | 0 | 0
8 | 23 | 14 | 0 | 0 | 0 | 0 | 0.0001573 | 0 | 0 | 0 | 0
8 | 23 | 15 | 0 | 0 | 0 | 0 | 0.00016335 | 0 | 0 | 0 | 0
8 | 23 | 16 | 0 | 0 | 0 | 0 | 0.00016706 | 0 | 0 | 0 | 0
8 | 23 | 17 | 283.1967 | 303.0055 | 303.0055 | 303.0055 | 0.00016836 | 0 | 0 | 0 | 0
8 | 23 | 18 | 283.1967 | 303.0055 | 303.0055 | 303.0055 | 0.00016662 | 0 | 0 | 0 | 0
8 | 23 | 19 | 283.1967 | 303.0055 | 303.0055 | 303.0055 | 0.00016065 | 0 | 0 | 0 | 0
8 | 23 | 20 | 283.1967 | 303.0055 | 303.0055 | 303.0055 | 0.00015606 | 0 | 0 | 0 | 0
8 | 23 | 21 | 283.1967 | 303.0055 | 303.0055 | 303.0055 | 0.00015412 | 0 | 0 | 0 | 0
8 | 23 | 22 | 283.1967 | 303.0055 | 303.0055 | 303.0055 | 0.00014253 | 0 | 0 | 0 | 0
8 | 23 | 23 | 0 | 0 | 0 | 0 | 0.00012606 | 0 | 0 | 0 | 0
8 | 23 | 24 | 0 | 0 | 0 | 0 | 0.00011112 | 0 | 0 | 0 | 0
8 | 24 | 1 | 0 | 0 | 0 | 0 | 0.00010087 | 0 | 0 | 0 | 0
8 | 24 | 2 | 0 | 0 | 0 | 0 | 9.4288e-05 | 0 | 0 | 0 | 0
8 | 24 | 3 | 0 | 0 | 0 | 0 | 9.0105e-05 | 0 | 0 | 0 | 0
8 | 24 | 4 | 0 | 0 | 0 | 0 | 8.8234e-05 | 0 | 0 | 0 | 0
8 | 24 | 5 | 0 | 0 | 0 | 0 | 8.8808e-05 | 0 | 0 | 0 | 0
8 | 24 | 6 | 0 | 0 | 0 | 0 | 9.2719e-05 | 0 | 0 | 0 | 0
8 | 24 | 7 | 0 | 0 | 0 | 0 | 0.00010234 | 0 | 0 | 0 | 0
8 | 24 | 8 | 0 | 0 | 0 | 0 | 0.00011196 | 0 | 0 | 0 | 0
8 | 24 | 9 | 0 | 0 | 0 | 0 | 0.00012093 | 0 | 0 | 0 | 0
8 | 24 | 10 | 0 | 0 | 0 | 0 | 0.00012826 | 0 | 0 | 0 | 0
8 | 24 | 11 | 0 | 0 | 0 | 0 | 0.00013621 | 0 | 0 | 0 | 0
8 | 24 | 12 | 0 | 0 | 0 | 0 | 0.00014229 | 0 | 0 | 0 | 0
8 | 24 | 13 | 0 | 0 | 0 | 0 | 0.00014802 | 0 | 0 | 0 | 0
8 | 24 | 14 | 0 | 0 | 0 | 0 | 0.00015533 | 0 | 0 | 0 | 0
8 | 24 | 15 | 0 | 0 | 0 | 0 | 0.00016139 | 0 | 0 | 0 | 0
8 | 24 | 16 | 0 | 0 | 0 | 0 | 0.00016438 | 0 | 0 | 0 | 0
8 | 24 | 17 | 283.1967 | 303.0055 | 303.0055 | 303.0055 | 0.000165 | 0 | 0 | 0 | 0
8 | 24 | 18 | 283.1967 | 303.0055 | 303.0055 | 303.0055 | 0.00016198 | 0 | 0 | 0 | 0
8 | 24 | 19 | 283.1967 | 303.0055 | 303.0055 | 303.0055 | 0.00015526 | 0 | 0 | 0 | 0
8 | 24 | 20 | 283.1967 | 303.0055 | 303.0055 | 303.0055 | 0.00014955 | 0 | 0 | 0 | 0
8 | 24 | 21 | 283.1967 | 303.0055 | 303.0055 | 303.0055 | 0.00014769 | 0 | 0 | 0 | 0
8 | 24 | 22 | 283.1967 | 303.0055 | 303.0055 | 303.0055 | 0.0001378 | 0 | 0 | 0 | 0
8 | 24 | 23 | 0 | 0 | 0 | 0 | 0.00012404 | 0 | 0 | 0 | 0
8 | 24 | 24 | 0 | 0 | 0 | 0 | 0.00011077 | 0 | 0 | 0 | 0
8 | 25 | 1 | 0 | 0 | 0 | 0 | 0.00010069 | 0 | 0 | 0 | 0
8 | 25 | 2 | 0 | 0 | 0 | 0 | 9.4287e-05 | 0 | 0 | 0 | 0
8 | 25 | 3 | 0 | 0 | 0 | 0 | 8.9646e-05 | 0 | 0 | 0 | 0
8 | 25 | 4 | 0 | 0 | 0 | 0 | 8.6862e-05 | 0 | 0 | 0 | 0
8 | 25 | 5 | 0 | 0 | 0 | 0 | 8.5982e-05 | 0 | 0 | 0 | 0
8 | 25 | 6 | 0 | 0 | 0 | 0 | 8.6335e-05 | 0 | 0 | 0 | 0
8 | 25 | 7 | 0 | 0 | 0 | 0 | 8.9375e-05 | 0 | 0 | 0 | 0
8 | 25 | 8 | 0 | 0 | 0 | 0 | 9.3828e-05 | 0 | 0 | 0 | 0
8 | 25 | 9 | 0 | 0 | 0 | 0 | 0.00010243 | 0 | 0 | 0 | 0
8 | 25 | 10 | 0 | 0 | 0 | 0 | 0.00011128 | 0 | 0 | 0 | 0
8 | 25 | 11 | 0 | 0 | 0 | 0 | 0.00011949 | 0 | 0 | 0 | 0
8 | 25 | 12 | 0 | 0 | 0 | 0 | 0.00012551 | 0 | 0 | 0 | 0
8 | 25 | 13 | 0 | 0 | 0 | 0 | 0.00013094 | 0 | 0 | 0 | 0
8 | 25 | 14 | 0 | 0 | 0 | 0 | 0.00013611 | 0 | 0 | 0 | 0
8 | 25 | 15 | 0 | 0 | 0 | 0 | 0.00014138 | 0 | 0 | 0 | 0
8 | 25 | 16 | 0 | 0 | 0 | 0 | 0.00014511 | 0 | 0 | 0 | 0
8 | 25 | 17 | 283.1967 | 303.0055 | 303.0055 | 303.0055 | 0.00014743 | 0 | 0 | 0 | 0
8 | 25 | 18 | 283.1967 | 303.0055 | 303.0055 | 303.0055 | 0.00014853 | 0 | 0 | 0 | 0
8 | 25 | 19 | 283.1967 | 303.0055 | 303.0055 | 303.0055 | 0.00014529 | 0 | 0 | 0 | 0
8 | 25 | 20 | 283.1967 | 303.0055 | 303.0055 | 303.0055 | 0.00014225 | 0 | 0 | 0 | 0
8 | 25 | 21 | 283.1967 | 303.0055 | 303.0055 | 303.0055 | 0.00014161 | 0 | 0 | 0 | 0
8 | 25 | 22 | 283.1967 | 303.0055 | 303.0055 | 303.0055 | 0.00013298 | 0 | 0 | 0 | 0
8 | 25 | 23 | 0 | 0 | 0 | 0 | 0.00012051 | 0 | 0 | 0 | 0
8 | 25 | 24 | 0 | 0 | 0 | 0 | 0.00010832 | 0 | 0 | 0 | 0
8 | 26 | 1 | 0 | 0 | 0 | 0 | 9.8365e-05 | 0 | 0 | 0 | 0
8 | 26 | 2 | 0 | 0 | 0 | 0 | 9.1477e-05 | 0 | 0 | 0 | 0
8 | 26 | 3 | 0 | 0 | 0 | 0 | 8.7468e-05 | 0 | 0 | 0 | 0
8 | 26 | 4 | 0 | 0 | 0 | 0 | 8.4739e-05 | 0 | 0 | 0 | 0
8 | 26 | 5 | 0 | 0 | 0 | 0 | 8.3383e-05 | 0 | 0 | 0 | 0
8 | 26 | 6 | 0 | 0 | 0 | 0 | 8.3469e-05 | 0 | 0 | 0 | 0
8 | 26 | 7 | 0 | 0 | 0 | 0 | 8.5361e-05 | 0 | 0 | 0 | 0
8 | 26 | 8 | 0 | 0 | 0 | 0 | 8.8506e-05 | 0 | 0 | 0 | 0
8 | 26 | 9 | 0 | 0 | 0 | 0 | 9.6062e-05 | 0 | 0 | 0 | 0
8 | 26 | 10 | 0 | 0 | 0 | 0 | 0.00010446 | 0 | 0 | 0 | 0
8 | 26 | 11 | 0 | 0 | 0 | 0 | 0.00011172 | 0 | 0 | 0 | 0
8 | 26 | 12 | 0 | 0 | 0 | 0 | 0.00011769 | 0 | 0 | 0 | 0
8 | 26 | 13 | 0 | 0 | 0 | 0 | 0.00012375 | 0 | 0 | 0 | 0
8 | 26 | 14 | 0 | 0 | 0 | 0 | 0.00012948 | 0 | 0 | 0 | 0
8 | 26 | 15 | 0 | 0 | 0 | 0 | 0.00013488 | 0 | 0 | 0 | 0
8 | 26 | 16 | 0 | 0 | 0 | 0 | 0.00013947 | 0 | 0 | 0 | 0
8 | 26 | 17 | 283.1967 | 303.0055 | 303.0055 | 303.0055 | 0.0001435 | 0 | 0 | 0 | 0
8 | 26 | 18 | 283.1967 | 303.0055 | 303.0055 | 303.0055 | 0.00014536 | 0 | 0 | 0 | 0
8 | 26 | 19 | 283.1967 | 303.0055 | 303.0055 | 303.0055 | 0.0001428 | 0 | 0 | 0 | 0
8 | 26 | 20 | 283.1967 | 303.0055 | 303.0055 | 303.0055 | 0.00014004 | 0 | 0 | 0 | 0
8 | 26 | 21 | 283.1967 | 303.0055 | 303.0055 | 303.0055 | 0.00014101 | 0 | 0 | 0 | 0
8 | 26 | 22 | 283.1967 | 303.0055 | 303.0055 | 303.0055 | 0.00013327 | 0 | 0 | 0 | 0
8 | 26 | 23 | 0 | 0 | 0 | 0 | 0.00011926 | 0 | 0 | 0 | 0
8 | 26 | 24 | 0 | 0 | 0 | 0 | 0.00010585 | 0 | 0 | 0 | 0
8 | 27 | 1 | 0 | 0 | 0 | 0 | 9.6448e-05 | 0 | 0 | 0 | 0
8 | 27 | 2 | 0 | 0 | 0 | 0 | 9.0212e-05 | 0 | 0 | 0 | 0
8 | 27 | 3 | 0 | 0 | 0 | 0 | 8.6379e-05 | 0 | 0 | 0 | 0
8 | 27 | 4 | 0 | 0 | 0 | 0 | 8.515e-05 | 0 | 0 | 0 | 0
8 | 27 | 5 | 0 | 0 | 0 | 0 | 8.6265e-05 | 0 | 0 | 0 | 0
8 | 27 | 6 | 0 | 0 | 0 | 0 | 9.0073e-05 | 0 | 0 | 0 | 0
8 | 27 | 7 | 0 | 0 | 0 | 0 | 9.8935e-05 | 0 | 0 | 0 | 0
8 | 27 | 8 | 0 | 0 | 0 | 0 | 0.00010695 | 0 | 0 | 0 | 0
8 | 27 | 9 | 0 | 0 | 0 | 0 | 0.00011557 | 0 | 0 | 0 | 0
8 | 27 | 10 | 0 | 0 | 0 | 0 | 0.00012313 | 0 | 0 | 0 | 0
8 | 27 | 11 | 0 | 0 | 0 | 0 | 0.00013146 | 0 | 0 | 0 | 0
8 | 27 | 12 | 0 | 0 | 0 | 0 | 0.0001377 | 0 | 0 | 0 | 0
8 | 27 | 13 | 0 | 0 | 0 | 0 | 0.0001435 | 0 | 0 | 0 | 0
8 | 27 | 14 | 0 | 0 | 0 | 0 | 0.00015045 | 0 | 0 | 0 | 0
8 | 27 | 15 | 0 | 0 | 0 | 0 | 0.00015558 | 0 | 0 | 0 | 0
8 | 27 | 16 | 0 | 0 | 0 | 0 | 0.00015956 | 0 | 0 | 0 | 0
8 | 27 | 17 | 283.1967 | 303.0055 | 303.0055 | 303.0055 | 0.00016157 | 0 | 0 | 0 | 0
8 | 27 | 18 | 283.1967 | 303.0055 | 303.0055 | 303.0055 | 0.00016079 | 0 | 0 | 0 | 0
8 | 27 | 19 | 283.1967 | 303.0055 | 303.0055 | 303.0055 | 0.00015618 | 0 | 0 | 0 | 0
8 | 27 | 20 | 283.1967 | 303.0055 | 303.0055 | 303.0055 | 0.0001525 | 0 | 0 | 0 | 0
8 | 27 | 21 | 283.1967 | 303.0055 | 303.0055 | 303.0055 | 0.0001504 | 0 | 0 | 0 | 0
8 | 27 | 22 | 283.1967 | 303.0055 | 303.0055 | 303.0055 | 0.00013903 | 0 | 0 | 0 | 0
8 | 27 | 23 | 0 | 0 | 0 | 0 | 0.00012357 | 0 | 0 | 0 | 0
8 | 27 | 24 | 0 | 0 | 0 | 0 | 0.00010891 | 0 | 0 | 0 | 0
8 | 28 | 1 | 0 | 0 | 0 | 0 | 9.8527e-05 | 0 | 0 | 0 | 0
8 | 28 | 2 | 0 | 0 | 0 | 0 | 9.2342e-05 | 0 | 0 | 0 | 0
8 | 28 | 3 | 0 | 0 | 0 | 0 | 8.8893e-05 | 0 | 0 | 0 | 0
8 | 28 | 4 | 0 | 0 | 0 | 0 | 8.7008e-05 | 0 | 0 | 0 | 0
8 | 28 | 5 | 0 | 0 | 0 | 0 | 8.7659e-05 | 0 | 0 | 0 | 0
8 | 28 | 6 | 0 | 0 | 0 | 0 | 9.1977e-05 | 0 | 0 | 0 | 0
8 | 28 | 7 | 0 | 0 | 0 | 0 | 0.00010235 | 0 | 0 | 0 | 0
8 | 28 | 8 | 0 | 0 | 0 | 0 | 0.00011113 | 0 | 0 | 0 | 0
8 | 28 | 9 | 0 | 0 | 0 | 0 | 0.00011945 | 0 | 0 | 0 | 0
8 | 28 | 10 | 0 | 0 | 0 | 0 | 0.00012704 | 0 | 0 | 0 | 0
8 | 28 | 11 | 0 | 0 | 0 | 0 | 0.00013466 | 0 | 0 | 0 | 0
8 | 28 | 12 | 0 | 0 | 0 | 0 | 0.00014081 | 0 | 0 | 0 | 0
8 | 28 | 13 | 0 | 0 | 0 | 0 | 0.00014712 | 0 | 0 | 0 | 0
8 | 28 | 14 | 0 | 0 | 0 | 0 | 0.00015436 | 0 | 0 | 0 | 0
8 | 28 | 15 | 0 | 0 | 0 | 0 | 0.00016053 | 0 | 0 | 0 | 0
8 | 28 | 16 | 0 | 0 | 0 | 0 | 0.00016467 | 0 | 0 | 0 | 0
8 | 28 | 17 | 283.1967 | 303.0055 | 303.0055 | 303.0055 | 0.00016665 | 0 | 0 | 0 | 0
8 | 28 | 18 | 283.1967 | 303.0055 | 303.0055 | 303.0055 | 0.00016439 | 0 | 0 | 0 | 0
8 | 28 | 19 | 283.1967 | 303.0055 | 303.0055 | 303.0055 | 0.00015803 | 0 | 0 | 0 | 0
8 | 28 | 20 | 283.1967 | 303.0055 | 303.0055 | 303.0055 | 0.00015389 | 0 | 0 | 0 | 0
8 | 28 | 21 | 283.1967 | 303.0055 | 303.0055 | 303.0055 | 0.00015219 | 0 | 0 | 0 | 0
8 | 28 | 22 | 283.1967 | 303.0055 | 303.0055 | 303.0055 | 0.00014043 | 0 | 0 | 0 | 0
8 | 28 | 23 | 0 | 0 | 0 | 0 | 0.00012387 | 0 | 0 | 0 | 0
8 | 28 | 24 | 0 | 0 | 0 | 0 | 0.00010929 | 0 | 0 | 0 | 0
8 | 29 | 1 | 0 | 0 | 0 | 0 | 9.9756e-05 | 0 | 0 | 0 | 0
8 | 29 | 2 | 0 | 0 | 0 | 0 | 9.3385e-05 | 0 | 0 | 0 | 0
8 | 29 | 3 | 0 | 0 | 0 | 0 | 8.9285e-05 | 0 | 0 | 0 | 0
8 | 29 | 4 | 0 | 0 | 0 | 0 | 8.723e-05 | 0 | 0 | 0 | 0
8 | 29 | 5 | 0 | 0 | 0 | 0 | 8.7876e-05 | 0 | 0 | 0 | 0
8 | 29 | 6 | 0 | 0 | 0 | 0 | 9.2131e-05 | 0 | 0 | 0 | 0
8 | 29 | 7 | 0 | 0 | 0 | 0 | 0.00010225 | 0 | 0 | 0 | 0
8 | 29 | 8 | 0 | 0 | 0 | 0 | 0.00011172 | 0 | 0 | 0 | 0
8 | 29 | 9 | 0 | 0 | 0 | 0 | 0.00012 | 0 | 0 | 0 | 0
8 | 29 | 10 | 0 | 0 | 0 | 0 | 0.00012722 | 0 | 0 | 0 | 0
8 | 29 | 11 | 0 | 0 | 0 | 0 | 0.00013514 | 0 | 0 | 0 | 0
8 | 29 | 12 | 0 | 0 | 0 | 0 | 0.00014152 | 0 | 0 | 0 | 0
8 | 29 | 13 | 0 | 0 | 0 | 0 | 0.00014816 | 0 | 0 | 0 | 0
8 | 29 | 14 | 0 | 0 | 0 | 0 | 0.00015518 | 0 | 0 | 0 | 0
8 | 29 | 15 | 0 | 0 | 0 | 0 | 0.00016141 | 0 | 0 | 0 | 0
8 | 29 | 16 | 0 | 0 | 0 | 0 | 0.00016511 | 0 | 0 | 0 | 0
8 | 29 | 17 | 283.1967 | 303.0055 | 303.0055 | 303.0055 | 0.00016719 | 0 | 0 | 0 | 0
8 | 29 | 18 | 283.1967 | 303.0055 | 303.0055 | 303.0055 | 0.00016489 | 0 | 0 | 0 | 0
8 | 29 | 19 | 283.1967 | 303.0055 | 303.0055 | 303.0055 | 0.00015835 | 0 | 0 | 0 | 0
8 | 29 | 20 | 283.1967 | 303.0055 | 303.0055 | 303.0055 | 0.00015344 | 0 | 0 | 0 | 0
8 | 29 | 21 | 283.1967 | 303.0055 | 303.0055 | 303.0055 | 0.00015195 | 0 | 0 | 0 | 0
8 | 29 | 22 | 283.1967 | 303.0055 | 303.0055 | 303.0055 | 0.00014107 | 0 | 0 | 0 | 0
8 | 29 | 23 | 0 | 0 | 0 | 0 | 0.00012474 | 0 | 0 | 0 | 0
8 | 29 | 24 | 0 | 0 | 0 | 0 | 0.00011035 | 0 | 0 | 0 | 0
8 | 30 | 1 | 0 | 0 | 0 | 0 | 9.9795e-05 | 0 | 0 | 0 | 0
8 | 30 | 2 | 0 | 0 | 0 | 0 | 9.3484e-05 | 0 | 0 | 0 | 0
8 | 30 | 3 | 0 | 0 | 0 | 0 | 8.9594e-05 | 0 | 0 | 0 | 0
8 | 30 | 4 | 0 | 0 | 0 | 0 | 8.7808e-05 | 0 | 0 | 0 | 0
8 | 30 | 5 | 0 | 0 | 0 | 0 | 8.8482e-05 | 0 | 0 | 0 | 0
8 | 30 | 6 | 0 | 0 | 0 | 0 | 9.2967e-05 | 0 | 0 | 0 | 0
8 | 30 | 7 | 0 | 0 | 0 | 0 | 0.00010348 | 0 | 0 | 0 | 0
8 | 30 | 8 | 0 | 0 | 0 | 0 | 0.00011258 | 0 | 0 | 0 | 0
8 | 30 | 9 | 0 | 0 | 0 | 0 | 0.00012097 | 0 | 0 | 0 | 0
8 | 30 | 10 | 0 | 0 | 0 | 0 | 0.00012798 | 0 | 0 | 0 | 0
8 | 30 | 11 | 0 | 0 | 0 | 0 | 0.00013609 | 0 | 0 | 0 | 0
8 | 30 | 12 | 0 | 0 | 0 | 0 | 0.00014318 | 0 | 0 | 0 | 0
8 | 30 | 13 | 0 | 0 | 0 | 0 | 0.00014945 | 0 | 0 | 0 | 0
8 | 30 | 14 | 0 | 0 | 0 | 0 | 0.0001573 | 0 | 0 | 0 | 0
8 | 30 | 15 | 0 | 0 | 0 | 0 | 0.00016335 | 0 | 0 | 0 | 0
8 | 30 | 16 | 0 | 0 | 0 | 0 | 0.00016706 | 0 | 0 | 0 | 0
8 | 30 | 17 | 283.1967 | 303.0055 | 303.0055 | 303.0055 | 0.00016836 | 0 | 0 | 0 | 0
8 | 30 | 18 | 283.1967 | 303.0055 | 303.0055 | 303.0055 | 0.00016662 | 0 | 0 | 0 | 0
8 | 30 | 19 | 283.1967 | 303.0055 | 303.0055 | 303.0055 | 0.00016065 | 0 | 0 | 0 | 0
8 | 30 | 20 | 283.1967 | 303.0055 | 303.0055 | 303.0055 | 0.00015606 | 0 | 0 | 0 | 0
8 | 30 | 21 | 283.1967 | 303.0055 | 303.0055 | 303.0055 | 0.00015412 | 0 | 0 | 0 | 0
8 | 30 | 22 | 283.1967 | 303.0055 | 303.0055 | 303.0055 | 0.00014253 | 0 | 0 | 0 | 0
8 | 30 | 23 | 0 | 0 | 0 | 0 | 0.00012606 | 0 | 0 | 0 | 0
8 | 30 | 24 | 0 | 0 | 0 | 0 | 0.00011112 | 0 | 0 | 0 | 0
8 | 31 | 1 | 0 | 0 | 0 | 0 | 0.00010087 | 0 | 0 | 0 | 0
8 | 31 | 2 | 0 | 0 | 0 | 0 | 9.4288e-05 | 0 | 0 | 0 | 0
8 | 31 | 3 | 0 | 0 | 0 | 0 | 9.0105e-05 | 0 | 0 | 0 | 0
8 | 31 | 4 | 0 | 0 | 0 | 0 | 8.8234e-05 | 0 | 0 | 0 | 0
8 | 31 | 5 | 0 | 0 | 0 | 0 | 8.8808e-05 | 0 | 0 | 0 | 0
8 | 31 | 6 | 0 | 0 | 0 | 0 | 9.2719e-05 | 0 | 0 | 0 | 0
8 | 31 | 7 | 0 | 0 | 0 | 0 | 0.00010234 | 0 | 0 | 0 | 0
8 | 31 | 8 | 0 | 0 | 0 | 0 | 0.00011196 | 0 | 0 | 0 | 0
8 | 31 | 9 | 0 | 0 | 0 | 0 | 0.00012093 | 0 | 0 | 0 | 0
8 | 31 | 10 | 0 | 0 | 0 | 0 | 0.00012826 | 0 | 0 | 0 | 0
8 | 31 | 11 | 0 | 0 | 0 | 0 | 0.00013621 | 0 | 0 | 0 | 0
8 | 31 | 12 | 0 | 0 | 0 | 0 | 0.00014229 | 0 | 0 | 0 | 0
8 | 31 | 13 | 0 | 0 | 0 | 0 | 0.00014802 | 0 | 0 | 0 | 0
8 | 31 | 14 | 0 | 0 | 0 | 0 | 0.00015533 | 0 | 0 | 0 | 0
8 | 31 | 15 | 0 | 0 | 0 | 0 | 0.00016139 | 0 | 0 | 0 | 0
8 | 31 | 16 | 0 | 0 | 0 | 0 | 0.00016438 | 0 | 0 | 0 | 0
8 | 31 | 17 | 283.1967 | 303.0055 | 303.0055 | 303.0055 | 0.000165 | 0 | 0 | 0 | 0
8 | 31 | 18 | 283.1967 | 303.0055 | 303.0055 | 303.0055 | 0.00016198 | 0 | 0 | 0 | 0
8 | 31 | 19 | 283.1967 | 303.0055 | 303.0055 | 303.0055 | 0.00015526 | 0 | 0 | 0 | 0
8 | 31 | 20 | 283.1967 | 303.0055 | 303.0055 | 303.0055 | 0.00014955 | 0 | 0 | 0 | 0
8 | 31 | 21 | 283.1967 | 303.0055 | 303.0055 | 303.0055 | 0.00014769 | 0 | 0 | 0 | 0
8 | 31 | 22 | 283.1967 | 303.0055 | 303.0055 | 303.0055 | 0.0001378 | 0 | 0 | 0 | 0
8 | 31 | 23 | 0 | 0 | 0 | 0 | 0.00012404 | 0 | 0 | 0 | 0
8 | 31 | 24 | 0 | 0 | 0 | 0 | 0.00011077 | 0 | 0 | 0 | 0
9 | 1 | 1 | 0 | 0 | 0 | 0 | 0.00010088 | 0 | 0 | 0 | 0
9 | 1 | 2 | 0 | 0 | 0 | 0 | 9.4322e-05 | 0 | 0 | 0 | 0
9 | 1 | 3 | 0 | 0 | 0 | 0 | 9.0152e-05 | 0 | 0 | 0 | 0
9 | 1 | 4 | 0 | 0 | 0 | 0 | 8.7486e-05 | 0 | 0 | 0 | 0
9 | 1 | 5 | 0 | 0 | 0 | 0 | 8.7024e-05 | 0 | 0 | 0 | 0
9 | 1 | 6 | 0 | 0 | 0 | 0 | 8.8854e-05 | 0 | 0 | 0 | 0
9 | 1 | 7 | 0 | 0 | 0 | 0 | 9.3187e-05 | 0 | 0 | 0 | 0
9 | 1 | 8 | 0 | 0 | 0 | 0 | 9.7101e-05 | 0 | 0 | 0 | 0
9 | 1 | 9 | 0 | 0 | 0 | 0 | 0.00010529 | 0 | 0 | 0 | 0
9 | 1 | 10 | 0 | 0 | 0 | 0 | 0.00011337 | 0 | 0 | 0 | 0
9 | 1 | 11 | 0 | 0 | 0 | 0 | 0.00012104 | 0 | 0 | 0 | 0
9 | 1 | 12 | 0 | 0 | 0 | 0 | 0.0001266 | 0 | 0 | 0 | 0
9 | 1 | 13 | 0 | 0 | 0 | 0 | 0.00013096 | 0 | 0 | 0 | 0
9 | 1 | 14 | 0 | 0 | 0 | 0 | 0.00013539 | 0 | 0 | 0 | 0
9 | 1 | 15 | 0 | 0 | 0 | 0 | 0.00014001 | 0 | 0 | 0 | 0
9 | 1 | 16 | 0 | 0 | 0 | 0 | 0.00014227 | 0 | 0 | 0 | 0
9 | 1 | 17 | 283.1967 | 303.0055 | 303.0055 | 303.0055 | 0.00014396 | 0 | 0 | 0 | 0
9 | 1 | 18 | 283.1967 | 303.0055 | 303.0055 | 303.0055 | 0.0001439 | 0 | 0 | 0 | 0
9 | 1 | 19 | 283.1967 | 303.0055 | 303.0055 | 303.0055 | 0.00014131 | 0 | 0 | 0 | 0
9 | 1 | 20 | 283.1967 | 303.0055 | 303.0055 | 303.0055 | 0.00014383 | 0 | 0 | 0 | 0
9 | 1 | 21 | 283.1967 | 303.0055 | 303.0055 | 303.0055 | 0.00014025 | 0 | 0 | 0 | 0
9 | 1 | 22 | 283.1967 | 303.0055 | 303.0055 | 303.0055 | 0.00013059 | 0 | 0 | 0 | 0
9 | 1 | 23 | 0 | 0 | 0 | 0 | 0.00011779 | 0 | 0 | 0 | 0
9 | 1 | 24 | 0 | 0 | 0 | 0 | 0.00010645 | 0 | 0 | 0 | 0
9 | 2 | 1 | 0 | 0 | 0 | 0 | 9.8047e-05 | 0 | 0 | 0 | 0
9 | 2 | 2 | 0 | 0 | 0 | 0 | 9.1886e-05 | 0 | 0 | 0 | 0
9 | 2 | 3 | 0 | 0 | 0 | 0 | 8.797e-05 | 0 | 0 | 0 | 0
9 | 2 | 4 | 0 | 0 | 0 | 0 | 8.5519e-05 | 0 | 0 | 0 | 0
9 | 2 | 5 | 0 | 0 | 0 | 0 | 8.449e-05 | 0 | 0 | 0 | 0
9 | 2 | 6 | 0 | 0 | 0 | 0 | 8.5632e-05 | 0 | 0 | 0 | 0
9 | 2 | 7 | 0 | 0 | 0 | 0 | 8.8343e-05 | 0 | 0 | 0 | 0
9 | 2 | 8 | 0 | 0 | 0 | 0 | 9.1068e-05 | 0 | 0 | 0 | 0
9 | 2 | 9 | 0 | 0 | 0 | 0 | 9.8946e-05 | 0 | 0 | 0 | 0
9 | 2 | 10 | 0 | 0 | 0 | 0 | 0.00010733 | 0 | 0 | 0 | 0
9 | 2 | 11 | 0 | 0 | 0 | 0 | 0.00011427 | 0 | 0 | 0 | 0
9 | 2 | 12 | 0 | 0 | 0 | 0 | 0.00011964 | 0 | 0 | 0 | 0
9 | 2 | 13 | 0 | 0 | 0 | 0 | 0.00012385 | 0 | 0 | 0 | 0
9 | 2 | 14 | 0 | 0 | 0 | 0 | 0.00012803 | 0 | 0 | 0 | 0
9 | 2 | 15 | 0 | 0 | 0 | 0 | 0.00013261 | 0 | 0 | 0 | 0
9 | 2 | 16 | 0 | 0 | 0 | 0 | 0.00013622 | 0 | 0 | 0 | 0
9 | 2 | 17 | 283.1967 | 303.0055 | 303.0055 | 303.0055 | 0.00013913 | 0 | 0 | 0 | 0
9 | 2 | 18 | 283.1967 | 303.0055 | 303.0055 | 303.0055 | 0.00014143 | 0 | 0 | 0 | 0
9 | 2 | 19 | 283.1967 | 303.0055 | 303.0055 | 303.0055 | 0.00014019 | 0 | 0 | 0 | 0
9 | 2 | 20 | 283.1967 | 303.0055 | 303.0055 | 303.0055 | 0.00014431 | 0 | 0 | 0 | 0
9 | 2 | 21 | 283.1967 | 303.0055 | 303.0055 | 303.0055 | 0.00014302 | 0 | 0 | 0 | 0
9 | 2 | 22 | 283.1967 | 303.0055 | 303.0055 | 303.0055 | 0.00013228 | 0 | 0 | 0 | 0
9 | 2 | 23 | 0 | 0 | 0 | 0 | 0.00011762 | 0 | 0 | 0 | 0
9 | 2 | 24 | 0 | 0 | 0 | 0 | 0.00010401 | 0 | 0 | 0 | 0
9 | 3 | 1 | 0 | 0 | 0 | 0 | 9.4708e-05 | 0 | 0 | 0 | 0
9 | 3 | 2 | 0 | 0 | 0 | 0 | 8.9494e-05 | 0 | 0 | 0 | 0
9 | 3 | 3 | 0 | 0 | 0 | 0 | 8.6442e-05 | 0 | 0 | 0 | 0
9 | 3 | 4 | 0 | 0 | 0 | 0 | 8.55e-05 | 0 | 0 | 0 | 0
9 | 3 | 5 | 0 | 0 | 0 | 0 | 8.7352e-05 | 0 | 0 | 0 | 0
9 | 3 | 6 | 0 | 0 | 0 | 0 | 9.3634e-05 | 0 | 0 | 0 | 0
9 | 3 | 7 | 0 | 0 | 0 | 0 | 0.00010714 | 0 | 0 | 0 | 0
9 | 3 | 8 | 0 | 0 | 0 | 0 | 0.00011648 | 0 | 0 | 0 | 0
9 | 3 | 9 | 0 | 0 | 0 | 0 | 0.00012183 | 0 | 0 | 0 | 0
9 | 3 | 10 | 0 | 0 | 0 | 0 | 0.00012862 | 0 | 0 | 0 | 0
9 | 3 | 11 | 0 | 0 | 0 | 0 | 0.00013573 | 0 | 0 | 0 | 0
9 | 3 | 12 | 0 | 0 | 0 | 0 | 0.00014102 | 0 | 0 | 0 | 0
9 | 3 | 13 | 0 | 0 | 0 | 0 | 0.00014513 | 0 | 0 | 0 | 0
9 | 3 | 14 | 0 | 0 | 0 | 0 | 0.00015172 | 0 | 0 | 0 | 0
9 | 3 | 15 | 0 | 0 | 0 | 0 | 0.00015574 | 0 | 0 | 0 | 0
9 | 3 | 16 | 0 | 0 | 0 | 0 | 0.000158 | 0 | 0 | 0 | 0
9 | 3 | 17 | 283.1967 | 303.0055 | 303.0055 | 303.0055 | 0.0001589 | 0 | 0 | 0 | 0
9 | 3 | 18 | 283.1967 | 303.0055 | 303.0055 | 303.0055 | 0.00015796 | 0 | 0 | 0 | 0
9 | 3 | 19 | 283.1967 | 303.0055 | 303.0055 | 303.0055 | 0.00015311 | 0 | 0 | 0 | 0
9 | 3 | 20 | 283.1967 | 303.0055 | 303.0055 | 303.0055 | 0.00015474 | 0 | 0 | 0 | 0
9 | 3 | 21 | 283.1967 | 303.0055 | 303.0055 | 303.0055 | 0.00014987 | 0 | 0 | 0 | 0
9 | 3 | 22 | 283.1967 | 303.0055 | 303.0055 | 303.0055 | 0.00013744 | 0 | 0 | 0 | 0
9 | 3 | 23 | 0 | 0 | 0 | 0 | 0.00012086 | 0 | 0 | 0 | 0
9 | 3 | 24 | 0 | 0 | 0 | 0 | 0.00010642 | 0 | 0 | 0 | 0
9 | 4 | 1 | 0 | 0 | 0 | 0 | 9.7453e-05 | 0 | 0 | 0 | 0
9 | 4 | 2 | 0 | 0 | 0 | 0 | 9.1816e-05 | 0 | 0 | 0 | 0
9 | 4 | 3 | 0 | 0 | 0 | 0 | 8.8214e-05 | 0 | 0 | 0 | 0
9 | 4 | 4 | 0 | 0 | 0 | 0 | 8.6747e-05 | 0 | 0 | 0 | 0
9 | 4 | 5 | 0 | 0 | 0 | 0 | 8.8007e-05 | 0 | 0 | 0 | 0
9 | 4 | 6 | 0 | 0 | 0 | 0 | 9.4506e-05 | 0 | 0 | 0 | 0
9 | 4 | 7 | 0 | 0 | 0 | 0 | 0.00010732 | 0 | 0 | 0 | 0
9 | 4 | 8 | 0 | 0 | 0 | 0 | 0.00011629 | 0 | 0 | 0 | 0
9 | 4 | 9 | 0 | 0 | 0 | 0 | 0.00012142 | 0 | 0 | 0 | 0
9 | 4 | 10 | 0 | 0 | 0 | 0 | 0.00012769 | 0 | 0 | 0 | 0
9 | 4 | 11 | 0 | 0 | 0 | 0 | 0.00013441 | 0 | 0 | 0 | 0
9 | 4 | 12 | 0 | 0 | 0 | 0 | 0.00013946 | 0 | 0 | 0 | 0
9 | 4 | 13 | 0 | 0 | 0 | 0 | 0.00014425 | 0 | 0 | 0 | 0
9 | 4 | 14 | 0 | 0 | 0 | 0 | 0.00014978 | 0 | 0 | 0 | 0
9 | 4 | 15 | 0 | 0 | 0 | 0 | 0.00015375 | 0 | 0 | 0 | 0
9 | 4 | 16 | 0 | 0 | 0 | 0 | 0.00015652 | 0 | 0 | 0 | 0
9 | 4 | 17 | 283.1967 | 303.0055 | 303.0055 | 303.0055 | 0.00015771 | 0 | 0 | 0 | 0
9 | 4 | 18 | 283.1967 | 303.0055 | 303.0055 | 303.0055 | 0.00015628 | 0 | 0 | 0 | 0
9 | 4 | 19 | 283.1967 | 303.0055 | 303.0055 | 303.0055 | 0.00015201 | 0 | 0 | 0 | 0
9 | 4 | 20 | 283.1967 | 303.0055 | 303.0055 | 303.0055 | 0.00015403 | 0 | 0 | 0 | 0
9 | 4 | 21 | 283.1967 | 303.0055 | 303.0055 | 303.0055 | 0.00015027 | 0 | 0 | 0 | 0
9 | 4 | 22 | 283.1967 | 303.0055 | 303.0055 | 303.0055 | 0.00013686 | 0 | 0 | 0 | 0
9 | 4 | 23 | 0 | 0 | 0 | 0 | 0.00012016 | 0 | 0 | 0 | 0
9 | 4 | 24 | 0 | 0 | 0 | 0 | 0.00010593 | 0 | 0 | 0 | 0
9 | 5 | 1 | 0 | 0 | 0 | 0 | 9.7837e-05 | 0 | 0 | 0 | 0
9 | 5 | 2 | 0 | 0 | 0 | 0 | 9.2406e-05 | 0 | 0 | 0 | 0
9 | 5 | 3 | 0 | 0 | 0 | 0 | 8.8519e-05 | 0 | 0 | 0 | 0
9 | 5 | 4 | 0 | 0 | 0 | 0 | 8.7128e-05 | 0 | 0 | 0 | 0
9 | 5 | 5 | 0 | 0 | 0 | 0 | 8.8409e-05 | 0 | 0 | 0 | 0
9 | 5 | 6 | 0 | 0 | 0 | 0 | 9.4566e-05 | 0 | 0 | 0 | 0
9 | 5 | 7 | 0 | 0 | 0 | 0 | 0.00010752 | 0 | 0 | 0 | 0
9 | 5 | 8 | 0 | 0 | 0 | 0 | 0.00011706 | 0 | 0 | 0 | 0
9 | 5 | 9 | 0 | 0 | 0 | 0 | 0.00012213 | 0 | 0 | 0 | 0
9 | 5 | 10 | 0 | 0 | 0 | 0 | 0.00012814 | 0 | 0 | 0 | 0
9 | 5 | 11 | 0 | 0 | 0 | 0 | 0.00013483 | 0 | 0 | 0 | 0
9 | 5 | 12 | 0 | 0 | 0 | 0 | 0.00013978 | 0 | 0 | 0 | 0
9 | 5 | 13 | 0 | 0 | 0 | 0 | 0.00014511 | 0 | 0 | 0 | 0
9 | 5 | 14 | 0 | 0 | 0 | 0 | 0.00015094 | 0 | 0 | 0 | 0
9 | 5 | 15 | 0 | 0 | 0 | 0 | 0.00015599 | 0 | 0 | 0 | 0
9 | 5 | 16 | 0 | 0 | 0 | 0 | 0.00015873 | 0 | 0 | 0 | 0
9 | 5 | 17 | 283.1967 | 303.0055 | 303.0055 | 303.0055 | 0.00015939 | 0 | 0 | 0 | 0
9 | 5 | 18 | 283.1967 | 303.0055 | 303.0055 | 303.0055 | 0.00015665 | 0 | 0 | 0 | 0
9 | 5 | 19 | 283.1967 | 303.0055 | 303.0055 | 303.0055 | 0.00015221 | 0 | 0 | 0 | 0
9 | 5 | 20 | 283.1967 | 303.0055 | 303.0055 | 303.0055 | 0.00015406 | 0 | 0 | 0 | 0
9 | 5 | 21 | 283.1967 | 303.0055 | 303.0055 | 303.0055 | 0.00015048 | 0 | 0 | 0 | 0
9 | 5 | 22 | 283.1967 | 303.0055 | 303.0055 | 303.0055 | 0.00013727 | 0 | 0 | 0 | 0
9 | 5 | 23 | 0 | 0 | 0 | 0 | 0.00012147 | 0 | 0 | 0 | 0
9 | 5 | 24 | 0 | 0 | 0 | 0 | 0.0001075 | 0 | 0 | 0 | 0
9 | 6 | 1 | 0 | 0 | 0 | 0 | 9.7847e-05 | 0 | 0 | 0 | 0
9 | 6 | 2 | 0 | 0 | 0 | 0 | 9.2174e-05 | 0 | 0 | 0 | 0
9 | 6 | 3 | 0 | 0 | 0 | 0 | 8.8755e-05 | 0 | 0 | 0 | 0
9 | 6 | 4 | 0 | 0 | 0 | 0 | 8.7023e-05 | 0 | 0 | 0 | 0
9 | 6 | 5 | 0 | 0 | 0 | 0 | 8.8276e-05 | 0 | 0 | 0 | 0
9 | 6 | 6 | 0 | 0 | 0 | 0 | 9.4751e-05 | 0 | 0 | 0 | 0
9 | 6 | 7 | 0 | 0 | 0 | 0 | 0.0001081 | 0 | 0 | 0 | 0
9 | 6 | 8 | 0 | 0 | 0 | 0 | 0.00011694 | 0 | 0 | 0 | 0
9 | 6 | 9 | 0 | 0 | 0 | 0 | 0.00012244 | 0 | 0 | 0 | 0
9 | 6 | 10 | 0 | 0 | 0 | 0 | 0.00012811 | 0 | 0 | 0 | 0
9 | 6 | 11 | 0 | 0 | 0 | 0 | 0.0001355 | 0 | 0 | 0 | 0
9 | 6 | 12 | 0 | 0 | 0 | 0 | 0.00014007 | 0 | 0 | 0 | 0
9 | 6 | 13 | 0 | 0 | 0 | 0 | 0.00014357 | 0 | 0 | 0 | 0
9 | 6 | 14 | 0 | 0 | 0 | 0 | 0.00014951 | 0 | 0 | 0 | 0
9 | 6 | 15 | 0 | 0 | 0 | 0 | 0.00015388 | 0 | 0 | 0 | 0
9 | 6 | 16 | 0 | 0 | 0 | 0 | 0.00015636 | 0 | 0 | 0 | 0
9 | 6 | 17 | 283.1967 | 303.0055 | 303.0055 | 303.0055 | 0.00015671 | 0 | 0 | 0 | 0
9 | 6 | 18 | 283.1967 | 303.0055 | 303.0055 | 303.0055 | 0.00015485 | 0 | 0 | 0 | 0
9 | 6 | 19 | 283.1967 | 303.0055 | 303.0055 | 303.0055 | 0.000151 | 0 | 0 | 0 | 0
9 | 6 | 20 | 283.1967 | 303.0055 | 303.0055 | 303.0055 | 0.00015363 | 0 | 0 | 0 | 0
9 | 6 | 21 | 283.1967 | 303.0055 | 303.0055 | 303.0055 | 0.00014976 | 0 | 0 | 0 | 0
9 | 6 | 22 | 283.1967 | 303.0055 | 303.0055 | 303.0055 | 0.00013695 | 0 | 0 | 0 | 0
9 | 6 | 23 | 0 | 0 | 0 | 0 | 0.00012129 | 0 | 0 | 0 | 0
9 | 6 | 24 | 0 | 0 | 0 | 0 | 0.00010727 | 0 | 0 | 0 | 0
9 | 7 | 1 | 0 | 0 | 0 | 0 | 9.9465e-05 | 0 | 0 | 0 | 0
9 | 7 | 2 | 0 | 0 | 0 | 0 | 9.3637e-05 | 0 | 0 | 0 | 0
9 | 7 | 3 | 0 | 0 | 0 | 0 | 8.9785e-05 | 0 | 0 | 0 | 0
9 | 7 | 4 | 0 | 0 | 0 | 0 | 8.8015e-05 | 0 | 0 | 0 | 0
9 | 7 | 5 | 0 | 0 | 0 | 0 | 8.9201e-05 | 0 | 0 | 0 | 0
9 | 7 | 6 | 0 | 0 | 0 | 0 | 9.498e-05 | 0 | 0 | 0 | 0
9 | 7 | 7 | 0 | 0 | 0 | 0 | 0.00010787 | 0 | 0 | 0 | 0
9 | 7 | 8 | 0 | 0 | 0 | 0 | 0.00011714 | 0 | 0 | 0 | 0
9 | 7 | 9 | 0 | 0 | 0 | 0 | 0.00012286 | 0 | 0 | 0 | 0
9 | 7 | 10 | 0 | 0 | 0 | 0 | 0.00012924 | 0 | 0 | 0 | 0
9 | 7 | 11 | 0 | 0 | 0 | 0 | 0.00013592 | 0 | 0 | 0 | 0
9 | 7 | 12 | 0 | 0 | 0 | 0 | 0.00014146 | 0 | 0 | 0 | 0
9 | 7 | 13 | 0 | 0 | 0 | 0 | 0.00014612 | 0 | 0 | 0 | 0
9 | 7 | 14 | 0 | 0 | 0 | 0 | 0.00015246 | 0 | 0 | 0 | 0
9 | 7 | 15 | 0 | 0 | 0 | 0 | 0.00015645 | 0 | 0 | 0 | 0
9 | 7 | 16 | 0 | 0 | 0 | 0 | 0.00015903 | 0 | 0 | 0 | 0
9 | 7 | 17 | 283.1967 | 303.0055 | 303.0055 | 303.0055 | 0.0001599 | 0 | 0 | 0 | 0
9 | 7 | 18 | 283.1967 | 303.0055 | 303.0055 | 303.0055 | 0.00015713 | 0 | 0 | 0 | 0
9 | 7 | 19 | 283.1967 | 303.0055 | 303.0055 | 303.0055 | 0.00015102 | 0 | 0 | 0 | 0
9 | 7 | 20 | 283.1967 | 303.0055 | 303.0055 | 303.0055 | 0.00015151 | 0 | 0 | 0 | 0
9 | 7 | 21 | 283.1967 | 303.0055 | 303.0055 | 303.0055 | 0.00014828 | 0 | 0 | 0 | 0
9 | 7 | 22 | 283.1967 | 303.0055 | 303.0055 | 303.0055 | 0.00013733 | 0 | 0 | 0 | 0
9 | 7 | 23 | 0 | 0 | 0 | 0 | 0.00012361 | 0 | 0 | 0 | 0
9 | 7 | 24 | 0 | 0 | 0 | 0 | 0.00011037 | 0 | 0 | 0 | 0
9 | 8 | 1 | 0 | 0 | 0 | 0 | 0.00010088 | 0 | 0 | 0 | 0
9 | 8 | 2 | 0 | 0 | 0 | 0 | 9.4322e-05 | 0 | 0 | 0 | 0
9 | 8 | 3 | 0 | 0 | 0 | 0 | 9.0152e-05 | 0 | 0 | 0 | 0
9 | 8 | 4 | 0 | 0 | 0 | 0 | 8.7486e-05 | 0 | 0 | 0 | 0
9 | 8 | 5 | 0 | 0 | 0 | 0 | 8.7024e-05 | 0 | 0 | 0 | 0
9 | 8 | 6 | 0 | 0 | 0 | 0 | 8.8854e-05 | 0 | 0 | 0 | 0
9 | 8 | 7 | 0 | 0 | 0 | 0 | 9.3187e-05 | 0 | 0 | 0 | 0
9 | 8 | 8 | 0 | 0 | 0 | 0 | 9.7101e-05 | 0 | 0 | 0 | 0
9 | 8 | 9 | 0 | 0 | 0 | 0 | 0.00010529 | 0 | 0 | 0 | 0
9 | 8 | 10 | 0 | 0 | 0 | 0 | 0.00011337 | 0 | 0 | 0 | 0
9 | 8 | 11 | 0 | 0 | 0 | 0 | 0.00012104 | 0 | 0 | 0 | 0
9 | 8 | 12 | 0 | 0 | 0 | 0 | 0.0001266 | 0 | 0 | 0 | 0
9 | 8 | 13 | 0 | 0 | 0 | 0 | 0.00013096 | 0 | 0 | 0 | 0
9 | 8 | 14 | 0 | 0 | 0 | 0 | 0.00013539 | 0 | 0 | 0 | 0
9 | 8 | 15 | 0 | 0 | 0 | 0 | 0.00014001 | 0 | 0 | 0 | 0
9 | 8 | 16 | 0 | 0 | 0 | 0 | 0.00014227 | 0 | 0 | 0 | 0
9 | 8 | 17 | 283.1967 | 303.0055 | 303.0055 | 303.0055 | 0.00014396 | 0 | 0 | 0 | 0
9 | 8 | 18 | 283.1967 | 303.0055 | 303.0055 | 303.0055 | 0.0001439 | 0 | 0 | 0 | 0
9 | 8 | 19 | 283.1967 | 303.0055 | 303.0055 | 303.0055 | 0.00014131 | 0 | 0 | 0 | 0
9 | 8 | 20 | 283.1967 | 303.0055 | 303.0055 | 303.0055 | 0.00014383 | 0 | 0 | 0 | 0
9 | 8 | 21 | 283.1967 | 303.0055 | 303.0055 | 303.0055 | 0.00014025 | 0 | 0 | 0 | 0
9 | 8 | 22 | 283.1967 | 303.0055 | 303.0055 | 303.0055 | 0.00013059 | 0 | 0 | 0 | 0
9 | 8 | 23 | 0 | 0 | 0 | 0 | 0.00011779 | 0 | 0 | 0 | 0
9 | 8 | 24 | 0 | 0 | 0 | 0 | 0.00010645 | 0 | 0 | 0 | 0
9 | 9 | 1 | 0 | 0 | 0 | 0 | 9.8047e-05 | 0 | 0 | 0 | 0
9 | 9 | 2 | 0 | 0 | 0 | 0 | 9.1886e-05 | 0 | 0 | 0 | 0
9 | 9 | 3 | 0 | 0 | 0 | 0 | 8.797e-05 | 0 | 0 | 0 | 0
9 | 9 | 4 | 0 | 0 | 0 | 0 | 8.5519e-05 | 0 | 0 | 0 | 0
9 | 9 | 5 | 0 | 0 | 0 | 0 | 8.449e-05 | 0 | 0 | 0 | 0
9 | 9 | 6 | 0 | 0 | 0 | 0 | 8.5632e-05 | 0 | 0 | 0 | 0
9 | 9 | 7 | 0 | 0 | 0 | 0 | 8.8343e-05 | 0 | 0 | 0 | 0
9 | 9 | 8 | 0 | 0 | 0 | 0 | 9.1068e-05 | 0 | 0 | 0 | 0
9 | 9 | 9 | 0 | 0 | 0 | 0 | 9.8946e-05 | 0 | 0 | 0 | 0
9 | 9 | 10 | 0 | 0 | 0 | 0 | 0.00010733 | 0 | 0 | 0 | 0
9 | 9 | 11 | 0 | 0 | 0 | 0 | 0.00011427 | 0 | 0 | 0 | 0
9 | 9 | 12 | 0 | 0 | 0 | 0 | 0.00011964 | 0 | 0 | 0 | 0
9 | 9 | 13 | 0 | 0 | 0 | 0 | 0.00012385 | 0 | 0 | 0 | 0
9 | 9 | 14 | 0 | 0 | 0 | 0 | 0.00012803 | 0 | 0 | 0 | 0
9 | 9 | 15 | 0 | 0 | 0 | 0 | 0.00013261 | 0 | 0 | 0 | 0
9 | 9 | 16 | 0 | 0 | 0 | 0 | 0.00013622 | 0 | 0 | 0 | 0
9 | 9 | 17 | 283.1967 | 303.0055 | 303.0055 | 303.0055 | 0.00013913 | 0 | 0 | 0 | 0
9 | 9 | 18 | 283.1967 | 303.0055 | 303.0055 | 303.0055 | 0.00014143 | 0 | 0 | 0 | 0
9 | 9 | 19 | 283.1967 | 303.0055 | 303.0055 | 303.0055 | 0.00014019 | 0 | 0 | 0 | 0
9 | 9 | 20 | 283.1967 | 303.0055 | 303.0055 | 303.0055 | 0.00014431 | 0 | 0 | 0 | 0
9 | 9 | 21 | 283.1967 | 303.0055 | 303.0055 | 303.0055 | 0.00014302 | 0 | 0 | 0 | 0
9 | 9 | 22 | 283.1967 | 303.0055 | 303.0055 | 303.0055 | 0.00013228 | 0 | 0 | 0 | 0
9 | 9 | 23 | 0 | 0 | 0 | 0 | 0.00011762 | 0 | 0 | 0 | 0
9 | 9 | 24 | 0 | 0 | 0 | 0 | 0.00010401 | 0 | 0 | 0 | 0
9 | 10 | 1 | 0 | 0 | 0 | 0 | 9.4708e-05 | 0 | 0 | 0 | 0
9 | 10 | 2 | 0 | 0 | 0 | 0 | 8.9494e-05 | 0 | 0 | 0 | 0
9 | 10 | 3 | 0 | 0 | 0 | 0 | 8.6442e-05 | 0 | 0 | 0 | 0
9 | 10 | 4 | 0 | 0 | 0 | 0 | 8.55e-05 | 0 | 0 | 0 | 0
9 | 10 | 5 | 0 | 0 | 0 | 0 | 8.7352e-05 | 0 | 0 | 0 | 0
9 | 10 | 6 | 0 | 0 | 0 | 0 | 9.3634e-05 | 0 | 0 | 0 | 0
9 | 10 | 7 | 0 | 0 | 0 | 0 | 0.00010714 | 0 | 0 | 0 | 0
9 | 10 | 8 | 0 | 0 | 0 | 0 | 0.00011648 | 0 | 0 | 0 | 0
9 | 10 | 9 | 0 | 0 | 0 | 0 | 0.00012183 | 0 | 0 | 0 | 0
9 | 10 | 10 | 0 | 0 | 0 | 0 | 0.00012862 | 0 | 0 | 0 | 0
9 | 10 | 11 | 0 | 0 | 0 | 0 | 0.00013573 | 0 | 0 | 0 | 0
9 | 10 | 12 | 0 | 0 | 0 | 0 | 0.00014102 | 0 | 0 | 0 | 0
9 | 10 | 13 | 0 | 0 | 0 | 0 | 0.00014513 | 0 | 0 | 0 | 0
9 | 10 | 14 | 0 | 0 | 0 | 0 | 0.00015172 | 0 | 0 | 0 | 0
9 | 10 | 15 | 0 | 0 | 0 | 0 | 0.00015574 | 0 | 0 | 0 | 0
9 | 10 | 16 | 0 | 0 | 0 | 0 | 0.000158 | 0 | 0 | 0 | 0
9 | 10 | 17 | 283.1967 | 303.0055 | 303.0055 | 303.0055 | 0.0001589 | 0 | 0 | 0 | 0
9 | 10 | 18 | 283.1967 | 303.0055 | 303.0055 | 303.0055 | 0.00015796 | 0 | 0 | 0 | 0
9 | 10 | 19 | 283.1967 | 303.0055 | 303.0055 | 303.0055 | 0.00015311 | 0 | 0 | 0 | 0
9 | 10 | 20 | 283.1967 | 303.0055 | 303.0055 | 303.0055 | 0.00015474 | 0 | 0 | 0 | 0
9 | 10 | 21 | 283.1967 | 303.0055 | 303.0055 | 303.0055 | 0.00014987 | 0 | 0 | 0 | 0
9 | 10 | 22 | 283.1967 | 303.0055 | 303.0055 | 303.0055 | 0.00013744 | 0 | 0 | 0 | 0
9 | 10 | 23 | 0 | 0 | 0 | 0 | 0.00012086 | 0 | 0 | 0 | 0
9 | 10 | 24 | 0 | 0 | 0 | 0 | 0.00010642 | 0 | 0 | 0 | 0
9 | 11 | 1 | 0 | 0 | 0 | 0 | 9.7453e-05 | 0 | 0 | 0 | 0
9 | 11 | 2 | 0 | 0 | 0 | 0 | 9.1816e-05 | 0 | 0 | 0 | 0
9 | 11 | 3 | 0 | 0 | 0 | 0 | 8.8214e-05 | 0 | 0 | 0 | 0
9 | 11 | 4 | 0 | 0 | 0 | 0 | 8.6747e-05 | 0 | 0 | 0 | 0
9 | 11 | 5 | 0 | 0 | 0 | 0 | 8.8007e-05 | 0 | 0 | 0 | 0
9 | 11 | 6 | 0 | 0 | 0 | 0 | 9.4506e-05 | 0 | 0 | 0 | 0
9 | 11 | 7 | 0 | 0 | 0 | 0 | 0.00010732 | 0 | 0 | 0 | 0
9 | 11 | 8 | 0 | 0 | 0 | 0 | 0.00011629 | 0 | 0 | 0 | 0
9 | 11 | 9 | 0 | 0 | 0 | 0 | 0.00012142 | 0 | 0 | 0 | 0
9 | 11 | 10 | 0 | 0 | 0 | 0 | 0.00012769 | 0 | 0 | 0 | 0
9 | 11 | 11 | 0 | 0 | 0 | 0 | 0.00013441 | 0 | 0 | 0 | 0
9 | 11 | 12 | 0 | 0 | 0 | 0 | 0.00013946 | 0 | 0 | 0 | 0
9 | 11 | 13 | 0 | 0 | 0 | 0 | 0.00014425 | 0 | 0 | 0 | 0
9 | 11 | 14 | 0 | 0 | 0 | 0 | 0.00014978 | 0 | 0 | 0 | 0
9 | 11 | 15 | 0 | 0 | 0 | 0 | 0.00015375 | 0 | 0 | 0 | 0
9 | 11 | 16 | 0 | 0 | 0 | 0 | 0.00015652 | 0 | 0 | 0 | 0
9 | 11 | 17 | 283.1967 | 303.0055 | 303.0055 | 303.0055 | 0.00015771 | 0 | 0 | 0 | 0
9 | 11 | 18 | 283.1967 | 303.0055 | 303.0055 | 303.0055 | 0.00015628 | 0 | 0 | 0 | 0
9 | 11 | 19 | 283.1967 | 303.0055 | 303.0055 | 303.0055 | 0.00015201 | 0 | 0 | 0 | 0
9 | 11 | 20 | 283.1967 | 303.0055 | 303.0055 | 303.0055 | 0.00015403 | 0 | 0 | 0 | 0
9 | 11 | 21 | 283.1967 | 303.0055 | 303.0055 | 303.0055 | 0.00015027 | 0 | 0 | 0 | 0
9 | 11 | 22 | 283.1967 | 303.0055 | 303.0055 | 303.0055 | 0.00013686 | 0 | 0 | 0 | 0
9 | 11 | 23 | 0 | 0 | 0 | 0 | 0.00012016 | 0 | 0 | 0 | 0
9 | 11 | 24 | 0 | 0 | 0 | 0 | 0.00010593 | 0 | 0 | 0 | 0
9 | 12 | 1 | 0 | 0 | 0 | 0 | 9.7837e-05 | 0 | 0 | 0 | 0
9 | 12 | 2 | 0 | 0 | 0 | 0 | 9.2406e-05 | 0 | 0 | 0 | 0
9 | 12 | 3 | 0 | 0 | 0 | 0 | 8.8519e-05 | 0 | 0 | 0 | 0
9 | 12 | 4 | 0 | 0 | 0 | 0 | 8.7128e-05 | 0 | 0 | 0 | 0
9 | 12 | 5 | 0 | 0 | 0 | 0 | 8.8409e-05 | 0 | 0 | 0 | 0
9 | 12 | 6 | 0 | 0 | 0 | 0 | 9.4566e-05 | 0 | 0 | 0 | 0
9 | 12 | 7 | 0 | 0 | 0 | 0 | 0.00010752 | 0 | 0 | 0 | 0
9 | 12 | 8 | 0 | 0 | 0 | 0 | 0.00011706 | 0 | 0 | 0 | 0
9 | 12 | 9 | 0 | 0 | 0 | 0 | 0.00012213 | 0 | 0 | 0 | 0
9 | 12 | 10 | 0 | 0 | 0 | 0 | 0.00012814 | 0 | 0 | 0 | 0
9 | 12 | 11 | 0 | 0 | 0 | 0 | 0.00013483 | 0 | 0 | 0 | 0
9 | 12 | 12 | 0 | 0 | 0 | 0 | 0.00013978 | 0 | 0 | 0 | 0
9 | 12 | 13 | 0 | 0 | 0 | 0 | 0.00014511 | 0 | 0 | 0 | 0
9 | 12 | 14 | 0 | 0 | 0 | 0 | 0.00015094 | 0 | 0 | 0 | 0
9 | 12 | 15 | 0 | 0 | 0 | 0 | 0.00015599 | 0 | 0 | 0 | 0
9 | 12 | 16 | 0 | 0 | 0 | 0 | 0.00015873 | 0 | 0 | 0 | 0
9 | 12 | 17 | 283.1967 | 303.0055 | 303.0055 | 303.0055 | 0.00015939 | 0 | 0 | 0 | 0
9 | 12 | 18 | 283.1967 | 303.0055 | 303.0055 | 303.0055 | 0.00015665 | 0 | 0 | 0 | 0
9 | 12 | 19 | 283.1967 | 303.0055 | 303.0055 | 303.0055 | 0.00015221 | 0 | 0 | 0 | 0
9 | 12 | 20 | 283.1967 | 303.0055 | 303.0055 | 303.0055 | 0.00015406 | 0 | 0 | 0 | 0
9 | 12 | 21 | 283.1967 | 303.0055 | 303.0055 | 303.0055 | 0.00015048 | 0 | 0 | 0 | 0
9 | 12 | 22 | 283.1967 | 303.0055 | 303.0055 | 303.0055 | 0.00013727 | 0 | 0 | 0 | 0
9 | 12 | 23 | 0 | 0 | 0 | 0 | 0.00012147 | 0 | 0 | 0 | 0
9 | 12 | 24 | 0 | 0 | 0 | 0 | 0.0001075 | 0 | 0 | 0 | 0
9 | 13 | 1 | 0 | 0 | 0 | 0 | 9.7847e-05 | 0 | 0 | 0 | 0
9 | 13 | 2 | 0 | 0 | 0 | 0 | 9.2174e-05 | 0 | 0 | 0 | 0
9 | 13 | 3 | 0 | 0 | 0 | 0 | 8.8755e-05 | 0 | 0 | 0 | 0
9 | 13 | 4 | 0 | 0 | 0 | 0 | 8.7023e-05 | 0 | 0 | 0 | 0
9 | 13 | 5 | 0 | 0 | 0 | 0 | 8.8276e-05 | 0 | 0 | 0 | 0
9 | 13 | 6 | 0 | 0 | 0 | 0 | 9.4751e-05 | 0 | 0 | 0 | 0
9 | 13 | 7 | 0 | 0 | 0 | 0 | 0.0001081 | 0 | 0 | 0 | 0
9 | 13 | 8 | 0 | 0 | 0 | 0 | 0.00011694 | 0 | 0 | 0 | 0
9 | 13 | 9 | 0 | 0 | 0 | 0 | 0.00012244 | 0 | 0 | 0 | 0
9 | 13 | 10 | 0 | 0 | 0 | 0 | 0.00012811 | 0 | 0 | 0 | 0
9 | 13 | 11 | 0 | 0 | 0 | 0 | 0.0001355 | 0 | 0 | 0 | 0
9 | 13 | 12 | 0 | 0 | 0 | 0 | 0.00014007 | 0 | 0 | 0 | 0
9 | 13 | 13 | 0 | 0 | 0 | 0 | 0.00014357 | 0 | 0 | 0 | 0
9 | 13 | 14 | 0 | 0 | 0 | 0 | 0.00014951 | 0 | 0 | 0 | 0
9 | 13 | 15 | 0 | 0 | 0 | 0 | 0.00015388 | 0 | 0 | 0 | 0
9 | 13 | 16 | 0 | 0 | 0 | 0 | 0.00015636 | 0 | 0 | 0 | 0
9 | 13 | 17 | 283.1967 | 303.0055 | 303.0055 | 303.0055 | 0.00015671 | 0 | 0 | 0 | 0
9 | 13 | 18 | 283.1967 | 303.0055 | 303.0055 | 303.0055 | 0.00015485 | 0 | 0 | 0 | 0
9 | 13 | 19 | 283.1967 | 303.0055 | 303.0055 | 303.0055 | 0.000151 | 0 | 0 | 0 | 0
9 | 13 | 20 | 283.1967 | 303.0055 | 303.0055 | 303.0055 | 0.00015363 | 0 | 0 | 0 | 0
9 | 13 | 21 | 283.1967 | 303.0055 | 303.0055 | 303.0055 | 0.00014976 | 0 | 0 | 0 | 0
9 | 13 | 22 | 283.1967 | 303.0055 | 303.0055 | 303.0055 | 0.00013695 | 0 | 0 | 0 | 0
9 | 13 | 23 | 0 | 0 | 0 | 0 | 0.00012129 | 0 | 0 | 0 | 0
9 | 13 | 24 | 0 | 0 | 0 | 0 | 0.00010727 | 0 | 0 | 0 | 0
9 | 14 | 1 | 0 | 0 | 0 | 0 | 9.9465e-05 | 0 | 0 | 0 | 0
9 | 14 | 2 | 0 | 0 | 0 | 0 | 9.3637e-05 | 0 | 0 | 0 | 0
9 | 14 | 3 | 0 | 0 | 0 | 0 | 8.9785e-05 | 0 | 0 | 0 | 0
9 | 14 | 4 | 0 | 0 | 0 | 0 | 8.8015e-05 | 0 | 0 | 0 | 0
9 | 14 | 5 | 0 | 0 | 0 | 0 | 8.9201e-05 | 0 | 0 | 0 | 0
9 | 14 | 6 | 0 | 0 | 0 | 0 | 9.498e-05 | 0 | 0 | 0 | 0
9 | 14 | 7 | 0 | 0 | 0 | 0 | 0.00010787 | 0 | 0 | 0 | 0
9 | 14 | 8 | 0 | 0 | 0 | 0 | 0.00011714 | 0 | 0 | 0 | 0
9 | 14 | 9 | 0 | 0 | 0 | 0 | 0.00012286 | 0 | 0 | 0 | 0
9 | 14 | 10 | 0 | 0 | 0 | 0 | 0.00012924 | 0 | 0 | 0 | 0
9 | 14 | 11 | 0 | 0 | 0 | 0 | 0.00013592 | 0 | 0 | 0 | 0
9 | 14 | 12 | 0 | 0 | 0 | 0 | 0.00014146 | 0 | 0 | 0 | 0
9 | 14 | 13 | 0 | 0 | 0 | 0 | 0.00014612 | 0 | 0 | 0 | 0
9 | 14 | 14 | 0 | 0 | 0 | 0 | 0.00015246 | 0 | 0 | 0 | 0
9 | 14 | 15 | 0 | 0 | 0 | 0 | 0.00015645 | 0 | 0 | 0 | 0
9 | 14 | 16 | 0 | 0 | 0 | 0 | 0.00015903 | 0 | 0 | 0 | 0
9 | 14 | 17 | 283.1967 | 303.0055 | 303.0055 | 303.0055 | 0.0001599 | 0 | 0 | 0 | 0
9 | 14 | 18 | 283.1967 | 303.0055 | 303.0055 | 303.0055 | 0.00015713 | 0 | 0 | 0 | 0
9 | 14 | 19 | 283.1967 | 303.0055 | 303.0055 | 303.0055 | 0.00015102 | 0 | 0 | 0 | 0
9 | 14 | 20 | 283.1967 | 303.0055 | 303.0055 | 303.0055 | 0.00015151 | 0 | 0 | 0 | 0
9 | 14 | 21 | 283.1967 | 303.0055 | 303.0055 | 303.0055 | 0.00014828 | 0 | 0 | 0 | 0
9 | 14 | 22 | 283.1967 | 303.0055 | 303.0055 | 303.0055 | 0.00013733 | 0 | 0 | 0 | 0
9 | 14 | 23 | 0 | 0 | 0 | 0 | 0.00012361 | 0 | 0 | 0 | 0
9 | 14 | 24 | 0 | 0 | 0 | 0 | 0.00011037 | 0 | 0 | 0 | 0
9 | 15 | 1 | 0 | 0 | 0 | 0 | 0.00010088 | 0 | 0 | 0 | 0
9 | 15 | 2 | 0 | 0 | 0 | 0 | 9.4322e-05 | 0 | 0 | 0 | 0
9 | 15 | 3 | 0 | 0 | 0 | 0 | 9.0152e-05 | 0 | 0 | 0 | 0
9 | 15 | 4 | 0 | 0 | 0 | 0 | 8.7486e-05 | 0 | 0 | 0 | 0
9 | 15 | 5 | 0 | 0 | 0 | 0 | 8.7024e-05 | 0 | 0 | 0 | 0
9 | 15 | 6 | 0 | 0 | 0 | 0 | 8.8854e-05 | 0 | 0 | 0 | 0
9 | 15 | 7 | 0 | 0 | 0 | 0 | 9.3187e-05 | 0 | 0 | 0 | 0
9 | 15 | 8 | 0 | 0 | 0 | 0 | 9.7101e-05 | 0 | 0 | 0 | 0
9 | 15 | 9 | 0 | 0 | 0 | 0 | 0.00010529 | 0 | 0 | 0 | 0
9 | 15 | 10 | 0 | 0 | 0 | 0 | 0.00011337 | 0 | 0 | 0 | 0
9 | 15 | 11 | 0 | 0 | 0 | 0 | 0.00012104 | 0 | 0 | 0 | 0
9 | 15 | 12 | 0 | 0 | 0 | 0 | 0.0001266 | 0 | 0 | 0 | 0
9 | 15 | 13 | 0 | 0 | 0 | 0 | 0.00013096 | 0 | 0 | 0 | 0
9 | 15 | 14 | 0 | 0 | 0 | 0 | 0.00013539 | 0 | 0 | 0 | 0
9 | 15 | 15 | 0 | 0 | 0 | 0 | 0.00014001 | 0 | 0 | 0 | 0
9 | 15 | 16 | 0 | 0 | 0 | 0 | 0.00014227 | 0 | 0 | 0 | 0
9 | 15 | 17 | 283.1967 | 303.0055 | 303.0055 | 303.0055 | 0.00014396 | 0 | 0 | 0 | 0
9 | 15 | 18 | 283.1967 | 303.0055 | 303.0055 | 303.0055 | 0.0001439 | 0 | 0 | 0 | 0
9 | 15 | 19 | 283.1967 | 303.0055 | 303.0055 | 303.0055 | 0.00014131 | 0 | 0 | 0 | 0
9 | 15 | 20 | 283.1967 | 303.0055 | 303.0055 | 303.0055 | 0.00014383 | 0 | 0 | 0 | 0
9 | 15 | 21 | 283.1967 | 303.0055 | 303.0055 | 303.0055 | 0.00014025 | 0 | 0 | 0 | 0
9 | 15 | 22 | 283.1967 | 303.0055 | 303.0055 | 303.0055 | 0.00013059 | 0 | 0 | 0 | 0
9 | 15 | 23 | 0 | 0 | 0 | 0 | 0.00011779 | 0 | 0 | 0 | 0
9 | 15 | 24 | 0 | 0 | 0 | 0 | 0.00010645 | 0 | 0 | 0 | 0
9 | 16 | 1 | 0 | 0 | 0 | 0 | 9.8047e-05 | 0 | 0 | 0 | 0
9 | 16 | 2 | 0 | 0 | 0 | 0 | 9.1886e-05 | 0 | 0 | 0 | 0
9 | 16 | 3 | 0 | 0 | 0 | 0 | 8.797e-05 | 0 | 0 | 0 | 0
9 | 16 | 4 | 0 | 0 | 0 | 0 | 8.5519e-05 | 0 | 0 | 0 | 0
9 | 16 | 5 | 0 | 0 | 0 | 0 | 8.449e-05 | 0 | 0 | 0 | 0
9 | 16 | 6 | 0 | 0 | 0 | 0 | 8.5632e-05 | 0 | 0 | 0 | 0
9 | 16 | 7 | 0 | 0 | 0 | 0 | 8.8343e-05 | 0 | 0 | 0 | 0
9 | 16 | 8 | 0 | 0 | 0 | 0 | 9.1068e-05 | 0 | 0 | 0 | 0
9 | 16 | 9 | 0 | 0 | 0 | 0 | 9.8946e-05 | 0 | 0 | 0 | 0
9 | 16 | 10 | 0 | 0 | 0 | 0 | 0.00010733 | 0 | 0 | 0 | 0
9 | 16 | 11 | 0 | 0 | 0 | 0 | 0.00011427 | 0 | 0 | 0 | 0
9 | 16 | 12 | 0 | 0 | 0 | 0 | 0.00011964 | 0 | 0 | 0 | 0
9 | 16 | 13 | 0 | 0 | 0 | 0 | 0.00012385 | 0 | 0 | 0 | 0
9 | 16 | 14 | 0 | 0 | 0 | 0 | 0.00012803 | 0 | 0 | 0 | 0
9 | 16 | 15 | 0 | 0 | 0 | 0 | 0.00013261 | 0 | 0 | 0 | 0
9 | 16 | 16 | 0 | 0 | 0 | 0 | 0.00013622 | 0 | 0 | 0 | 0
9 | 16 | 17 | 283.1967 | 303.0055 | 303.0055 | 303.0055 | 0.00013913 | 0 | 0 | 0 | 0
9 | 16 | 18 | 283.1967 | 303.0055 | 303.0055 | 303.0055 | 0.00014143 | 0 | 0 | 0 | 0
9 | 16 | 19 | 283.1967 | 303.0055 | 303.0055 | 303.0055 | 0.00014019 | 0 | 0 | 0 | 0
9 | 16 | 20 | 283.1967 | 303.0055 | 303.0055 | 303.0055 | 0.00014431 | 0 | 0 | 0 | 0
9 | 16 | 21 | 283.1967 | 303.0055 | 303.0055 | 303.0055 | 0.00014302 | 0 | 0 | 0 | 0
9 | 16 | 22 | 283.1967 | 303.0055 | 303.0055 | 303.0055 | 0.00013228 | 0 | 0 | 0 | 0
9 | 16 | 23 | 0 | 0 | 0 | 0 | 0.00011762 | 0 | 0 | 0 | 0
9 | 16 | 24 | 0 | 0 | 0 | 0 | 0.00010401 | 0 | 0 | 0 | 0
9 | 17 | 1 | 0 | 0 | 0 | 0 | 9.4708e-05 | 0 | 0 | 0 | 0
9 | 17 | 2 | 0 | 0 | 0 | 0 | 8.9494e-05 | 0 | 0 | 0 | 0
9 | 17 | 3 | 0 | 0 | 0 | 0 | 8.6442e-05 | 0 | 0 | 0 | 0
9 | 17 | 4 | 0 | 0 | 0 | 0 | 8.55e-05 | 0 | 0 | 0 | 0
9 | 17 | 5 | 0 | 0 | 0 | 0 | 8.7352e-05 | 0 | 0 | 0 | 0
9 | 17 | 6 | 0 | 0 | 0 | 0 | 9.3634e-05 | 0 | 0 | 0 | 0
9 | 17 | 7 | 0 | 0 | 0 | 0 | 0.00010714 | 0 | 0 | 0 | 0
9 | 17 | 8 | 0 | 0 | 0 | 0 | 0.00011648 | 0 | 0 | 0 | 0
9 | 17 | 9 | 0 | 0 | 0 | 0 | 0.00012183 | 0 | 0 | 0 | 0
9 | 17 | 10 | 0 | 0 | 0 | 0 | 0.00012862 | 0 | 0 | 0 | 0
9 | 17 | 11 | 0 | 0 | 0 | 0 | 0.00013573 | 0 | 0 | 0 | 0
9 | 17 | 12 | 0 | 0 | 0 | 0 | 0.00014102 | 0 | 0 | 0 | 0
9 | 17 | 13 | 0 | 0 | 0 | 0 | 0.00014513 | 0 | 0 | 0 | 0
9 | 17 | 14 | 0 | 0 | 0 | 0 | 0.00015172 | 0 | 0 | 0 | 0
9 | 17 | 15 | 0 | 0 | 0 | 0 | 0.00015574 | 0 | 0 | 0 | 0
9 | 17 | 16 | 0 | 0 | 0 | 0 | 0.000158 | 0 | 0 | 0 | 0
9 | 17 | 17 | 283.1967 | 303.0055 | 303.0055 | 303.0055 | 0.0001589 | 0 | 0 | 0 | 0
9 | 17 | 18 | 283.1967 | 303.0055 | 303.0055 | 303.0055 | 0.00015796 | 0 | 0 | 0 | 0
9 | 17 | 19 | 283.1967 | 303.0055 | 303.0055 | 303.0055 | 0.00015311 | 0 | 0 | 0 | 0
9 | 17 | 20 | 283.1967 | 303.0055 | 303.0055 | 303.0055 | 0.00015474 | 0 | 0 | 0 | 0
9 | 17 | 21 | 283.1967 | 303.0055 | 303.0055 | 303.0055 | 0.00014987 | 0 | 0 | 0 | 0
9 | 17 | 22 | 283.1967 | 303.0055 | 303.0055 | 303.0055 | 0.00013744 | 0 | 0 | 0 | 0
9 | 17 | 23 | 0 | 0 | 0 | 0 | 0.00012086 | 0 | 0 | 0 | 0
9 | 17 | 24 | 0 | 0 | 0 | 0 | 0.00010642 | 0 | 0 | 0 | 0
9 | 18 | 1 | 0 | 0 | 0 | 0 | 9.7453e-05 | 0 | 0 | 0 | 0
9 | 18 | 2 | 0 | 0 | 0 | 0 | 9.1816e-05 | 0 | 0 | 0 | 0
9 | 18 | 3 | 0 | 0 | 0 | 0 | 8.8214e-05 | 0 | 0 | 0 | 0
9 | 18 | 4 | 0 | 0 | 0 | 0 | 8.6747e-05 | 0 | 0 | 0 | 0
9 | 18 | 5 | 0 | 0 | 0 | 0 | 8.8007e-05 | 0 | 0 | 0 | 0
9 | 18 | 6 | 0 | 0 | 0 | 0 | 9.4506e-05 | 0 | 0 | 0 | 0
9 | 18 | 7 | 0 | 0 | 0 | 0 | 0.00010732 | 0 | 0 | 0 | 0
9 | 18 | 8 | 0 | 0 | 0 | 0 | 0.00011629 | 0 | 0 | 0 | 0
9 | 18 | 9 | 0 | 0 | 0 | 0 | 0.00012142 | 0 | 0 | 0 | 0
9 | 18 | 10 | 0 | 0 | 0 | 0 | 0.00012769 | 0 | 0 | 0 | 0
9 | 18 | 11 | 0 | 0 | 0 | 0 | 0.00013441 | 0 | 0 | 0 | 0
9 | 18 | 12 | 0 | 0 | 0 | 0 | 0.00013946 | 0 | 0 | 0 | 0
9 | 18 | 13 | 0 | 0 | 0 | 0 | 0.00014425 | 0 | 0 | 0 | 0
9 | 18 | 14 | 0 | 0 | 0 | 0 | 0.00014978 | 0 | 0 | 0 | 0
9 | 18 | 15 | 0 | 0 | 0 | 0 | 0.00015375 | 0 | 0 | 0 | 0
9 | 18 | 16 | 0 | 0 | 0 | 0 | 0.00015652 | 0 | 0 | 0 | 0
9 | 18 | 17 | 283.1967 | 303.0055 | 303.0055 | 303.0055 | 0.00015771 | 0 | 0 | 0 | 0
9 | 18 | 18 | 283.1967 | 303.0055 | 303.0055 | 303.0055 | 0.00015628 | 0 | 0 | 0 | 0
9 | 18 | 19 | 283.1967 | 303.0055 | 303.0055 | 303.0055 | 0.00015201 | 0 | 0 | 0 | 0
9 | 18 | 20 | 283.1967 | 303.0055 | 303.0055 | 303.0055 | 0.00015403 | 0 | 0 | 0 | 0
9 | 18 | 21 | 283.1967 | 303.0055 | 303.0055 | 303.0055 | 0.00015027 | 0 | 0 | 0 | 0
9 | 18 | 22 | 283.1967 | 303.0055 | 303.0055 | 303.0055 | 0.00013686 | 0 | 0 | 0 | 0
9 | 18 | 23 | 0 | 0 | 0 | 0 | 0.00012016 | 0 | 0 | 0 | 0
9 | 18 | 24 | 0 | 0 | 0 | 0 | 0.00010593 | 0 | 0 | 0 | 0
9 | 19 | 1 | 0 | 0 | 0 | 0 | 9.7837e-05 | 0 | 0 | 0 | 0
9 | 19 | 2 | 0 | 0 | 0 | 0 | 9.2406e-05 | 0 | 0 | 0 | 0
9 | 19 | 3 | 0 | 0 | 0 | 0 | 8.8519e-05 | 0 | 0 | 0 | 0
9 | 19 | 4 | 0 | 0 | 0 | 0 | 8.7128e-05 | 0 | 0 | 0 | 0
9 | 19 | 5 | 0 | 0 | 0 | 0 | 8.8409e-05 | 0 | 0 | 0 | 0
9 | 19 | 6 | 0 | 0 | 0 | 0 | 9.4566e-05 | 0 | 0 | 0 | 0
9 | 19 | 7 | 0 | 0 | 0 | 0 | 0.00010752 | 0 | 0 | 0 | 0
9 | 19 | 8 | 0 | 0 | 0 | 0 | 0.00011706 | 0 | 0 | 0 | 0
9 | 19 | 9 | 0 | 0 | 0 | 0 | 0.00012213 | 0 | 0 | 0 | 0
9 | 19 | 10 | 0 | 0 | 0 | 0 | 0.00012814 | 0 | 0 | 0 | 0
9 | 19 | 11 | 0 | 0 | 0 | 0 | 0.00013483 | 0 | 0 | 0 | 0
9 | 19 | 12 | 0 | 0 | 0 | 0 | 0.00013978 | 0 | 0 | 0 | 0
9 | 19 | 13 | 0 | 0 | 0 | 0 | 0.00014511 | 0 | 0 | 0 | 0
9 | 19 | 14 | 0 | 0 | 0 | 0 | 0.00015094 | 0 | 0 | 0 | 0
9 | 19 | 15 | 0 | 0 | 0 | 0 | 0.00015599 | 0 | 0 | 0 | 0
9 | 19 | 16 | 0 | 0 | 0 | 0 | 0.00015873 | 0 | 0 | 0 | 0
9 | 19 | 17 | 283.1967 | 303.0055 | 303.0055 | 303.0055 | 0.00015939 | 0 | 0 | 0 | 0
9 | 19 | 18 | 283.1967 | 303.0055 | 303.0055 | 303.0055 | 0.00015665 | 0 | 0 | 0 | 0
9 | 19 | 19 | 283.1967 | 303.0055 | 303.0055 | 303.0055 | 0.00015221 | 0 | 0 | 0 | 0
9 | 19 | 20 | 283.1967 | 303.0055 | 303.0055 | 303.0055 | 0.00015406 | 0 | 0 | 0 | 0
9 | 19 | 21 | 283.1967 | 303.0055 | 303.0055 | 303.0055 | 0.00015048 | 0 | 0 | 0 | 0
9 | 19 | 22 | 283.1967 | 303.0055 | 303.0055 | 303.0055 | 0.00013727 | 0 | 0 | 0 | 0
9 | 19 | 23 | 0 | 0 | 0 | 0 | 0.00012147 | 0 | 0 | 0 | 0
9 | 19 | 24 | 0 | 0 | 0 | 0 | 0.0001075 | 0 | 0 | 0 | 0
9 | 20 | 1 | 0 | 0 | 0 | 0 | 9.7847e-05 | 0 | 0 | 0 | 0
9 | 20 | 2 | 0 | 0 | 0 | 0 | 9.2174e-05 | 0 | 0 | 0 | 0
9 | 20 | 3 | 0 | 0 | 0 | 0 | 8.8755e-05 | 0 | 0 | 0 | 0
9 | 20 | 4 | 0 | 0 | 0 | 0 | 8.7023e-05 | 0 | 0 | 0 | 0
9 | 20 | 5 | 0 | 0 | 0 | 0 | 8.8276e-05 | 0 | 0 | 0 | 0
9 | 20 | 6 | 0 | 0 | 0 | 0 | 9.4751e-05 | 0 | 0 | 0 | 0
9 | 20 | 7 | 0 | 0 | 0 | 0 | 0.0001081 | 0 | 0 | 0 | 0
9 | 20 | 8 | 0 | 0 | 0 | 0 | 0.00011694 | 0 | 0 | 0 | 0
9 | 20 | 9 | 0 | 0 | 0 | 0 | 0.00012244 | 0 | 0 | 0 | 0
9 | 20 | 10 | 0 | 0 | 0 | 0 | 0.00012811 | 0 | 0 | 0 | 0
9 | 20 | 11 | 0 | 0 | 0 | 0 | 0.0001355 | 0 | 0 | 0 | 0
9 | 20 | 12 | 0 | 0 | 0 | 0 | 0.00014007 | 0 | 0 | 0 | 0
9 | 20 | 13 | 0 | 0 | 0 | 0 | 0.00014357 | 0 | 0 | 0 | 0
9 | 20 | 14 | 0 | 0 | 0 | 0 | 0.00014951 | 0 | 0 | 0 | 0
9 | 20 | 15 | 0 | 0 | 0 | 0 | 0.00015388 | 0 | 0 | 0 | 0
9 | 20 | 16 | 0 | 0 | 0 | 0 | 0.00015636 | 0 | 0 | 0 | 0
9 | 20 | 17 | 283.1967 | 303.0055 | 303.0055 | 303.0055 | 0.00015671 | 0 | 0 | 0 | 0
9 | 20 | 18 | 283.1967 | 303.0055 | 303.0055 | 303.0055 | 0.00015485 | 0 | 0 | 0 | 0
9 | 20 | 19 | 283.1967 | 303.0055 | 303.0055 | 303.0055 | 0.000151 | 0 | 0 | 0 | 0
9 | 20 | 20 | 283.1967 | 303.0055 | 303.0055 | 303.0055 | 0.00015363 | 0 | 0 | 0 | 0
9 | 20 | 21 | 283.1967 | 303.0055 | 303.0055 | 303.0055 | 0.00014976 | 0 | 0 | 0 | 0
9 | 20 | 22 | 283.1967 | 303.0055 | 303.0055 | 303.0055 | 0.00013695 | 0 | 0 | 0 | 0
9 | 20 | 23 | 0 | 0 | 0 | 0 | 0.00012129 | 0 | 0 | 0 | 0
9 | 20 | 24 | 0 | 0 | 0 | 0 | 0.00010727 | 0 | 0 | 0 | 0
9 | 21 | 1 | 0 | 0 | 0 | 0 | 9.9465e-05 | 0 | 0 | 0 | 0
9 | 21 | 2 | 0 | 0 | 0 | 0 | 9.3637e-05 | 0 | 0 | 0 | 0
9 | 21 | 3 | 0 | 0 | 0 | 0 | 8.9785e-05 | 0 | 0 | 0 | 0
9 | 21 | 4 | 0 | 0 | 0 | 0 | 8.8015e-05 | 0 | 0 | 0 | 0
9 | 21 | 5 | 0 | 0 | 0 | 0 | 8.9201e-05 | 0 | 0 | 0 | 0
9 | 21 | 6 | 0 | 0 | 0 | 0 | 9.498e-05 | 0 | 0 | 0 | 0
9 | 21 | 7 | 0 | 0 | 0 | 0 | 0.00010787 | 0 | 0 | 0 | 0
9 | 21 | 8 | 0 | 0 | 0 | 0 | 0.00011714 | 0 | 0 | 0 | 0
9 | 21 | 9 | 0 | 0 | 0 | 0 | 0.00012286 | 0 | 0 | 0 | 0
9 | 21 | 10 | 0 | 0 | 0 | 0 | 0.00012924 | 0 | 0 | 0 | 0
9 | 21 | 11 | 0 | 0 | 0 | 0 | 0.00013592 | 0 | 0 | 0 | 0
9 | 21 | 12 | 0 | 0 | 0 | 0 | 0.00014146 | 0 | 0 | 0 | 0
9 | 21 | 13 | 0 | 0 | 0 | 0 | 0.00014612 | 0 | 0 | 0 | 0
9 | 21 | 14 | 0 | 0 | 0 | 0 | 0.00015246 | 0 | 0 | 0 | 0
9 | 21 | 15 | 0 | 0 | 0 | 0 | 0.00015645 | 0 | 0 | 0 | 0
9 | 21 | 16 | 0 | 0 | 0 | 0 | 0.00015903 | 0 | 0 | 0 | 0
9 | 21 | 17 | 283.1967 | 303.0055 | 303.0055 | 303.0055 | 0.0001599 | 0 | 0 | 0 | 0
9 | 21 | 18 | 283.1967 | 303.0055 | 303.0055 | 303.0055 | 0.00015713 | 0 | 0 | 0 | 0
9 | 21 | 19 | 283.1967 | 303.0055 | 303.0055 | 303.0055 | 0.00015102 | 0 | 0 | 0 | 0
9 | 21 | 20 | 283.1967 | 303.0055 | 303.0055 | 303.0055 | 0.00015151 | 0 | 0 | 0 | 0
9 | 21 | 21 | 283.1967 | 303.0055 | 303.0055 | 303.0055 | 0.00014828 | 0 | 0 | 0 | 0
9 | 21 | 22 | 283.1967 | 303.0055 | 303.0055 | 303.0055 | 0.00013733 | 0 | 0 | 0 | 0
9 | 21 | 23 | 0 | 0 | 0 | 0 | 0.00012361 | 0 | 0 | 0 | 0
9 | 21 | 24 | 0 | 0 | 0 | 0 | 0.00011037 | 0 | 0 | 0 | 0
9 | 22 | 1 | 0 | 0 | 0 | 0 | 0.00010088 | 0 | 0 | 0 | 0
9 | 22 | 2 | 0 | 0 | 0 | 0 | 9.4322e-05 | 0 | 0 | 0 | 0
9 | 22 | 3 | 0 | 0 | 0 | 0 | 9.0152e-05 | 0 | 0 | 0 | 0
9 | 22 | 4 | 0 | 0 | 0 | 0 | 8.7486e-05 | 0 | 0 | 0 | 0
9 | 22 | 5 | 0 | 0 | 0 | 0 | 8.7024e-05 | 0 | 0 | 0 | 0
9 | 22 | 6 | 0 | 0 | 0 | 0 | 8.8854e-05 | 0 | 0 | 0 | 0
9 | 22 | 7 | 0 | 0 | 0 | 0 | 9.3187e-05 | 0 | 0 | 0 | 0
9 | 22 | 8 | 0 | 0 | 0 | 0 | 9.7101e-05 | 0 | 0 | 0 | 0
9 | 22 | 9 | 0 | 0 | 0 | 0 | 0.00010529 | 0 | 0 | 0 | 0
9 | 22 | 10 | 0 | 0 | 0 | 0 | 0.00011337 | 0 | 0 | 0 | 0
9 | 22 | 11 | 0 | 0 | 0 | 0 | 0.00012104 | 0 | 0 | 0 | 0
9 | 22 | 12 | 0 | 0 | 0 | 0 | 0.0001266 | 0 | 0 | 0 | 0
9 | 22 | 13 | 0 | 0 | 0 | 0 | 0.00013096 | 0 | 0 | 0 | 0
9 | 22 | 14 | 0 | 0 | 0 | 0 | 0.00013539 | 0 | 0 | 0 | 0
9 | 22 | 15 | 0 | 0 | 0 | 0 | 0.00014001 | 0 | 0 | 0 | 0
9 | 22 | 16 | 0 | 0 | 0 | 0 | 0.00014227 | 0 | 0 | 0 | 0
9 | 22 | 17 | 283.1967 | 303.0055 | 303.0055 | 303.0055 | 0.00014396 | 0 | 0 | 0 | 0
9 | 22 | 18 | 283.1967 | 303.0055 | 303.0055 | 303.0055 | 0.0001439 | 0 | 0 | 0 | 0
9 | 22 | 19 | 283.1967 | 303.0055 | 303.0055 | 303.0055 | 0.00014131 | 0 | 0 | 0 | 0
9 | 22 | 20 | 283.1967 | 303.0055 | 303.0055 | 303.0055 | 0.00014383 | 0 | 0 | 0 | 0
9 | 22 | 21 | 283.1967 | 303.0055 | 303.0055 | 303.0055 | 0.00014025 | 0 | 0 | 0 | 0
9 | 22 | 22 | 283.1967 | 303.0055 | 303.0055 | 303.0055 | 0.00013059 | 0 | 0 | 0 | 0
9 | 22 | 23 | 0 | 0 | 0 | 0 | 0.00011779 | 0 | 0 | 0 | 0
9 | 22 | 24 | 0 | 0 | 0 | 0 | 0.00010645 | 0 | 0 | 0 | 0
9 | 23 | 1 | 0 | 0 | 0 | 0 | 9.8047e-05 | 0 | 0 | 0 | 0
9 | 23 | 2 | 0 | 0 | 0 | 0 | 9.1886e-05 | 0 | 0 | 0 | 0
9 | 23 | 3 | 0 | 0 | 0 | 0 | 8.797e-05 | 0 | 0 | 0 | 0
9 | 23 | 4 | 0 | 0 | 0 | 0 | 8.5519e-05 | 0 | 0 | 0 | 0
9 | 23 | 5 | 0 | 0 | 0 | 0 | 8.449e-05 | 0 | 0 | 0 | 0
9 | 23 | 6 | 0 | 0 | 0 | 0 | 8.5632e-05 | 0 | 0 | 0 | 0
9 | 23 | 7 | 0 | 0 | 0 | 0 | 8.8343e-05 | 0 | 0 | 0 | 0
9 | 23 | 8 | 0 | 0 | 0 | 0 | 9.1068e-05 | 0 | 0 | 0 | 0
9 | 23 | 9 | 0 | 0 | 0 | 0 | 9.8946e-05 | 0 | 0 | 0 | 0
9 | 23 | 10 | 0 | 0 | 0 | 0 | 0.00010733 | 0 | 0 | 0 | 0
9 | 23 | 11 | 0 | 0 | 0 | 0 | 0.00011427 | 0 | 0 | 0 | 0
9 | 23 | 12 | 0 | 0 | 0 | 0 | 0.00011964 | 0 | 0 | 0 | 0
9 | 23 | 13 | 0 | 0 | 0 | 0 | 0.00012385 | 0 | 0 | 0 | 0
9 | 23 | 14 | 0 | 0 | 0 | 0 | 0.00012803 | 0 | 0 | 0 | 0
9 | 23 | 15 | 0 | 0 | 0 | 0 | 0.00013261 | 0 | 0 | 0 | 0
9 | 23 | 16 | 0 | 0 | 0 | 0 | 0.00013622 | 0 | 0 | 0 | 0
9 | 23 | 17 | 283.1967 | 303.0055 | 303.0055 | 303.0055 | 0.00013913 | 0 | 0 | 0 | 0
9 | 23 | 18 | 283.1967 | 303.0055 | 303.0055 | 303.0055 | 0.00014143 | 0 | 0 | 0 | 0
9 | 23 | 19 | 283.1967 | 303.0055 | 303.0055 | 303.0055 | 0.00014019 | 0 | 0 | 0 | 0
9 | 23 | 20 | 283.1967 | 303.0055 | 303.0055 | 303.0055 | 0.00014431 | 0 | 0 | 0 | 0
9 | 23 | 21 | 283.1967 | 303.0055 | 303.0055 | 303.0055 | 0.00014302 | 0 | 0 | 0 | 0
9 | 23 | 22 | 283.1967 | 303.0055 | 303.0055 | 303.0055 | 0.00013228 | 0 | 0 | 0 | 0
9 | 23 | 23 | 0 | 0 | 0 | 0 | 0.00011762 | 0 | 0 | 0 | 0
9 | 23 | 24 | 0 | 0 | 0 | 0 | 0.00010401 | 0 | 0 | 0 | 0
9 | 24 | 1 | 0 | 0 | 0 | 0 | 9.4708e-05 | 0 | 0 | 0 | 0
9 | 24 | 2 | 0 | 0 | 0 | 0 | 8.9494e-05 | 0 | 0 | 0 | 0
9 | 24 | 3 | 0 | 0 | 0 | 0 | 8.6442e-05 | 0 | 0 | 0 | 0
9 | 24 | 4 | 0 | 0 | 0 | 0 | 8.55e-05 | 0 | 0 | 0 | 0
9 | 24 | 5 | 0 | 0 | 0 | 0 | 8.7352e-05 | 0 | 0 | 0 | 0
9 | 24 | 6 | 0 | 0 | 0 | 0 | 9.3634e-05 | 0 | 0 | 0 | 0
9 | 24 | 7 | 0 | 0 | 0 | 0 | 0.00010714 | 0 | 0 | 0 | 0
9 | 24 | 8 | 0 | 0 | 0 | 0 | 0.00011648 | 0 | 0 | 0 | 0
9 | 24 | 9 | 0 | 0 | 0 | 0 | 0.00012183 | 0 | 0 | 0 | 0
9 | 24 | 10 | 0 | 0 | 0 | 0 | 0.00012862 | 0 | 0 | 0 | 0
9 | 24 | 11 | 0 | 0 | 0 | 0 | 0.00013573 | 0 | 0 | 0 | 0
9 | 24 | 12 | 0 | 0 | 0 | 0 | 0.00014102 | 0 | 0 | 0 | 0
9 | 24 | 13 | 0 | 0 | 0 | 0 | 0.00014513 | 0 | 0 | 0 | 0
9 | 24 | 14 | 0 | 0 | 0 | 0 | 0.00015172 | 0 | 0 | 0 | 0
9 | 24 | 15 | 0 | 0 | 0 | 0 | 0.00015574 | 0 | 0 | 0 | 0
9 | 24 | 16 | 0 | 0 | 0 | 0 | 0.000158 | 0 | 0 | 0 | 0
9 | 24 | 17 | 283.1967 | 303.0055 | 303.0055 | 303.0055 | 0.0001589 | 0 | 0 | 0 | 0
9 | 24 | 18 | 283.1967 | 303.0055 | 303.0055 | 303.0055 | 0.00015796 | 0 | 0 | 0 | 0
9 | 24 | 19 | 283.1967 | 303.0055 | 303.0055 | 303.0055 | 0.00015311 | 0 | 0 | 0 | 0
9 | 24 | 20 | 283.1967 | 303.0055 | 303.0055 | 303.0055 | 0.00015474 | 0 | 0 | 0 | 0
9 | 24 | 21 | 283.1967 | 303.0055 | 303.0055 | 303.0055 | 0.00014987 | 0 | 0 | 0 | 0
9 | 24 | 22 | 283.1967 | 303.0055 | 303.0055 | 303.0055 | 0.00013744 | 0 | 0 | 0 | 0
9 | 24 | 23 | 0 | 0 | 0 | 0 | 0.00012086 | 0 | 0 | 0 | 0
9 | 24 | 24 | 0 | 0 | 0 | 0 | 0.00010642 | 0 | 0 | 0 | 0
9 | 25 | 1 | 0 | 0 | 0 | 0 | 9.7453e-05 | 0 | 0 | 0 | 0
9 | 25 | 2 | 0 | 0 | 0 | 0 | 9.1816e-05 | 0 | 0 | 0 | 0
9 | 25 | 3 | 0 | 0 | 0 | 0 | 8.8214e-05 | 0 | 0 | 0 | 0
9 | 25 | 4 | 0 | 0 | 0 | 0 | 8.6747e-05 | 0 | 0 | 0 | 0
9 | 25 | 5 | 0 | 0 | 0 | 0 | 8.8007e-05 | 0 | 0 | 0 | 0
9 | 25 | 6 | 0 | 0 | 0 | 0 | 9.4506e-05 | 0 | 0 | 0 | 0
9 | 25 | 7 | 0 | 0 | 0 | 0 | 0.00010732 | 0 | 0 | 0 | 0
9 | 25 | 8 | 0 | 0 | 0 | 0 | 0.00011629 | 0 | 0 | 0 | 0
9 | 25 | 9 | 0 | 0 | 0 | 0 | 0.00012142 | 0 | 0 | 0 | 0
9 | 25 | 10 | 0 | 0 | 0 | 0 | 0.00012769 | 0 | 0 | 0 | 0
9 | 25 | 11 | 0 | 0 | 0 | 0 | 0.00013441 | 0 | 0 | 0 | 0
9 | 25 | 12 | 0 | 0 | 0 | 0 | 0.00013946 | 0 | 0 | 0 | 0
9 | 25 | 13 | 0 | 0 | 0 | 0 | 0.00014425 | 0 | 0 | 0 | 0
9 | 25 | 14 | 0 | 0 | 0 | 0 | 0.00014978 | 0 | 0 | 0 | 0
9 | 25 | 15 | 0 | 0 | 0 | 0 | 0.00015375 | 0 | 0 | 0 | 0
9 | 25 | 16 | 0 | 0 | 0 | 0 | 0.00015652 | 0 | 0 | 0 | 0
9 | 25 | 17 | 283.1967 | 303.0055 | 303.0055 | 303.0055 | 0.00015771 | 0 | 0 | 0 | 0
9 | 25 | 18 | 283.1967 | 303.0055 | 303.0055 | 303.0055 | 0.00015628 | 0 | 0 | 0 | 0
9 | 25 | 19 | 283.1967 | 303.0055 | 303.0055 | 303.0055 | 0.00015201 | 0 | 0 | 0 | 0
9 | 25 | 20 | 283.1967 | 303.0055 | 303.0055 | 303.0055 | 0.00015403 | 0 | 0 | 0 | 0
9 | 25 | 21 | 283.1967 | 303.0055 | 303.0055 | 303.0055 | 0.00015027 | 0 | 0 | 0 | 0
9 | 25 | 22 | 283.1967 | 303.0055 | 303.0055 | 303.0055 | 0.00013686 | 0 | 0 | 0 | 0
9 | 25 | 23 | 0 | 0 | 0 | 0 | 0.00012016 | 0 | 0 | 0 | 0
9 | 25 | 24 | 0 | 0 | 0 | 0 | 0.00010593 | 0 | 0 | 0 | 0
9 | 26 | 1 | 0 | 0 | 0 | 0 | 9.7837e-05 | 0 | 0 | 0 | 0
9 | 26 | 2 | 0 | 0 | 0 | 0 | 9.2406e-05 | 0 | 0 | 0 | 0
9 | 26 | 3 | 0 | 0 | 0 | 0 | 8.8519e-05 | 0 | 0 | 0 | 0
9 | 26 | 4 | 0 | 0 | 0 | 0 | 8.7128e-05 | 0 | 0 | 0 | 0
9 | 26 | 5 | 0 | 0 | 0 | 0 | 8.8409e-05 | 0 | 0 | 0 | 0
9 | 26 | 6 | 0 | 0 | 0 | 0 | 9.4566e-05 | 0 | 0 | 0 | 0
9 | 26 | 7 | 0 | 0 | 0 | 0 | 0.00010752 | 0 | 0 | 0 | 0
9 | 26 | 8 | 0 | 0 | 0 | 0 | 0.00011706 | 0 | 0 | 0 | 0
9 | 26 | 9 | 0 | 0 | 0 | 0 | 0.00012213 | 0 | 0 | 0 | 0
9 | 26 | 10 | 0 | 0 | 0 | 0 | 0.00012814 | 0 | 0 | 0 | 0
9 | 26 | 11 | 0 | 0 | 0 | 0 | 0.00013483 | 0 | 0 | 0 | 0
9 | 26 | 12 | 0 | 0 | 0 | 0 | 0.00013978 | 0 | 0 | 0 | 0
9 | 26 | 13 | 0 | 0 | 0 | 0 | 0.00014511 | 0 | 0 | 0 | 0
9 | 26 | 14 | 0 | 0 | 0 | 0 | 0.00015094 | 0 | 0 | 0 | 0
9 | 26 | 15 | 0 | 0 | 0 | 0 | 0.00015599 | 0 | 0 | 0 | 0
9 | 26 | 16 | 0 | 0 | 0 | 0 | 0.00015873 | 0 | 0 | 0 | 0
9 | 26 | 17 | 283.1967 | 303.0055 | 303.0055 | 303.0055 | 0.00015939 | 0 | 0 | 0 | 0
9 | 26 | 18 | 283.1967 | 303.0055 | 303.0055 | 303.0055 | 0.00015665 | 0 | 0 | 0 | 0
9 | 26 | 19 | 283.1967 | 303.0055 | 303.0055 | 303.0055 | 0.00015221 | 0 | 0 | 0 | 0
9 | 26 | 20 | 283.1967 | 303.0055 | 303.0055 | 303.0055 | 0.00015406 | 0 | 0 | 0 | 0
9 | 26 | 21 | 283.1967 | 303.0055 | 303.0055 | 303.0055 | 0.00015048 | 0 | 0 | 0 | 0
9 | 26 | 22 | 283.1967 | 303.0055 | 303.0055 | 303.0055 | 0.00013727 | 0 | 0 | 0 | 0
9 | 26 | 23 | 0 | 0 | 0 | 0 | 0.00012147 | 0 | 0 | 0 | 0
9 | 26 | 24 | 0 | 0 | 0 | 0 | 0.0001075 | 0 | 0 | 0 | 0
9 | 27 | 1 | 0 | 0 | 0 | 0 | 9.7847e-05 | 0 | 0 | 0 | 0
9 | 27 | 2 | 0 | 0 | 0 | 0 | 9.2174e-05 | 0 | 0 | 0 | 0
9 | 27 | 3 | 0 | 0 | 0 | 0 | 8.8755e-05 | 0 | 0 | 0 | 0
9 | 27 | 4 | 0 | 0 | 0 | 0 | 8.7023e-05 | 0 | 0 | 0 | 0
9 | 27 | 5 | 0 | 0 | 0 | 0 | 8.8276e-05 | 0 | 0 | 0 | 0
9 | 27 | 6 | 0 | 0 | 0 | 0 | 9.4751e-05 | 0 | 0 | 0 | 0
9 | 27 | 7 | 0 | 0 | 0 | 0 | 0.0001081 | 0 | 0 | 0 | 0
9 | 27 | 8 | 0 | 0 | 0 | 0 | 0.00011694 | 0 | 0 | 0 | 0
9 | 27 | 9 | 0 | 0 | 0 | 0 | 0.00012244 | 0 | 0 | 0 | 0
9 | 27 | 10 | 0 | 0 | 0 | 0 | 0.00012811 | 0 | 0 | 0 | 0
9 | 27 | 11 | 0 | 0 | 0 | 0 | 0.0001355 | 0 | 0 | 0 | 0
9 | 27 | 12 | 0 | 0 | 0 | 0 | 0.00014007 | 0 | 0 | 0 | 0
9 | 27 | 13 | 0 | 0 | 0 | 0 | 0.00014357 | 0 | 0 | 0 | 0
9 | 27 | 14 | 0 | 0 | 0 | 0 | 0.00014951 | 0 | 0 | 0 | 0
9 | 27 | 15 | 0 | 0 | 0 | 0 | 0.00015388 | 0 | 0 | 0 | 0
9 | 27 | 16 | 0 | 0 | 0 | 0 | 0.00015636 | 0 | 0 | 0 | 0
9 | 27 | 17 | 283.1967 | 303.0055 | 303.0055 | 303.0055 | 0.00015671 | 0 | 0 | 0 | 0
9 | 27 | 18 | 283.1967 | 303.0055 | 303.0055 | 303.0055 | 0.00015485 | 0 | 0 | 0 | 0
9 | 27 | 19 | 283.1967 | 303.0055 | 303.0055 | 303.0055 | 0.000151 | 0 | 0 | 0 | 0
9 | 27 | 20 | 283.1967 | 303.0055 | 303.0055 | 303.0055 | 0.00015363 | 0 | 0 | 0 | 0
9 | 27 | 21 | 283.1967 | 303.0055 | 303.0055 | 303.0055 | 0.00014976 | 0 | 0 | 0 | 0
9 | 27 | 22 | 283.1967 | 303.0055 | 303.0055 | 303.0055 | 0.00013695 | 0 | 0 | 0 | 0
9 | 27 | 23 | 0 | 0 | 0 | 0 | 0.00012129 | 0 | 0 | 0 | 0
9 | 27 | 24 | 0 | 0 | 0 | 0 | 0.00010727 | 0 | 0 | 0 | 0
9 | 28 | 1 | 0 | 0 | 0 | 0 | 9.9465e-05 | 0 | 0 | 0 | 0
9 | 28 | 2 | 0 | 0 | 0 | 0 | 9.3637e-05 | 0 | 0 | 0 | 0
9 | 28 | 3 | 0 | 0 | 0 | 0 | 8.9785e-05 | 0 | 0 | 0 | 0
9 | 28 | 4 | 0 | 0 | 0 | 0 | 8.8015e-05 | 0 | 0 | 0 | 0
9 | 28 | 5 | 0 | 0 | 0 | 0 | 8.9201e-05 | 0 | 0 | 0 | 0
9 | 28 | 6 | 0 | 0 | 0 | 0 | 9.498e-05 | 0 | 0 | 0 | 0
9 | 28 | 7 | 0 | 0 | 0 | 0 | 0.00010787 | 0 | 0 | 0 | 0
9 | 28 | 8 | 0 | 0 | 0 | 0 | 0.00011714 | 0 | 0 | 0 | 0
9 | 28 | 9 | 0 | 0 | 0 | 0 | 0.00012286 | 0 | 0 | 0 | 0
9 | 28 | 10 | 0 | 0 | 0 | 0 | 0.00012924 | 0 | 0 | 0 | 0
9 | 28 | 11 | 0 | 0 | 0 | 0 | 0.00013592 | 0 | 0 | 0 | 0
9 | 28 | 12 | 0 | 0 | 0 | 0 | 0.00014146 | 0 | 0 | 0 | 0
9 | 28 | 13 | 0 | 0 | 0 | 0 | 0.00014612 | 0 | 0 | 0 | 0
9 | 28 | 14 | 0 | 0 | 0 | 0 | 0.00015246 | 0 | 0 | 0 | 0
9 | 28 | 15 | 0 | 0 | 0 | 0 | 0.00015645 | 0 | 0 | 0 | 0
9 | 28 | 16 | 0 | 0 | 0 | 0 | 0.00015903 | 0 | 0 | 0 | 0
9 | 28 | 17 | 283.1967 | 303.0055 | 303.0055 | 303.0055 | 0.0001599 | 0 | 0 | 0 | 0
9 | 28 | 18 | 283.1967 | 303.0055 | 303.0055 | 303.0055 | 0.00015713 | 0 | 0 | 0 | 0
9 | 28 | 19 | 283.1967 | 303.0055 | 303.0055 | 303.0055 | 0.00015102 | 0 | 0 | 0 | 0
9 | 28 | 20 | 283.1967 | 303.0055 | 303.0055 | 303.0055 | 0.00015151 | 0 | 0 | 0 | 0
9 | 28 | 21 | 283.1967 | 303.0055 | 303.0055 | 303.0055 | 0.00014828 | 0 | 0 | 0 | 0
9 | 28 | 22 | 283.1967 | 303.0055 | 303.0055 | 303.0055 | 0.00013733 | 0 | 0 | 0 | 0
9 | 28 | 23 | 0 | 0 | 0 | 0 | 0.00012361 | 0 | 0 | 0 | 0
9 | 28 | 24 | 0 | 0 | 0 | 0 | 0.00011037 | 0 | 0 | 0 | 0
9 | 29 | 1 | 0 | 0 | 0 | 0 | 0.00010088 | 0 | 0 | 0 | 0
9 | 29 | 2 | 0 | 0 | 0 | 0 | 9.4322e-05 | 0 | 0 | 0 | 0
9 | 29 | 3 | 0 | 0 | 0 | 0 | 9.0152e-05 | 0 | 0 | 0 | 0
9 | 29 | 4 | 0 | 0 | 0 | 0 | 8.7486e-05 | 0 | 0 | 0 | 0
9 | 29 | 5 | 0 | 0 | 0 | 0 | 8.7024e-05 | 0 | 0 | 0 | 0
9 | 29 | 6 | 0 | 0 | 0 | 0 | 8.8854e-05 | 0 | 0 | 0 | 0
9 | 29 | 7 | 0 | 0 | 0 | 0 | 9.3187e-05 | 0 | 0 | 0 | 0
9 | 29 | 8 | 0 | 0 | 0 | 0 | 9.7101e-05 | 0 | 0 | 0 | 0
9 | 29 | 9 | 0 | 0 | 0 | 0 | 0.00010529 | 0 | 0 | 0 | 0
9 | 29 | 10 | 0 | 0 | 0 | 0 | 0.00011337 | 0 | 0 | 0 | 0
9 | 29 | 11 | 0 | 0 | 0 | 0 | 0.00012104 | 0 | 0 | 0 | 0
9 | 29 | 12 | 0 | 0 | 0 | 0 | 0.0001266 | 0 | 0 | 0 | 0
9 | 29 | 13 | 0 | 0 | 0 | 0 | 0.00013096 | 0 | 0 | 0 | 0
9 | 29 | 14 | 0 | 0 | 0 | 0 | 0.00013539 | 0 | 0 | 0 | 0
9 | 29 | 15 | 0 | 0 | 0 | 0 | 0.00014001 | 0 | 0 | 0 | 0
9 | 29 | 16 | 0 | 0 | 0 | 0 | 0.00014227 | 0 | 0 | 0 | 0
9 | 29 | 17 | 283.1967 | 303.0055 | 303.0055 | 303.0055 | 0.00014396 | 0 | 0 | 0 | 0
9 | 29 | 18 | 283.1967 | 303.0055 | 303.0055 | 303.0055 | 0.0001439 | 0 | 0 | 0 | 0
9 | 29 | 19 | 283.1967 | 303.0055 | 303.0055 | 303.0055 | 0.00014131 | 0 | 0 | 0 | 0
9 | 29 | 20 | 283.1967 | 303.0055 | 303.0055 | 303.0055 | 0.00014383 | 0 | 0 | 0 | 0
9 | 29 | 21 | 283.1967 | 303.0055 | 303.0055 | 303.0055 | 0.00014025 | 0 | 0 | 0 | 0
9 | 29 | 22 | 283.1967 | 303.0055 | 303.0055 | 303.0055 | 0.00013059 | 0 | 0 | 0 | 0
9 | 29 | 23 | 0 | 0 | 0 | 0 | 0.00011779 | 0 | 0 | 0 | 0
9 | 29 | 24 | 0 | 0 | 0 | 0 | 0.00010645 | 0 | 0 | 0 | 0
9 | 30 | 1 | 0 | 0 | 0 | 0 | 9.8047e-05 | 0 | 0 | 0 | 0
9 | 30 | 2 | 0 | 0 | 0 | 0 | 9.1886e-05 | 0 | 0 | 0 | 0
9 | 30 | 3 | 0 | 0 | 0 | 0 | 8.797e-05 | 0 | 0 | 0 | 0
9 | 30 | 4 | 0 | 0 | 0 | 0 | 8.5519e-05 | 0 | 0 | 0 | 0
9 | 30 | 5 | 0 | 0 | 0 | 0 | 8.449e-05 | 0 | 0 | 0 | 0
9 | 30 | 6 | 0 | 0 | 0 | 0 | 8.5632e-05 | 0 | 0 | 0 | 0
9 | 30 | 7 | 0 | 0 | 0 | 0 | 8.8343e-05 | 0 | 0 | 0 | 0
9 | 30 | 8 | 0 | 0 | 0 | 0 | 9.1068e-05 | 0 | 0 | 0 | 0
9 | 30 | 9 | 0 | 0 | 0 | 0 | 9.8946e-05 | 0 | 0 | 0 | 0
9 | 30 | 10 | 0 | 0 | 0 | 0 | 0.00010733 | 0 | 0 | 0 | 0
9 | 30 | 11 | 0 | 0 | 0 | 0 | 0.00011427 | 0 | 0 | 0 | 0
9 | 30 | 12 | 0 | 0 | 0 | 0 | 0.00011964 | 0 | 0 | 0 | 0
9 | 30 | 13 | 0 | 0 | 0 | 0 | 0.00012385 | 0 | 0 | 0 | 0
9 | 30 | 14 | 0 | 0 | 0 | 0 | 0.00012803 | 0 | 0 | 0 | 0
9 | 30 | 15 | 0 | 0 | 0 | 0 | 0.00013261 | 0 | 0 | 0 | 0
9 | 30 | 16 | 0 | 0 | 0 | 0 | 0.00013622 | 0 | 0 | 0 | 0
9 | 30 | 17 | 283.1967 | 303.0055 | 303.0055 | 303.0055 | 0.00013913 | 0 | 0 | 0 | 0
9 | 30 | 18 | 283.1967 | 303.0055 | 303.0055 | 303.0055 | 0.00014143 | 0 | 0 | 0 | 0
9 | 30 | 19 | 283.1967 | 303.0055 | 303.0055 | 303.0055 | 0.00014019 | 0 | 0 | 0 | 0
9 | 30 | 20 | 283.1967 | 303.0055 | 303.0055 | 303.0055 | 0.00014431 | 0 | 0 | 0 | 0
9 | 30 | 21 | 283.1967 | 303.0055 | 303.0055 | 303.0055 | 0.00014302 | 0 | 0 | 0 | 0
9 | 30 | 22 | 283.1967 | 303.0055 | 303.0055 | 303.0055 | 0.00013228 | 0 | 0 | 0 | 0
9 | 30 | 23 | 0 | 0 | 0 | 0 | 0.00011762 | 0 | 0 | 0 | 0
9 | 30 | 24 | 0 | 0 | 0 | 0 | 0.00010401 | 0 | 0 | 0 | 0
10 | 1 | 1 | 0 | 0 | 0 | 0 | 8.7048e-05 | 0 | 0 | 0 | 0
10 | 1 | 2 | 0 | 0 | 0 | 0 | 8.2721e-05 | 0 | 0 | 0 | 0
10 | 1 | 3 | 0 | 0 | 0 | 0 | 8.0626e-05 | 0 | 0 | 0 | 0
10 | 1 | 4 | 0 | 0 | 0 | 0 | 8.0193e-05 | 0 | 0 | 0 | 0
10 | 1 | 5 | 0 | 0 | 0 | 0 | 8.2417e-05 | 0 | 0 | 0 | 0
10 | 1 | 6 | 0 | 0 | 0 | 0 | 8.996e-05 | 0 | 0 | 0 | 0
10 | 1 | 7 | 0 | 0 | 0 | 0 | 0.000104 | 0 | 0 | 0 | 0
10 | 1 | 8 | 0 | 0 | 0 | 0 | 0.00011471 | 0 | 0 | 0 | 0
10 | 1 | 9 | 0 | 0 | 0 | 0 | 0.00011782 | 0 | 0 | 0 | 0
10 | 1 | 10 | 0 | 0 | 0 | 0 | 0.00012364 | 0 | 0 | 0 | 0
10 | 1 | 11 | 0 | 0 | 0 | 0 | 0.00012816 | 0 | 0 | 0 | 0
10 | 1 | 12 | 0 | 0 | 0 | 0 | 0.00013044 | 0 | 0 | 0 | 0
10 | 1 | 13 | 0 | 0 | 0 | 0 | 0.00013119 | 0 | 0 | 0 | 0
10 | 1 | 14 | 0 | 0 | 0 | 0 | 0.00013316 | 0 | 0 | 0 | 0
10 | 1 | 15 | 0 | 0 | 0 | 0 | 0.00013351 | 0 | 0 | 0 | 0
10 | 1 | 16 | 0 | 0 | 0 | 0 | 0.00013311 | 0 | 0 | 0 | 0
10 | 1 | 17 | 283.1967 | 303.0055 | 303.0055 | 303.0055 | 0.00013231 | 0 | 0 | 0 | 0
10 | 1 | 18 | 283.1967 | 303.0055 | 303.0055 | 303.0055 | 0.00013251 | 0 | 0 | 0 | 0
10 | 1 | 19 | 283.1967 | 303.0055 | 303.0055 | 303.0055 | 0.00013573 | 0 | 0 | 0 | 0
10 | 1 | 20 | 283.1967 | 303.0055 | 303.0055 | 303.0055 | 0.00013839 | 0 | 0 | 0 | 0
10 | 1 | 21 | 283.1967 | 303.0055 | 303.0055 | 303.0055 | 0.00013299 | 0 | 0 | 0 | 0
10 | 1 | 22 | 283.1967 | 303.0055 | 303.0055 | 303.0055 | 0.00012224 | 0 | 0 | 0 | 0
10 | 1 | 23 | 0 | 0 | 0 | 0 | 0.00010922 | 0 | 0 | 0 | 0
10 | 1 | 24 | 0 | 0 | 0 | 0 | 9.7037e-05 | 0 | 0 | 0 | 0
10 | 2 | 1 | 0 | 0 | 0 | 0 | 8.9157e-05 | 0 | 0 | 0 | 0
10 | 2 | 2 | 0 | 0 | 0 | 0 | 8.5017e-05 | 0 | 0 | 0 | 0
10 | 2 | 3 | 0 | 0 | 0 | 0 | 8.2526e-05 | 0 | 0 | 0 | 0
10 | 2 | 4 | 0 | 0 | 0 | 0 | 8.1764e-05 | 0 | 0 | 0 | 0
10 | 2 | 5 | 0 | 0 | 0 | 0 | 8.351e-05 | 0 | 0 | 0 | 0
10 | 2 | 6 | 0 | 0 | 0 | 0 | 9.0449e-05 | 0 | 0 | 0 | 0
10 | 2 | 7 | 0 | 0 | 0 | 0 | 0.00010439 | 0 | 0 | 0 | 0
10 | 2 | 8 | 0 | 0 | 0 | 0 | 0.00011574 | 0 | 0 | 0 | 0
10 | 2 | 9 | 0 | 0 | 0 | 0 | 0.00011783 | 0 | 0 | 0 | 0
10 | 2 | 10 | 0 | 0 | 0 | 0 | 0.00012197 | 0 | 0 | 0 | 0
10 | 2 | 11 | 0 | 0 | 0 | 0 | 0.00012611 | 0 | 0 | 0 | 0
10 | 2 | 12 | 0 | 0 | 0 | 0 | 0.0001284 | 0 | 0 | 0 | 0
10 | 2 | 13 | 0 | 0 | 0 | 0 | 0.00012947 | 0 | 0 | 0 | 0
10 | 2 | 14 | 0 | 0 | 0 | 0 | 0.00013078 | 0 | 0 | 0 | 0
10 | 2 | 15 | 0 | 0 | 0 | 0 | 0.00013125 | 0 | 0 | 0 | 0
10 | 2 | 16 | 0 | 0 | 0 | 0 | 0.0001309 | 0 | 0 | 0 | 0
10 | 2 | 17 | 283.1967 | 303.0055 | 303.0055 | 303.0055 | 0.00012918 | 0 | 0 | 0 | 0
10 | 2 | 18 | 283.1967 | 303.0055 | 303.0055 | 303.0055 | 0.00012932 | 0 | 0 | 0 | 0
10 | 2 | 19 | 283.1967 | 303.0055 | 303.0055 | 303.0055 | 0.00013336 | 0 | 0 | 0 | 0
10 | 2 | 20 | 283.1967 | 303.0055 | 303.0055 | 303.0055 | 0.00013702 | 0 | 0 | 0 | 0
10 | 2 | 21 | 283.1967 | 303.0055 | 303.0055 | 303.0055 | 0.00013211 | 0 | 0 | 0 | 0
10 | 2 | 22 | 283.1967 | 303.0055 | 303.0055 | 303.0055 | 0.00012199 | 0 | 0 | 0 | 0
10 | 2 | 23 | 0 | 0 | 0 | 0 | 0.00010862 | 0 | 0 | 0 | 0
10 | 2 | 24 | 0 | 0 | 0 | 0 | 9.662e-05 | 0 | 0 | 0 | 0
10 | 3 | 1 | 0 | 0 | 0 | 0 | 8.9037e-05 | 0 | 0 | 0 | 0
10 | 3 | 2 | 0 | 0 | 0 | 0 | 8.4732e-05 | 0 | 0 | 0 | 0
10 | 3 | 3 | 0 | 0 | 0 | 0 | 8.2224e-05 | 0 | 0 | 0 | 0
10 | 3 | 4 | 0 | 0 | 0 | 0 | 8.1541e-05 | 0 | 0 | 0 | 0
10 | 3 | 5 | 0 | 0 | 0 | 0 | 8.3116e-05 | 0 | 0 | 0 | 0
10 | 3 | 6 | 0 | 0 | 0 | 0 | 9.0334e-05 | 0 | 0 | 0 | 0
10 | 3 | 7 | 0 | 0 | 0 | 0 | 0.00010457 | 0 | 0 | 0 | 0
10 | 3 | 8 | 0 | 0 | 0 | 0 | 0.00011588 | 0 | 0 | 0 | 0
10 | 3 | 9 | 0 | 0 | 0 | 0 | 0.00011848 | 0 | 0 | 0 | 0
10 | 3 | 10 | 0 | 0 | 0 | 0 | 0.00012221 | 0 | 0 | 0 | 0
10 | 3 | 11 | 0 | 0 | 0 | 0 | 0.0001262 | 0 | 0 | 0 | 0
10 | 3 | 12 | 0 | 0 | 0 | 0 | 0.00012738 | 0 | 0 | 0 | 0
10 | 3 | 13 | 0 | 0 | 0 | 0 | 0.00012794 | 0 | 0 | 0 | 0
10 | 3 | 14 | 0 | 0 | 0 | 0 | 0.00012929 | 0 | 0 | 0 | 0
10 | 3 | 15 | 0 | 0 | 0 | 0 | 0.00013025 | 0 | 0 | 0 | 0
10 | 3 | 16 | 0 | 0 | 0 | 0 | 0.00012962 | 0 | 0 | 0 | 0
10 | 3 | 17 | 283.1967 | 303.0055 | 303.0055 | 303.0055 | 0.00012882 | 0 | 0 | 0 | 0
10 | 3 | 18 | 283.1967 | 303.0055 | 303.0055 | 303.0055 | 0.00012803 | 0 | 0 | 0 | 0
10 | 3 | 19 | 283.1967 | 303.0055 | 303.0055 | 303.0055 | 0.00013216 | 0 | 0 | 0 | 0
10 | 3 | 20 | 283.1967 | 303.0055 | 303.0055 | 303.0055 | 0.00013492 | 0 | 0 | 0 | 0
10 | 3 | 21 | 283.1967 | 303.0055 | 303.0055 | 303.0055 | 0.00013024 | 0 | 0 | 0 | 0
10 | 3 | 22 | 283.1967 | 303.0055 | 303.0055 | 303.0055 | 0.00012095 | 0 | 0 | 0 | 0
10 | 3 | 23 | 0 | 0 | 0 | 0 | 0.00010807 | 0 | 0 | 0 | 0
10 | 3 | 24 | 0 | 0 | 0 | 0 | 9.6259e-05 | 0 | 0 | 0 | 0
10 | 4 | 1 | 0 | 0 | 0 | 0 | 8.8774e-05 | 0 | 0 | 0 | 0
10 | 4 | 2 | 0 | 0 | 0 | 0 | 8.4409e-05 | 0 | 0 | 0 | 0
10 | 4 | 3 | 0 | 0 | 0 | 0 | 8.2221e-05 | 0 | 0 | 0 | 0
10 | 4 | 4 | 0 | 0 | 0 | 0 | 8.1582e-05 | 0 | 0 | 0 | 0
10 | 4 | 5 | 0 | 0 | 0 | 0 | 8.332e-05 | 0 | 0 | 0 | 0
10 | 4 | 6 | 0 | 0 | 0 | 0 | 9.1016e-05 | 0 | 0 | 0 | 0
10 | 4 | 7 | 0 | 0 | 0 | 0 | 0.00010542 | 0 | 0 | 0 | 0
10 | 4 | 8 | 0 | 0 | 0 | 0 | 0.0001167 | 0 | 0 | 0 | 0
10 | 4 | 9 | 0 | 0 | 0 | 0 | 0.00011915 | 0 | 0 | 0 | 0
10 | 4 | 10 | 0 | 0 | 0 | 0 | 0.00012319 | 0 | 0 | 0 | 0
10 | 4 | 11 | 0 | 0 | 0 | 0 | 0.00012711 | 0 | 0 | 0 | 0
10 | 4 | 12 | 0 | 0 | 0 | 0 | 0.00012899 | 0 | 0 | 0 | 0
10 | 4 | 13 | 0 | 0 | 0 | 0 | 0.00012941 | 0 | 0 | 0 | 0
10 | 4 | 14 | 0 | 0 | 0 | 0 | 0.00013016 | 0 | 0 | 0 | 0
10 | 4 | 15 | 0 | 0 | 0 | 0 | 0.00013011 | 0 | 0 | 0 | 0
10 | 4 | 16 | 0 | 0 | 0 | 0 | 0.00012905 | 0 | 0 | 0 | 0
10 | 4 | 17 | 283.1967 | 303.0055 | 303.0055 | 303.0055 | 0.0001278 | 0 | 0 | 0 | 0
10 | 4 | 18 | 283.1967 | 303.0055 | 303.0055 | 303.0055 | 0.00012728 | 0 | 0 | 0 | 0
10 | 4 | 19 | 283.1967 | 303.0055 | 303.0055 | 303.0055 | 0.00013191 | 0 | 0 | 0 | 0
10 | 4 | 20 | 283.1967 | 303.0055 | 303.0055 | 303.0055 | 0.00013492 | 0 | 0 | 0 | 0
10 | 4 | 21 | 283.1967 | 303.0055 | 303.0055 | 303.0055 | 0.0001304 | 0 | 0 | 0 | 0
10 | 4 | 22 | 283.1967 | 303.0055 | 303.0055 | 303.0055 | 0.00012138 | 0 | 0 | 0 | 0
10 | 4 | 23 | 0 | 0 | 0 | 0 | 0.00010909 | 0 | 0 | 0 | 0
10 | 4 | 24 | 0 | 0 | 0 | 0 | 9.7089e-05 | 0 | 0 | 0 | 0
10 | 5 | 1 | 0 | 0 | 0 | 0 | 8.9818e-05 | 0 | 0 | 0 | 0
10 | 5 | 2 | 0 | 0 | 0 | 0 | 8.5674e-05 | 0 | 0 | 0 | 0
10 | 5 | 3 | 0 | 0 | 0 | 0 | 8.3039e-05 | 0 | 0 | 0 | 0
10 | 5 | 4 | 0 | 0 | 0 | 0 | 8.2352e-05 | 0 | 0 | 0 | 0
10 | 5 | 5 | 0 | 0 | 0 | 0 | 8.4297e-05 | 0 | 0 | 0 | 0
10 | 5 | 6 | 0 | 0 | 0 | 0 | 9.1247e-05 | 0 | 0 | 0 | 0
10 | 5 | 7 | 0 | 0 | 0 | 0 | 0.00010516 | 0 | 0 | 0 | 0
10 | 5 | 8 | 0 | 0 | 0 | 0 | 0.00011651 | 0 | 0 | 0 | 0
10 | 5 | 9 | 0 | 0 | 0 | 0 | 0.00011938 | 0 | 0 | 0 | 0
10 | 5 | 10 | 0 | 0 | 0 | 0 | 0.00012408 | 0 | 0 | 0 | 0
10 | 5 | 11 | 0 | 0 | 0 | 0 | 0.00012735 | 0 | 0 | 0 | 0
10 | 5 | 12 | 0 | 0 | 0 | 0 | 0.00012871 | 0 | 0 | 0 | 0
10 | 5 | 13 | 0 | 0 | 0 | 0 | 0.00012919 | 0 | 0 | 0 | 0
10 | 5 | 14 | 0 | 0 | 0 | 0 | 0.00012975 | 0 | 0 | 0 | 0
10 | 5 | 15 | 0 | 0 | 0 | 0 | 0.00012925 | 0 | 0 | 0 | 0
10 | 5 | 16 | 0 | 0 | 0 | 0 | 0.00012794 | 0 | 0 | 0 | 0
10 | 5 | 17 | 283.1967 | 303.0055 | 303.0055 | 303.0055 | 0.00012715 | 0 | 0 | 0 | 0
10 | 5 | 18 | 283.1967 | 303.0055 | 303.0055 | 303.0055 | 0.00012627 | 0 | 0 | 0 | 0
10 | 5 | 19 | 283.1967 | 303.0055 | 303.0055 | 303.0055 | 0.00012826 | 0 | 0 | 0 | 0
10 | 5 | 20 | 283.1967 | 303.0055 | 303.0055 | 303.0055 | 0.00013051 | 0 | 0 | 0 | 0
10 | 5 | 21 | 283.1967 | 303.0055 | 303.0055 | 303.0055 | 0.00012637 | 0 | 0 | 0 | 0
10 | 5 | 22 | 283.1967 | 303.0055 | 303.0055 | 303.0055 | 0.0001188 | 0 | 0 | 0 | 0
10 | 5 | 23 | 0 | 0 | 0 | 0 | 0.00010877 | 0 | 0 | 0 | 0
10 | 5 | 24 | 0 | 0 | 0 | 0 | 9.83e-05 | 0 | 0 | 0 | 0
10 | 6 | 1 | 0 | 0 | 0 | 0 | 9.0451e-05 | 0 | 0 | 0 | 0
10 | 6 | 2 | 0 | 0 | 0 | 0 | 8.5719e-05 | 0 | 0 | 0 | 0
10 | 6 | 3 | 0 | 0 | 0 | 0 | 8.2711e-05 | 0 | 0 | 0 | 0
10 | 6 | 4 | 0 | 0 | 0 | 0 | 8.1247e-05 | 0 | 0 | 0 | 0
10 | 6 | 5 | 0 | 0 | 0 | 0 | 8.1384e-05 | 0 | 0 | 0 | 0
10 | 6 | 6 | 0 | 0 | 0 | 0 | 8.4531e-05 | 0 | 0 | 0 | 0
10 | 6 | 7 | 0 | 0 | 0 | 0 | 8.9777e-05 | 0 | 0 | 0 | 0
10 | 6 | 8 | 0 | 0 | 0 | 0 | 9.5101e-05 | 0 | 0 | 0 | 0
10 | 6 | 9 | 0 | 0 | 0 | 0 | 0.00010169 | 0 | 0 | 0 | 0
10 | 6 | 10 | 0 | 0 | 0 | 0 | 0.00010805 | 0 | 0 | 0 | 0
10 | 6 | 11 | 0 | 0 | 0 | 0 | 0.00011237 | 0 | 0 | 0 | 0
10 | 6 | 12 | 0 | 0 | 0 | 0 | 0.00011359 | 0 | 0 | 0 | 0
10 | 6 | 13 | 0 | 0 | 0 | 0 | 0.00011378 | 0 | 0 | 0 | 0
10 | 6 | 14 | 0 | 0 | 0 | 0 | 0.00011417 | 0 | 0 | 0 | 0
10 | 6 | 15 | 0 | 0 | 0 | 0 | 0.00011379 | 0 | 0 | 0 | 0
10 | 6 | 16 | 0 | 0 | 0 | 0 | 0.00011434 | 0 | 0 | 0 | 0
10 | 6 | 17 | 283.1967 | 303.0055 | 303.0055 | 303.0055 | 0.00011491 | 0 | 0 | 0 | 0
10 | 6 | 18 | 283.1967 | 303.0055 | 303.0055 | 303.0055 | 0.00011681 | 0 | 0 | 0 | 0
10 | 6 | 19 | 283.1967 | 303.0055 | 303.0055 | 303.0055 | 0.00012237 | 0 | 0 | 0 | 0
10 | 6 | 20 | 283.1967 | 303.0055 | 303.0055 | 303.0055 | 0.00012551 | 0 | 0 | 0 | 0
10 | 6 | 21 | 283.1967 | 303.0055 | 303.0055 | 303.0055 | 0.00012182 | 0 | 0 | 0 | 0
10 | 6 | 22 | 283.1967 | 303.0055 | 303.0055 | 303.0055 | 0.00011497 | 0 | 0 | 0 | 0
10 | 6 | 23 | 0 | 0 | 0 | 0 | 0.0001059 | 0 | 0 | 0 | 0
10 | 6 | 24 | 0 | 0 | 0 | 0 | 9.5869e-05 | 0 | 0 | 0 | 0
10 | 7 | 1 | 0 | 0 | 0 | 0 | 8.8706e-05 | 0 | 0 | 0 | 0
10 | 7 | 2 | 0 | 0 | 0 | 0 | 8.3675e-05 | 0 | 0 | 0 | 0
10 | 7 | 3 | 0 | 0 | 0 | 0 | 8.1308e-05 | 0 | 0 | 0 | 0
10 | 7 | 4 | 0 | 0 | 0 | 0 | 7.9739e-05 | 0 | 0 | 0 | 0
10 | 7 | 5 | 0 | 0 | 0 | 0 | 7.9767e-05 | 0 | 0 | 0 | 0
10 | 7 | 6 | 0 | 0 | 0 | 0 | 8.1877e-05 | 0 | 0 | 0 | 0
10 | 7 | 7 | 0 | 0 | 0 | 0 | 8.5556e-05 | 0 | 0 | 0 | 0
10 | 7 | 8 | 0 | 0 | 0 | 0 | 8.9807e-05 | 0 | 0 | 0 | 0
10 | 7 | 9 | 0 | 0 | 0 | 0 | 9.6254e-05 | 0 | 0 | 0 | 0
10 | 7 | 10 | 0 | 0 | 0 | 0 | 0.00010305 | 0 | 0 | 0 | 0
10 | 7 | 11 | 0 | 0 | 0 | 0 | 0.00010719 | 0 | 0 | 0 | 0
10 | 7 | 12 | 0 | 0 | 0 | 0 | 0.00010899 | 0 | 0 | 0 | 0
10 | 7 | 13 | 0 | 0 | 0 | 0 | 0.00011033 | 0 | 0 | 0 | 0
10 | 7 | 14 | 0 | 0 | 0 | 0 | 0.00011113 | 0 | 0 | 0 | 0
10 | 7 | 15 | 0 | 0 | 0 | 0 | 0.00011102 | 0 | 0 | 0 | 0
10 | 7 | 16 | 0 | 0 | 0 | 0 | 0.00011211 | 0 | 0 | 0 | 0
10 | 7 | 17 | 283.1967 | 303.0055 | 303.0055 | 303.0055 | 0.00011493 | 0 | 0 | 0 | 0
10 | 7 | 18 | 283.1967 | 303.0055 | 303.0055 | 303.0055 | 0.00012025 | 0 | 0 | 0 | 0
10 | 7 | 19 | 283.1967 | 303.0055 | 303.0055 | 303.0055 | 0.00012624 | 0 | 0 | 0 | 0
10 | 7 | 20 | 283.1967 | 303.0055 | 303.0055 | 303.0055 | 0.00012882 | 0 | 0 | 0 | 0
10 | 7 | 21 | 283.1967 | 303.0055 | 303.0055 | 303.0055 | 0.00012457 | 0 | 0 | 0 | 0
10 | 7 | 22 | 283.1967 | 303.0055 | 303.0055 | 303.0055 | 0.0001159 | 0 | 0 | 0 | 0
10 | 7 | 23 | 0 | 0 | 0 | 0 | 0.0001045 | 0 | 0 | 0 | 0
10 | 7 | 24 | 0 | 0 | 0 | 0 | 9.3645e-05 | 0 | 0 | 0 | 0
10 | 8 | 1 | 0 | 0 | 0 | 0 | 8.7048e-05 | 0 | 0 | 0 | 0
10 | 8 | 2 | 0 | 0 | 0 | 0 | 8.2721e-05 | 0 | 0 | 0 | 0
10 | 8 | 3 | 0 | 0 | 0 | 0 | 8.0626e-05 | 0 | 0 | 0 | 0
10 | 8 | 4 | 0 | 0 | 0 | 0 | 8.0193e-05 | 0 | 0 | 0 | 0
10 | 8 | 5 | 0 | 0 | 0 | 0 | 8.2417e-05 | 0 | 0 | 0 | 0
10 | 8 | 6 | 0 | 0 | 0 | 0 | 8.996e-05 | 0 | 0 | 0 | 0
10 | 8 | 7 | 0 | 0 | 0 | 0 | 0.000104 | 0 | 0 | 0 | 0
10 | 8 | 8 | 0 | 0 | 0 | 0 | 0.00011471 | 0 | 0 | 0 | 0
10 | 8 | 9 | 0 | 0 | 0 | 0 | 0.00011782 | 0 | 0 | 0 | 0
10 | 8 | 10 | 0 | 0 | 0 | 0 | 0.00012364 | 0 | 0 | 0 | 0
10 | 8 | 11 | 0 | 0 | 0 | 0 | 0.00012816 | 0 | 0 | 0 | 0
10 | 8 | 12 | 0 | 0 | 0 | 0 | 0.00013044 | 0 | 0 | 0 | 0
10 | 8 | 13 | 0 | 0 | 0 | 0 | 0.00013119 | 0 | 0 | 0 | 0
10 | 8 | 14 | 0 | 0 | 0 | 0 | 0.00013316 | 0 | 0 | 0 | 0
10 | 8 | 15 | 0 | 0 | 0 | 0 | 0.00013351 | 0 | 0 | 0 | 0
10 | 8 | 16 | 0 | 0 | 0 | 0 | 0.00013311 | 0 | 0 | 0 | 0
10 | 8 | 17 | 283.1967 | 303.0055 | 303.0055 | 303.0055 | 0.00013231 | 0 | 0 | 0 | 0
10 | 8 | 18 | 283.1967 | 303.0055 | 303.0055 | 303.0055 | 0.00013251 | 0 | 0 | 0 | 0
10 | 8 | 19 | 283.1967 | 303.0055 | 303.0055 | 303.0055 | 0.00013573 | 0 | 0 | 0 | 0
10 | 8 | 20 | 283.1967 | 303.0055 | 303.0055 | 303.0055 | 0.00013839 | 0 | 0 | 0 | 0
10 | 8 | 21 | 283.1967 | 303.0055 | 303.0055 | 303.0055 | 0.00013299 | 0 | 0 | 0 | 0
10 | 8 | 22 | 283.1967 | 303.0055 | 303.0055 | 303.0055 | 0.00012224 | 0 | 0 | 0 | 0
10 | 8 | 23 | 0 | 0 | 0 | 0 | 0.00010922 | 0 | 0 | 0 | 0
10 | 8 | 24 | 0 | 0 | 0 | 0 | 9.7037e-05 | 0 | 0 | 0 | 0
10 | 9 | 1 | 0 | 0 | 0 | 0 | 8.9157e-05 | 0 | 0 | 0 | 0
10 | 9 | 2 | 0 | 0 | 0 | 0 | 8.5017e-05 | 0 | 0 | 0 | 0
10 | 9 | 3 | 0 | 0 | 0 | 0 | 8.2526e-05 | 0 | 0 | 0 | 0
10 | 9 | 4 | 0 | 0 | 0 | 0 | 8.1764e-05 | 0 | 0 | 0 | 0
10 | 9 | 5 | 0 | 0 | 0 | 0 | 8.351e-05 | 0 | 0 | 0 | 0
10 | 9 | 6 | 0 | 0 | 0 | 0 | 9.0449e-05 | 0 | 0 | 0 | 0
10 | 9 | 7 | 0 | 0 | 0 | 0 | 0.00010439 | 0 | 0 | 0 | 0
10 | 9 | 8 | 0 | 0 | 0 | 0 | 0.00011574 | 0 | 0 | 0 | 0
10 | 9 | 9 | 0 | 0 | 0 | 0 | 0.00011783 | 0 | 0 | 0 | 0
10 | 9 | 10 | 0 | 0 | 0 | 0 | 0.00012197 | 0 | 0 | 0 | 0
10 | 9 | 11 | 0 | 0 | 0 | 0 | 0.00012611 | 0 | 0 | 0 | 0
10 | 9 | 12 | 0 | 0 | 0 | 0 | 0.0001284 | 0 | 0 | 0 | 0
10 | 9 | 13 | 0 | 0 | 0 | 0 | 0.00012947 | 0 | 0 | 0 | 0
10 | 9 | 14 | 0 | 0 | 0 | 0 | 0.00013078 | 0 | 0 | 0 | 0
10 | 9 | 15 | 0 | 0 | 0 | 0 | 0.00013125 | 0 | 0 | 0 | 0
10 | 9 | 16 | 0 | 0 | 0 | 0 | 0.0001309 | 0 | 0 | 0 | 0
10 | 9 | 17 | 283.1967 | 303.0055 | 303.0055 | 303.0055 | 0.00012918 | 0 | 0 | 0 | 0
10 | 9 | 18 | 283.1967 | 303.0055 | 303.0055 | 303.0055 | 0.00012932 | 0 | 0 | 0 | 0
10 | 9 | 19 | 283.1967 | 303.0055 | 303.0055 | 303.0055 | 0.00013336 | 0 | 0 | 0 | 0
10 | 9 | 20 | 283.1967 | 303.0055 | 303.0055 | 303.0055 | 0.00013702 | 0 | 0 | 0 | 0
10 | 9 | 21 | 283.1967 | 303.0055 | 303.0055 | 303.0055 | 0.00013211 | 0 | 0 | 0 | 0
10 | 9 | 22 | 283.1967 | 303.0055 | 303.0055 | 303.0055 | 0.00012199 | 0 | 0 | 0 | 0
10 | 9 | 23 | 0 | 0 | 0 | 0 | 0.00010862 | 0 | 0 | 0 | 0
10 | 9 | 24 | 0 | 0 | 0 | 0 | 9.662e-05 | 0 | 0 | 0 | 0
10 | 10 | 1 | 0 | 0 | 0 | 0 | 8.9037e-05 | 0 | 0 | 0 | 0
10 | 10 | 2 | 0 | 0 | 0 | 0 | 8.4732e-05 | 0 | 0 | 0 | 0
10 | 10 | 3 | 0 | 0 | 0 | 0 | 8.2224e-05 | 0 | 0 | 0 | 0
10 | 10 | 4 | 0 | 0 | 0 | 0 | 8.1541e-05 | 0 | 0 | 0 | 0
10 | 10 | 5 | 0 | 0 | 0 | 0 | 8.3116e-05 | 0 | 0 | 0 | 0
10 | 10 | 6 | 0 | 0 | 0 | 0 | 9.0334e-05 | 0 | 0 | 0 | 0
10 | 10 | 7 | 0 | 0 | 0 | 0 | 0.00010457 | 0 | 0 | 0 | 0
10 | 10 | 8 | 0 | 0 | 0 | 0 | 0.00011588 | 0 | 0 | 0 | 0
10 | 10 | 9 | 0 | 0 | 0 | 0 | 0.00011848 | 0 | 0 | 0 | 0
10 | 10 | 10 | 0 | 0 | 0 | 0 | 0.00012221 | 0 | 0 | 0 | 0
10 | 10 | 11 | 0 | 0 | 0 | 0 | 0.0001262 | 0 | 0 | 0 | 0
10 | 10 | 12 | 0 | 0 | 0 | 0 | 0.00012738 | 0 | 0 | 0 | 0
10 | 10 | 13 | 0 | 0 | 0 | 0 | 0.00012794 | 0 | 0 | 0 | 0
10 | 10 | 14 | 0 | 0 | 0 | 0 | 0.00012929 | 0 | 0 | 0 | 0
10 | 10 | 15 | 0 | 0 | 0 | 0 | 0.00013025 | 0 | 0 | 0 | 0
10 | 10 | 16 | 0 | 0 | 0 | 0 | 0.00012962 | 0 | 0 | 0 | 0
10 | 10 | 17 | 283.1967 | 303.0055 | 303.0055 | 303.0055 | 0.00012882 | 0 | 0 | 0 | 0
10 | 10 | 18 | 283.1967 | 303.0055 | 303.0055 | 303.0055 | 0.00012803 | 0 | 0 | 0 | 0
10 | 10 | 19 | 283.1967 | 303.0055 | 303.0055 | 303.0055 | 0.00013216 | 0 | 0 | 0 | 0
10 | 10 | 20 | 283.1967 | 303.0055 | 303.0055 | 303.0055 | 0.00013492 | 0 | 0 | 0 | 0
10 | 10 | 21 | 283.1967 | 303.0055 | 303.0055 | 303.0055 | 0.00013024 | 0 | 0 | 0 | 0
10 | 10 | 22 | 283.1967 | 303.0055 | 303.0055 | 303.0055 | 0.00012095 | 0 | 0 | 0 | 0
10 | 10 | 23 | 0 | 0 | 0 | 0 | 0.00010807 | 0 | 0 | 0 | 0
10 | 10 | 24 | 0 | 0 | 0 | 0 | 9.6259e-05 | 0 | 0 | 0 | 0
10 | 11 | 1 | 0 | 0 | 0 | 0 | 8.8774e-05 | 0 | 0 | 0 | 0
10 | 11 | 2 | 0 | 0 | 0 | 0 | 8.4409e-05 | 0 | 0 | 0 | 0
10 | 11 | 3 | 0 | 0 | 0 | 0 | 8.2221e-05 | 0 | 0 | 0 | 0
10 | 11 | 4 | 0 | 0 | 0 | 0 | 8.1582e-05 | 0 | 0 | 0 | 0
10 | 11 | 5 | 0 | 0 | 0 | 0 | 8.332e-05 | 0 | 0 | 0 | 0
10 | 11 | 6 | 0 | 0 | 0 | 0 | 9.1016e-05 | 0 | 0 | 0 | 0
10 | 11 | 7 | 0 | 0 | 0 | 0 | 0.00010542 | 0 | 0 | 0 | 0
10 | 11 | 8 | 0 | 0 | 0 | 0 | 0.0001167 | 0 | 0 | 0 | 0
10 | 11 | 9 | 0 | 0 | 0 | 0 | 0.00011915 | 0 | 0 | 0 | 0
10 | 11 | 10 | 0 | 0 | 0 | 0 | 0.00012319 | 0 | 0 | 0 | 0
10 | 11 | 11 | 0 | 0 | 0 | 0 | 0.00012711 | 0 | 0 | 0 | 0
10 | 11 | 12 | 0 | 0 | 0 | 0 | 0.00012899 | 0 | 0 | 0 | 0
10 | 11 | 13 | 0 | 0 | 0 | 0 | 0.00012941 | 0 | 0 | 0 | 0
10 | 11 | 14 | 0 | 0 | 0 | 0 | 0.00013016 | 0 | 0 | 0 | 0
10 | 11 | 15 | 0 | 0 | 0 | 0 | 0.00013011 | 0 | 0 | 0 | 0
10 | 11 | 16 | 0 | 0 | 0 | 0 | 0.00012905 | 0 | 0 | 0 | 0
10 | 11 | 17 | 283.1967 | 303.0055 | 303.0055 | 303.0055 | 0.0001278 | 0 | 0 | 0 | 0
10 | 11 | 18 | 283.1967 | 303.0055 | 303.0055 | 303.0055 | 0.00012728 | 0 | 0 | 0 | 0
10 | 11 | 19 | 283.1967 | 303.0055 | 303.0055 | 303.0055 | 0.00013191 | 0 | 0 | 0 | 0
10 | 11 | 20 | 283.1967 | 303.0055 | 303.0055 | 303.0055 | 0.00013492 | 0 | 0 | 0 | 0
10 | 11 | 21 | 283.1967 | 303.0055 | 303.0055 | 303.0055 | 0.0001304 | 0 | 0 | 0 | 0
10 | 11 | 22 | 283.1967 | 303.0055 | 303.0055 | 303.0055 | 0.00012138 | 0 | 0 | 0 | 0
10 | 11 | 23 | 0 | 0 | 0 | 0 | 0.00010909 | 0 | 0 | 0 | 0
10 | 11 | 24 | 0 | 0 | 0 | 0 | 9.7089e-05 | 0 | 0 | 0 | 0
10 | 12 | 1 | 0 | 0 | 0 | 0 | 8.9818e-05 | 0 | 0 | 0 | 0
10 | 12 | 2 | 0 | 0 | 0 | 0 | 8.5674e-05 | 0 | 0 | 0 | 0
10 | 12 | 3 | 0 | 0 | 0 | 0 | 8.3039e-05 | 0 | 0 | 0 | 0
10 | 12 | 4 | 0 | 0 | 0 | 0 | 8.2352e-05 | 0 | 0 | 0 | 0
10 | 12 | 5 | 0 | 0 | 0 | 0 | 8.4297e-05 | 0 | 0 | 0 | 0
10 | 12 | 6 | 0 | 0 | 0 | 0 | 9.1247e-05 | 0 | 0 | 0 | 0
10 | 12 | 7 | 0 | 0 | 0 | 0 | 0.00010516 | 0 | 0 | 0 | 0
10 | 12 | 8 | 0 | 0 | 0 | 0 | 0.00011651 | 0 | 0 | 0 | 0
10 | 12 | 9 | 0 | 0 | 0 | 0 | 0.00011938 | 0 | 0 | 0 | 0
10 | 12 | 10 | 0 | 0 | 0 | 0 | 0.00012408 | 0 | 0 | 0 | 0
10 | 12 | 11 | 0 | 0 | 0 | 0 | 0.00012735 | 0 | 0 | 0 | 0
10 | 12 | 12 | 0 | 0 | 0 | 0 | 0.00012871 | 0 | 0 | 0 | 0
10 | 12 | 13 | 0 | 0 | 0 | 0 | 0.00012919 | 0 | 0 | 0 | 0
10 | 12 | 14 | 0 | 0 | 0 | 0 | 0.00012975 | 0 | 0 | 0 | 0
10 | 12 | 15 | 0 | 0 | 0 | 0 | 0.00012925 | 0 | 0 | 0 | 0
10 | 12 | 16 | 0 | 0 | 0 | 0 | 0.00012794 | 0 | 0 | 0 | 0
10 | 12 | 17 | 283.1967 | 303.0055 | 303.0055 | 303.0055 | 0.00012715 | 0 | 0 | 0 | 0
10 | 12 | 18 | 283.1967 | 303.0055 | 303.0055 | 303.0055 | 0.00012627 | 0 | 0 | 0 | 0
10 | 12 | 19 | 283.1967 | 303.0055 | 303.0055 | 303.0055 | 0.00012826 | 0 | 0 | 0 | 0
10 | 12 | 20 | 283.1967 | 303.0055 | 303.0055 | 303.0055 | 0.00013051 | 0 | 0 | 0 | 0
10 | 12 | 21 | 283.1967 | 303.0055 | 303.0055 | 303.0055 | 0.00012637 | 0 | 0 | 0 | 0
10 | 12 | 22 | 283.1967 | 303.0055 | 303.0055 | 303.0055 | 0.0001188 | 0 | 0 | 0 | 0
10 | 12 | 23 | 0 | 0 | 0 | 0 | 0.00010877 | 0 | 0 | 0 | 0
10 | 12 | 24 | 0 | 0 | 0 | 0 | 9.83e-05 | 0 | 0 | 0 | 0
10 | 13 | 1 | 0 | 0 | 0 | 0 | 9.0451e-05 | 0 | 0 | 0 | 0
10 | 13 | 2 | 0 | 0 | 0 | 0 | 8.5719e-05 | 0 | 0 | 0 | 0
10 | 13 | 3 | 0 | 0 | 0 | 0 | 8.2711e-05 | 0 | 0 | 0 | 0
10 | 13 | 4 | 0 | 0 | 0 | 0 | 8.1247e-05 | 0 | 0 | 0 | 0
10 | 13 | 5 | 0 | 0 | 0 | 0 | 8.1384e-05 | 0 | 0 | 0 | 0
10 | 13 | 6 | 0 | 0 | 0 | 0 | 8.4531e-05 | 0 | 0 | 0 | 0
10 | 13 | 7 | 0 | 0 | 0 | 0 | 8.9777e-05 | 0 | 0 | 0 | 0
10 | 13 | 8 | 0 | 0 | 0 | 0 | 9.5101e-05 | 0 | 0 | 0 | 0
10 | 13 | 9 | 0 | 0 | 0 | 0 | 0.00010169 | 0 | 0 | 0 | 0
10 | 13 | 10 | 0 | 0 | 0 | 0 | 0.00010805 | 0 | 0 | 0 | 0
10 | 13 | 11 | 0 | 0 | 0 | 0 | 0.00011237 | 0 | 0 | 0 | 0
10 | 13 | 12 | 0 | 0 | 0 | 0 | 0.00011359 | 0 | 0 | 0 | 0
10 | 13 | 13 | 0 | 0 | 0 | 0 | 0.00011378 | 0 | 0 | 0 | 0
10 | 13 | 14 | 0 | 0 | 0 | 0 | 0.00011417 | 0 | 0 | 0 | 0
10 | 13 | 15 | 0 | 0 | 0 | 0 | 0.00011379 | 0 | 0 | 0 | 0
10 | 13 | 16 | 0 | 0 | 0 | 0 | 0.00011434 | 0 | 0 | 0 | 0
10 | 13 | 17 | 283.1967 | 303.0055 | 303.0055 | 303.0055 | 0.00011491 | 0 | 0 | 0 | 0
10 | 13 | 18 | 283.1967 | 303.0055 | 303.0055 | 303.0055 | 0.00011681 | 0 | 0 | 0 | 0
10 | 13 | 19 | 283.1967 | 303.0055 | 303.0055 | 303.0055 | 0.00012237 | 0 | 0 | 0 | 0
10 | 13 | 20 | 283.1967 | 303.0055 | 303.0055 | 303.0055 | 0.00012551 | 0 | 0 | 0 | 0
10 | 13 | 21 | 283.1967 | 303.0055 | 303.0055 | 303.0055 | 0.00012182 | 0 | 0 | 0 | 0
10 | 13 | 22 | 283.1967 | 303.0055 | 303.0055 | 303.0055 | 0.00011497 | 0 | 0 | 0 | 0
10 | 13 | 23 | 0 | 0 | 0 | 0 | 0.0001059 | 0 | 0 | 0 | 0
10 | 13 | 24 | 0 | 0 | 0 | 0 | 9.5869e-05 | 0 | 0 | 0 | 0
10 | 14 | 1 | 0 | 0 | 0 | 0 | 8.8706e-05 | 0 | 0 | 0 | 0
10 | 14 | 2 | 0 | 0 | 0 | 0 | 8.3675e-05 | 0 | 0 | 0 | 0
10 | 14 | 3 | 0 | 0 | 0 | 0 | 8.1308e-05 | 0 | 0 | 0 | 0
10 | 14 | 4 | 0 | 0 | 0 | 0 | 7.9739e-05 | 0 | 0 | 0 | 0
10 | 14 | 5 | 0 | 0 | 0 | 0 | 7.9767e-05 | 0 | 0 | 0 | 0
10 | 14 | 6 | 0 | 0 | 0 | 0 | 8.1877e-05 | 0 | 0 | 0 | 0
10 | 14 | 7 | 0 | 0 | 0 | 0 | 8.5556e-05 | 0 | 0 | 0 | 0
10 | 14 | 8 | 0 | 0 | 0 | 0 | 8.9807e-05 | 0 | 0 | 0 | 0
10 | 14 | 9 | 0 | 0 | 0 | 0 | 9.6254e-05 | 0 | 0 | 0 | 0
10 | 14 | 10 | 0 | 0 | 0 | 0 | 0.00010305 | 0 | 0 | 0 | 0
10 | 14 | 11 | 0 | 0 | 0 | 0 | 0.00010719 | 0 | 0 | 0 | 0
10 | 14 | 12 | 0 | 0 | 0 | 0 | 0.00010899 | 0 | 0 | 0 | 0
10 | 14 | 13 | 0 | 0 | 0 | 0 | 0.00011033 | 0 | 0 | 0 | 0
10 | 14 | 14 | 0 | 0 | 0 | 0 | 0.00011113 | 0 | 0 | 0 | 0
10 | 14 | 15 | 0 | 0 | 0 | 0 | 0.00011102 | 0 | 0 | 0 | 0
10 | 14 | 16 | 0 | 0 | 0 | 0 | 0.00011211 | 0 | 0 | 0 | 0
10 | 14 | 17 | 283.1967 | 303.0055 | 303.0055 | 303.0055 | 0.00011493 | 0 | 0 | 0 | 0
10 | 14 | 18 | 283.1967 | 303.0055 | 303.0055 | 303.0055 | 0.00012025 | 0 | 0 | 0 | 0
10 | 14 | 19 | 283.1967 | 303.0055 | 303.0055 | 303.0055 | 0.00012624 | 0 | 0 | 0 | 0
10 | 14 | 20 | 283.1967 | 303.0055 | 303.0055 | 303.0055 | 0.00012882 | 0 | 0 | 0 | 0
10 | 14 | 21 | 283.1967 | 303.0055 | 303.0055 | 303.0055 | 0.00012457 | 0 | 0 | 0 | 0
10 | 14 | 22 | 283.1967 | 303.0055 | 303.0055 | 303.0055 | 0.0001159 | 0 | 0 | 0 | 0
10 | 14 | 23 | 0 | 0 | 0 | 0 | 0.0001045 | 0 | 0 | 0 | 0
10 | 14 | 24 | 0 | 0 | 0 | 0 | 9.3645e-05 | 0 | 0 | 0 | 0
10 | 15 | 1 | 0 | 0 | 0 | 0 | 8.7048e-05 | 0 | 0 | 0 | 0
10 | 15 | 2 | 0 | 0 | 0 | 0 | 8.2721e-05 | 0 | 0 | 0 | 0
10 | 15 | 3 | 0 | 0 | 0 | 0 | 8.0626e-05 | 0 | 0 | 0 | 0
10 | 15 | 4 | 0 | 0 | 0 | 0 | 8.0193e-05 | 0 | 0 | 0 | 0
10 | 15 | 5 | 0 | 0 | 0 | 0 | 8.2417e-05 | 0 | 0 | 0 | 0
10 | 15 | 6 | 0 | 0 | 0 | 0 | 8.996e-05 | 0 | 0 | 0 | 0
10 | 15 | 7 | 0 | 0 | 0 | 0 | 0.000104 | 0 | 0 | 0 | 0
10 | 15 | 8 | 0 | 0 | 0 | 0 | 0.00011471 | 0 | 0 | 0 | 0
10 | 15 | 9 | 0 | 0 | 0 | 0 | 0.00011782 | 0 | 0 | 0 | 0
10 | 15 | 10 | 0 | 0 | 0 | 0 | 0.00012364 | 0 | 0 | 0 | 0
10 | 15 | 11 | 0 | 0 | 0 | 0 | 0.00012816 | 0 | 0 | 0 | 0
10 | 15 | 12 | 0 | 0 | 0 | 0 | 0.00013044 | 0 | 0 | 0 | 0
10 | 15 | 13 | 0 | 0 | 0 | 0 | 0.00013119 | 0 | 0 | 0 | 0
10 | 15 | 14 | 0 | 0 | 0 | 0 | 0.00013316 | 0 | 0 | 0 | 0
10 | 15 | 15 | 0 | 0 | 0 | 0 | 0.00013351 | 0 | 0 | 0 | 0
10 | 15 | 16 | 0 | 0 | 0 | 0 | 0.00013311 | 0 | 0 | 0 | 0
10 | 15 | 17 | 283.1967 | 303.0055 | 303.0055 | 303.0055 | 0.00013231 | 0 | 0 | 0 | 0
10 | 15 | 18 | 283.1967 | 303.0055 | 303.0055 | 303.0055 | 0.00013251 | 0 | 0 | 0 | 0
10 | 15 | 19 | 283.1967 | 303.0055 | 303.0055 | 303.0055 | 0.00013573 | 0 | 0 | 0 | 0
10 | 15 | 20 | 283.1967 | 303.0055 | 303.0055 | 303.0055 | 0.00013839 | 0 | 0 | 0 | 0
10 | 15 | 21 | 283.1967 | 303.0055 | 303.0055 | 303.0055 | 0.00013299 | 0 | 0 | 0 | 0
10 | 15 | 22 | 283.1967 | 303.0055 | 303.0055 | 303.0055 | 0.00012224 | 0 | 0 | 0 | 0
10 | 15 | 23 | 0 | 0 | 0 | 0 | 0.00010922 | 0 | 0 | 0 | 0
10 | 15 | 24 | 0 | 0 | 0 | 0 | 9.7037e-05 | 0 | 0 | 0 | 0
10 | 16 | 1 | 0 | 0 | 0 | 0 | 8.9157e-05 | 0 | 0 | 0 | 0
10 | 16 | 2 | 0 | 0 | 0 | 0 | 8.5017e-05 | 0 | 0 | 0 | 0
10 | 16 | 3 | 0 | 0 | 0 | 0 | 8.2526e-05 | 0 | 0 | 0 | 0
10 | 16 | 4 | 0 | 0 | 0 | 0 | 8.1764e-05 | 0 | 0 | 0 | 0
10 | 16 | 5 | 0 | 0 | 0 | 0 | 8.351e-05 | 0 | 0 | 0 | 0
10 | 16 | 6 | 0 | 0 | 0 | 0 | 9.0449e-05 | 0 | 0 | 0 | 0
10 | 16 | 7 | 0 | 0 | 0 | 0 | 0.00010439 | 0 | 0 | 0 | 0
10 | 16 | 8 | 0 | 0 | 0 | 0 | 0.00011574 | 0 | 0 | 0 | 0
10 | 16 | 9 | 0 | 0 | 0 | 0 | 0.00011783 | 0 | 0 | 0 | 0
10 | 16 | 10 | 0 | 0 | 0 | 0 | 0.00012197 | 0 | 0 | 0 | 0
10 | 16 | 11 | 0 | 0 | 0 | 0 | 0.00012611 | 0 | 0 | 0 | 0
10 | 16 | 12 | 0 | 0 | 0 | 0 | 0.0001284 | 0 | 0 | 0 | 0
10 | 16 | 13 | 0 | 0 | 0 | 0 | 0.00012947 | 0 | 0 | 0 | 0
10 | 16 | 14 | 0 | 0 | 0 | 0 | 0.00013078 | 0 | 0 | 0 | 0
10 | 16 | 15 | 0 | 0 | 0 | 0 | 0.00013125 | 0 | 0 | 0 | 0
10 | 16 | 16 | 0 | 0 | 0 | 0 | 0.0001309 | 0 | 0 | 0 | 0
10 | 16 | 17 | 283.1967 | 303.0055 | 303.0055 | 303.0055 | 0.00012918 | 0 | 0 | 0 | 0
10 | 16 | 18 | 283.1967 | 303.0055 | 303.0055 | 303.0055 | 0.00012932 | 0 | 0 | 0 | 0
10 | 16 | 19 | 283.1967 | 303.0055 | 303.0055 | 303.0055 | 0.00013336 | 0 | 0 | 0 | 0
10 | 16 | 20 | 283.1967 | 303.0055 | 303.0055 | 303.0055 | 0.00013702 | 0 | 0 | 0 | 0
10 | 16 | 21 | 283.1967 | 303.0055 | 303.0055 | 303.0055 | 0.00013211 | 0 | 0 | 0 | 0
10 | 16 | 22 | 283.1967 | 303.0055 | 303.0055 | 303.0055 | 0.00012199 | 0 | 0 | 0 | 0
10 | 16 | 23 | 0 | 0 | 0 | 0 | 0.00010862 | 0 | 0 | 0 | 0
10 | 16 | 24 | 0 | 0 | 0 | 0 | 9.662e-05 | 0 | 0 | 0 | 0
10 | 17 | 1 | 0 | 0 | 0 | 0 | 8.9037e-05 | 0 | 0 | 0 | 0
10 | 17 | 2 | 0 | 0 | 0 | 0 | 8.4732e-05 | 0 | 0 | 0 | 0
10 | 17 | 3 | 0 | 0 | 0 | 0 | 8.2224e-05 | 0 | 0 | 0 | 0
10 | 17 | 4 | 0 | 0 | 0 | 0 | 8.1541e-05 | 0 | 0 | 0 | 0
10 | 17 | 5 | 0 | 0 | 0 | 0 | 8.3116e-05 | 0 | 0 | 0 | 0
10 | 17 | 6 | 0 | 0 | 0 | 0 | 9.0334e-05 | 0 | 0 | 0 | 0
10 | 17 | 7 | 0 | 0 | 0 | 0 | 0.00010457 | 0 | 0 | 0 | 0
10 | 17 | 8 | 0 | 0 | 0 | 0 | 0.00011588 | 0 | 0 | 0 | 0
10 | 17 | 9 | 0 | 0 | 0 | 0 | 0.00011848 | 0 | 0 | 0 | 0
10 | 17 | 10 | 0 | 0 | 0 | 0 | 0.00012221 | 0 | 0 | 0 | 0
10 | 17 | 11 | 0 | 0 | 0 | 0 | 0.0001262 | 0 | 0 | 0 | 0
10 | 17 | 12 | 0 | 0 | 0 | 0 | 0.00012738 | 0 | 0 | 0 | 0
10 | 17 | 13 | 0 | 0 | 0 | 0 | 0.00012794 | 0 | 0 | 0 | 0
10 | 17 | 14 | 0 | 0 | 0 | 0 | 0.00012929 | 0 | 0 | 0 | 0
10 | 17 | 15 | 0 | 0 | 0 | 0 | 0.00013025 | 0 | 0 | 0 | 0
10 | 17 | 16 | 0 | 0 | 0 | 0 | 0.00012962 | 0 | 0 | 0 | 0
10 | 17 | 17 | 283.1967 | 303.0055 | 303.0055 | 303.0055 | 0.00012882 | 0 | 0 | 0 | 0
10 | 17 | 18 | 283.1967 | 303.0055 | 303.0055 | 303.0055 | 0.00012803 | 0 | 0 | 0 | 0
10 | 17 | 19 | 283.1967 | 303.0055 | 303.0055 | 303.0055 | 0.00013216 | 0 | 0 | 0 | 0
10 | 17 | 20 | 283.1967 | 303.0055 | 303.0055 | 303.0055 | 0.00013492 | 0 | 0 | 0 | 0
10 | 17 | 21 | 283.1967 | 303.0055 | 303.0055 | 303.0055 | 0.00013024 | 0 | 0 | 0 | 0
10 | 17 | 22 | 283.1967 | 303.0055 | 303.0055 | 303.0055 | 0.00012095 | 0 | 0 | 0 | 0
10 | 17 | 23 | 0 | 0 | 0 | 0 | 0.00010807 | 0 | 0 | 0 | 0
10 | 17 | 24 | 0 | 0 | 0 | 0 | 9.6259e-05 | 0 | 0 | 0 | 0
10 | 18 | 1 | 0 | 0 | 0 | 0 | 8.8774e-05 | 0 | 0 | 0 | 0
10 | 18 | 2 | 0 | 0 | 0 | 0 | 8.4409e-05 | 0 | 0 | 0 | 0
10 | 18 | 3 | 0 | 0 | 0 | 0 | 8.2221e-05 | 0 | 0 | 0 | 0
10 | 18 | 4 | 0 | 0 | 0 | 0 | 8.1582e-05 | 0 | 0 | 0 | 0
10 | 18 | 5 | 0 | 0 | 0 | 0 | 8.332e-05 | 0 | 0 | 0 | 0
10 | 18 | 6 | 0 | 0 | 0 | 0 | 9.1016e-05 | 0 | 0 | 0 | 0
10 | 18 | 7 | 0 | 0 | 0 | 0 | 0.00010542 | 0 | 0 | 0 | 0
10 | 18 | 8 | 0 | 0 | 0 | 0 | 0.0001167 | 0 | 0 | 0 | 0
10 | 18 | 9 | 0 | 0 | 0 | 0 | 0.00011915 | 0 | 0 | 0 | 0
10 | 18 | 10 | 0 | 0 | 0 | 0 | 0.00012319 | 0 | 0 | 0 | 0
10 | 18 | 11 | 0 | 0 | 0 | 0 | 0.00012711 | 0 | 0 | 0 | 0
10 | 18 | 12 | 0 | 0 | 0 | 0 | 0.00012899 | 0 | 0 | 0 | 0
10 | 18 | 13 | 0 | 0 | 0 | 0 | 0.00012941 | 0 | 0 | 0 | 0
10 | 18 | 14 | 0 | 0 | 0 | 0 | 0.00013016 | 0 | 0 | 0 | 0
10 | 18 | 15 | 0 | 0 | 0 | 0 | 0.00013011 | 0 | 0 | 0 | 0
10 | 18 | 16 | 0 | 0 | 0 | 0 | 0.00012905 | 0 | 0 | 0 | 0
10 | 18 | 17 | 283.1967 | 303.0055 | 303.0055 | 303.0055 | 0.0001278 | 0 | 0 | 0 | 0
10 | 18 | 18 | 283.1967 | 303.0055 | 303.0055 | 303.0055 | 0.00012728 | 0 | 0 | 0 | 0
10 | 18 | 19 | 283.1967 | 303.0055 | 303.0055 | 303.0055 | 0.00013191 | 0 | 0 | 0 | 0
10 | 18 | 20 | 283.1967 | 303.0055 | 303.0055 | 303.0055 | 0.00013492 | 0 | 0 | 0 | 0
10 | 18 | 21 | 283.1967 | 303.0055 | 303.0055 | 303.0055 | 0.0001304 | 0 | 0 | 0 | 0
10 | 18 | 22 | 283.1967 | 303.0055 | 303.0055 | 303.0055 | 0.00012138 | 0 | 0 | 0 | 0
10 | 18 | 23 | 0 | 0 | 0 | 0 | 0.00010909 | 0 | 0 | 0 | 0
10 | 18 | 24 | 0 | 0 | 0 | 0 | 9.7089e-05 | 0 | 0 | 0 | 0
10 | 19 | 1 | 0 | 0 | 0 | 0 | 8.9818e-05 | 0 | 0 | 0 | 0
10 | 19 | 2 | 0 | 0 | 0 | 0 | 8.5674e-05 | 0 | 0 | 0 | 0
10 | 19 | 3 | 0 | 0 | 0 | 0 | 8.3039e-05 | 0 | 0 | 0 | 0
10 | 19 | 4 | 0 | 0 | 0 | 0 | 8.2352e-05 | 0 | 0 | 0 | 0
10 | 19 | 5 | 0 | 0 | 0 | 0 | 8.4297e-05 | 0 | 0 | 0 | 0
10 | 19 | 6 | 0 | 0 | 0 | 0 | 9.1247e-05 | 0 | 0 | 0 | 0
10 | 19 | 7 | 0 | 0 | 0 | 0 | 0.00010516 | 0 | 0 | 0 | 0
10 | 19 | 8 | 0 | 0 | 0 | 0 | 0.00011651 | 0 | 0 | 0 | 0
10 | 19 | 9 | 0 | 0 | 0 | 0 | 0.00011938 | 0 | 0 | 0 | 0
10 | 19 | 10 | 0 | 0 | 0 | 0 | 0.00012408 | 0 | 0 | 0 | 0
10 | 19 | 11 | 0 | 0 | 0 | 0 | 0.00012735 | 0 | 0 | 0 | 0
10 | 19 | 12 | 0 | 0 | 0 | 0 | 0.00012871 | 0 | 0 | 0 | 0
10 | 19 | 13 | 0 | 0 | 0 | 0 | 0.00012919 | 0 | 0 | 0 | 0
10 | 19 | 14 | 0 | 0 | 0 | 0 | 0.00012975 | 0 | 0 | 0 | 0
10 | 19 | 15 | 0 | 0 | 0 | 0 | 0.00012925 | 0 | 0 | 0 | 0
10 | 19 | 16 | 0 | 0 | 0 | 0 | 0.00012794 | 0 | 0 | 0 | 0
10 | 19 | 17 | 283.1967 | 303.0055 | 303.0055 | 303.0055 | 0.00012715 | 0 | 0 | 0 | 0
10 | 19 | 18 | 283.1967 | 303.0055 | 303.0055 | 303.0055 | 0.00012627 | 0 | 0 | 0 | 0
10 | 19 | 19 | 283.1967 | 303.0055 | 303.0055 | 303.0055 | 0.00012826 | 0 | 0 | 0 | 0
10 | 19 | 20 | 283.1967 | 303.0055 | 303.0055 | 303.0055 | 0.00013051 | 0 | 0 | 0 | 0
10 | 19 | 21 | 283.1967 | 303.0055 | 303.0055 | 303.0055 | 0.00012637 | 0 | 0 | 0 | 0
10 | 19 | 22 | 283.1967 | 303.0055 | 303.0055 | 303.0055 | 0.0001188 | 0 | 0 | 0 | 0
10 | 19 | 23 | 0 | 0 | 0 | 0 | 0.00010877 | 0 | 0 | 0 | 0
10 | 19 | 24 | 0 | 0 | 0 | 0 | 9.83e-05 | 0 | 0 | 0 | 0
10 | 20 | 1 | 0 | 0 | 0 | 0 | 9.0451e-05 | 0 | 0 | 0 | 0
10 | 20 | 2 | 0 | 0 | 0 | 0 | 8.5719e-05 | 0 | 0 | 0 | 0
10 | 20 | 3 | 0 | 0 | 0 | 0 | 8.2711e-05 | 0 | 0 | 0 | 0
10 | 20 | 4 | 0 | 0 | 0 | 0 | 8.1247e-05 | 0 | 0 | 0 | 0
10 | 20 | 5 | 0 | 0 | 0 | 0 | 8.1384e-05 | 0 | 0 | 0 | 0
10 | 20 | 6 | 0 | 0 | 0 | 0 | 8.4531e-05 | 0 | 0 | 0 | 0
10 | 20 | 7 | 0 | 0 | 0 | 0 | 8.9777e-05 | 0 | 0 | 0 | 0
10 | 20 | 8 | 0 | 0 | 0 | 0 | 9.5101e-05 | 0 | 0 | 0 | 0
10 | 20 | 9 | 0 | 0 | 0 | 0 | 0.00010169 | 0 | 0 | 0 | 0
10 | 20 | 10 | 0 | 0 | 0 | 0 | 0.00010805 | 0 | 0 | 0 | 0
10 | 20 | 11 | 0 | 0 | 0 | 0 | 0.00011237 | 0 | 0 | 0 | 0
10 | 20 | 12 | 0 | 0 | 0 | 0 | 0.00011359 | 0 | 0 | 0 | 0
10 | 20 | 13 | 0 | 0 | 0 | 0 | 0.00011378 | 0 | 0 | 0 | 0
10 | 20 | 14 | 0 | 0 | 0 | 0 | 0.00011417 | 0 | 0 | 0 | 0
10 | 20 | 15 | 0 | 0 | 0 | 0 | 0.00011379 | 0 | 0 | 0 | 0
10 | 20 | 16 | 0 | 0 | 0 | 0 | 0.00011434 | 0 | 0 | 0 | 0
10 | 20 | 17 | 283.1967 | 303.0055 | 303.0055 | 303.0055 | 0.00011491 | 0 | 0 | 0 | 0
10 | 20 | 18 | 283.1967 | 303.0055 | 303.0055 | 303.0055 | 0.00011681 | 0 | 0 | 0 | 0
10 | 20 | 19 | 283.1967 | 303.0055 | 303.0055 | 303.0055 | 0.00012237 | 0 | 0 | 0 | 0
10 | 20 | 20 | 283.1967 | 303.0055 | 303.0055 | 303.0055 | 0.00012551 | 0 | 0 | 0 | 0
10 | 20 | 21 | 283.1967 | 303.0055 | 303.0055 | 303.0055 | 0.00012182 | 0 | 0 | 0 | 0
10 | 20 | 22 | 283.1967 | 303.0055 | 303.0055 | 303.0055 | 0.00011497 | 0 | 0 | 0 | 0
10 | 20 | 23 | 0 | 0 | 0 | 0 | 0.0001059 | 0 | 0 | 0 | 0
10 | 20 | 24 | 0 | 0 | 0 | 0 | 9.5869e-05 | 0 | 0 | 0 | 0
10 | 21 | 1 | 0 | 0 | 0 | 0 | 8.8706e-05 | 0 | 0 | 0 | 0
10 | 21 | 2 | 0 | 0 | 0 | 0 | 8.3675e-05 | 0 | 0 | 0 | 0
10 | 21 | 3 | 0 | 0 | 0 | 0 | 8.1308e-05 | 0 | 0 | 0 | 0
10 | 21 | 4 | 0 | 0 | 0 | 0 | 7.9739e-05 | 0 | 0 | 0 | 0
10 | 21 | 5 | 0 | 0 | 0 | 0 | 7.9767e-05 | 0 | 0 | 0 | 0
10 | 21 | 6 | 0 | 0 | 0 | 0 | 8.1877e-05 | 0 | 0 | 0 | 0
10 | 21 | 7 | 0 | 0 | 0 | 0 | 8.5556e-05 | 0 | 0 | 0 | 0
10 | 21 | 8 | 0 | 0 | 0 | 0 | 8.9807e-05 | 0 | 0 | 0 | 0
10 | 21 | 9 | 0 | 0 | 0 | 0 | 9.6254e-05 | 0 | 0 | 0 | 0
10 | 21 | 10 | 0 | 0 | 0 | 0 | 0.00010305 | 0 | 0 | 0 | 0
10 | 21 | 11 | 0 | 0 | 0 | 0 | 0.00010719 | 0 | 0 | 0 | 0
10 | 21 | 12 | 0 | 0 | 0 | 0 | 0.00010899 | 0 | 0 | 0 | 0
10 | 21 | 13 | 0 | 0 | 0 | 0 | 0.00011033 | 0 | 0 | 0 | 0
10 | 21 | 14 | 0 | 0 | 0 | 0 | 0.00011113 | 0 | 0 | 0 | 0
10 | 21 | 15 | 0 | 0 | 0 | 0 | 0.00011102 | 0 | 0 | 0 | 0
10 | 21 | 16 | 0 | 0 | 0 | 0 | 0.00011211 | 0 | 0 | 0 | 0
10 | 21 | 17 | 283.1967 | 303.0055 | 303.0055 | 303.0055 | 0.00011493 | 0 | 0 | 0 | 0
10 | 21 | 18 | 283.1967 | 303.0055 | 303.0055 | 303.0055 | 0.00012025 | 0 | 0 | 0 | 0
10 | 21 | 19 | 283.1967 | 303.0055 | 303.0055 | 303.0055 | 0.00012624 | 0 | 0 | 0 | 0
10 | 21 | 20 | 283.1967 | 303.0055 | 303.0055 | 303.0055 | 0.00012882 | 0 | 0 | 0 | 0
10 | 21 | 21 | 283.1967 | 303.0055 | 303.0055 | 303.0055 | 0.00012457 | 0 | 0 | 0 | 0
10 | 21 | 22 | 283.1967 | 303.0055 | 303.0055 | 303.0055 | 0.0001159 | 0 | 0 | 0 | 0
10 | 21 | 23 | 0 | 0 | 0 | 0 | 0.0001045 | 0 | 0 | 0 | 0
10 | 21 | 24 | 0 | 0 | 0 | 0 | 9.3645e-05 | 0 | 0 | 0 | 0
10 | 22 | 1 | 0 | 0 | 0 | 0 | 8.7048e-05 | 0 | 0 | 0 | 0
10 | 22 | 2 | 0 | 0 | 0 | 0 | 8.2721e-05 | 0 | 0 | 0 | 0
10 | 22 | 3 | 0 | 0 | 0 | 0 | 8.0626e-05 | 0 | 0 | 0 | 0
10 | 22 | 4 | 0 | 0 | 0 | 0 | 8.0193e-05 | 0 | 0 | 0 | 0
10 | 22 | 5 | 0 | 0 | 0 | 0 | 8.2417e-05 | 0 | 0 | 0 | 0
10 | 22 | 6 | 0 | 0 | 0 | 0 | 8.996e-05 | 0 | 0 | 0 | 0
10 | 22 | 7 | 0 | 0 | 0 | 0 | 0.000104 | 0 | 0 | 0 | 0
10 | 22 | 8 | 0 | 0 | 0 | 0 | 0.00011471 | 0 | 0 | 0 | 0
10 | 22 | 9 | 0 | 0 | 0 | 0 | 0.00011782 | 0 | 0 | 0 | 0
10 | 22 | 10 | 0 | 0 | 0 | 0 | 0.00012364 | 0 | 0 | 0 | 0
10 | 22 | 11 | 0 | 0 | 0 | 0 | 0.00012816 | 0 | 0 | 0 | 0
10 | 22 | 12 | 0 | 0 | 0 | 0 | 0.00013044 | 0 | 0 | 0 | 0
10 | 22 | 13 | 0 | 0 | 0 | 0 | 0.00013119 | 0 | 0 | 0 | 0
10 | 22 | 14 | 0 | 0 | 0 | 0 | 0.00013316 | 0 | 0 | 0 | 0
10 | 22 | 15 | 0 | 0 | 0 | 0 | 0.00013351 | 0 | 0 | 0 | 0
10 | 22 | 16 | 0 | 0 | 0 | 0 | 0.00013311 | 0 | 0 | 0 | 0
10 | 22 | 17 | 283.1967 | 303.0055 | 303.0055 | 303.0055 | 0.00013231 | 0 | 0 | 0 | 0
10 | 22 | 18 | 283.1967 | 303.0055 | 303.0055 | 303.0055 | 0.00013251 | 0 | 0 | 0 | 0
10 | 22 | 19 | 283.1967 | 303.0055 | 303.0055 | 303.0055 | 0.00013573 | 0 | 0 | 0 | 0
10 | 22 | 20 | 283.1967 | 303.0055 | 303.0055 | 303.0055 | 0.00013839 | 0 | 0 | 0 | 0
10 | 22 | 21 | 283.1967 | 303.0055 | 303.0055 | 303.0055 | 0.00013299 | 0 | 0 | 0 | 0
10 | 22 | 22 | 283.1967 | 303.0055 | 303.0055 | 303.0055 | 0.00012224 | 0 | 0 | 0 | 0
10 | 22 | 23 | 0 | 0 | 0 | 0 | 0.00010922 | 0 | 0 | 0 | 0
10 | 22 | 24 | 0 | 0 | 0 | 0 | 9.7037e-05 | 0 | 0 | 0 | 0
10 | 23 | 1 | 0 | 0 | 0 | 0 | 8.9157e-05 | 0 | 0 | 0 | 0
10 | 23 | 2 | 0 | 0 | 0 | 0 | 8.5017e-05 | 0 | 0 | 0 | 0
10 | 23 | 3 | 0 | 0 | 0 | 0 | 8.2526e-05 | 0 | 0 | 0 | 0
10 | 23 | 4 | 0 | 0 | 0 | 0 | 8.1764e-05 | 0 | 0 | 0 | 0
10 | 23 | 5 | 0 | 0 | 0 | 0 | 8.351e-05 | 0 | 0 | 0 | 0
10 | 23 | 6 | 0 | 0 | 0 | 0 | 9.0449e-05 | 0 | 0 | 0 | 0
10 | 23 | 7 | 0 | 0 | 0 | 0 | 0.00010439 | 0 | 0 | 0 | 0
10 | 23 | 8 | 0 | 0 | 0 | 0 | 0.00011574 | 0 | 0 | 0 | 0
10 | 23 | 9 | 0 | 0 | 0 | 0 | 0.00011783 | 0 | 0 | 0 | 0
10 | 23 | 10 | 0 | 0 | 0 | 0 | 0.00012197 | 0 | 0 | 0 | 0
10 | 23 | 11 | 0 | 0 | 0 | 0 | 0.00012611 | 0 | 0 | 0 | 0
10 | 23 | 12 | 0 | 0 | 0 | 0 | 0.0001284 | 0 | 0 | 0 | 0
10 | 23 | 13 | 0 | 0 | 0 | 0 | 0.00012947 | 0 | 0 | 0 | 0
10 | 23 | 14 | 0 | 0 | 0 | 0 | 0.00013078 | 0 | 0 | 0 | 0
10 | 23 | 15 | 0 | 0 | 0 | 0 | 0.00013125 | 0 | 0 | 0 | 0
10 | 23 | 16 | 0 | 0 | 0 | 0 | 0.0001309 | 0 | 0 | 0 | 0
10 | 23 | 17 | 283.1967 | 303.0055 | 303.0055 | 303.0055 | 0.00012918 | 0 | 0 | 0 | 0
10 | 23 | 18 | 283.1967 | 303.0055 | 303.0055 | 303.0055 | 0.00012932 | 0 | 0 | 0 | 0
10 | 23 | 19 | 283.1967 | 303.0055 | 303.0055 | 303.0055 | 0.00013336 | 0 | 0 | 0 | 0
10 | 23 | 20 | 283.1967 | 303.0055 | 303.0055 | 303.0055 | 0.00013702 | 0 | 0 | 0 | 0
10 | 23 | 21 | 283.1967 | 303.0055 | 303.0055 | 303.0055 | 0.00013211 | 0 | 0 | 0 | 0
10 | 23 | 22 | 283.1967 | 303.0055 | 303.0055 | 303.0055 | 0.00012199 | 0 | 0 | 0 | 0
10 | 23 | 23 | 0 | 0 | 0 | 0 | 0.00010862 | 0 | 0 | 0 | 0
10 | 23 | 24 | 0 | 0 | 0 | 0 | 9.662e-05 | 0 | 0 | 0 | 0
10 | 24 | 1 | 0 | 0 | 0 | 0 | 8.9037e-05 | 0 | 0 | 0 | 0
10 | 24 | 2 | 0 | 0 | 0 | 0 | 8.4732e-05 | 0 | 0 | 0 | 0
10 | 24 | 3 | 0 | 0 | 0 | 0 | 8.2224e-05 | 0 | 0 | 0 | 0
10 | 24 | 4 | 0 | 0 | 0 | 0 | 8.1541e-05 | 0 | 0 | 0 | 0
10 | 24 | 5 | 0 | 0 | 0 | 0 | 8.3116e-05 | 0 | 0 | 0 | 0
10 | 24 | 6 | 0 | 0 | 0 | 0 | 9.0334e-05 | 0 | 0 | 0 | 0
10 | 24 | 7 | 0 | 0 | 0 | 0 | 0.00010457 | 0 | 0 | 0 | 0
10 | 24 | 8 | 0 | 0 | 0 | 0 | 0.00011588 | 0 | 0 | 0 | 0
10 | 24 | 9 | 0 | 0 | 0 | 0 | 0.00011848 | 0 | 0 | 0 | 0
10 | 24 | 10 | 0 | 0 | 0 | 0 | 0.00012221 | 0 | 0 | 0 | 0
10 | 24 | 11 | 0 | 0 | 0 | 0 | 0.0001262 | 0 | 0 | 0 | 0
10 | 24 | 12 | 0 | 0 | 0 | 0 | 0.00012738 | 0 | 0 | 0 | 0
10 | 24 | 13 | 0 | 0 | 0 | 0 | 0.00012794 | 0 | 0 | 0 | 0
10 | 24 | 14 | 0 | 0 | 0 | 0 | 0.00012929 | 0 | 0 | 0 | 0
10 | 24 | 15 | 0 | 0 | 0 | 0 | 0.00013025 | 0 | 0 | 0 | 0
10 | 24 | 16 | 0 | 0 | 0 | 0 | 0.00012962 | 0 | 0 | 0 | 0
10 | 24 | 17 | 283.1967 | 303.0055 | 303.0055 | 303.0055 | 0.00012882 | 0 | 0 | 0 | 0
10 | 24 | 18 | 283.1967 | 303.0055 | 303.0055 | 303.0055 | 0.00012803 | 0 | 0 | 0 | 0
10 | 24 | 19 | 283.1967 | 303.0055 | 303.0055 | 303.0055 | 0.00013216 | 0 | 0 | 0 | 0
10 | 24 | 20 | 283.1967 | 303.0055 | 303.0055 | 303.0055 | 0.00013492 | 0 | 0 | 0 | 0
10 | 24 | 21 | 283.1967 | 303.0055 | 303.0055 | 303.0055 | 0.00013024 | 0 | 0 | 0 | 0
10 | 24 | 22 | 283.1967 | 303.0055 | 303.0055 | 303.0055 | 0.00012095 | 0 | 0 | 0 | 0
10 | 24 | 23 | 0 | 0 | 0 | 0 | 0.00010807 | 0 | 0 | 0 | 0
10 | 24 | 24 | 0 | 0 | 0 | 0 | 9.6259e-05 | 0 | 0 | 0 | 0
10 | 25 | 1 | 0 | 0 | 0 | 0 | 8.8774e-05 | 0 | 0 | 0 | 0
10 | 25 | 2 | 0 | 0 | 0 | 0 | 8.4409e-05 | 0 | 0 | 0 | 0
10 | 25 | 3 | 0 | 0 | 0 | 0 | 8.2221e-05 | 0 | 0 | 0 | 0
10 | 25 | 4 | 0 | 0 | 0 | 0 | 8.1582e-05 | 0 | 0 | 0 | 0
10 | 25 | 5 | 0 | 0 | 0 | 0 | 8.332e-05 | 0 | 0 | 0 | 0
10 | 25 | 6 | 0 | 0 | 0 | 0 | 9.1016e-05 | 0 | 0 | 0 | 0
10 | 25 | 7 | 0 | 0 | 0 | 0 | 0.00010542 | 0 | 0 | 0 | 0
10 | 25 | 8 | 0 | 0 | 0 | 0 | 0.0001167 | 0 | 0 | 0 | 0
10 | 25 | 9 | 0 | 0 | 0 | 0 | 0.00011915 | 0 | 0 | 0 | 0
10 | 25 | 10 | 0 | 0 | 0 | 0 | 0.00012319 | 0 | 0 | 0 | 0
10 | 25 | 11 | 0 | 0 | 0 | 0 | 0.00012711 | 0 | 0 | 0 | 0
10 | 25 | 12 | 0 | 0 | 0 | 0 | 0.00012899 | 0 | 0 | 0 | 0
10 | 25 | 13 | 0 | 0 | 0 | 0 | 0.00012941 | 0 | 0 | 0 | 0
10 | 25 | 14 | 0 | 0 | 0 | 0 | 0.00013016 | 0 | 0 | 0 | 0
10 | 25 | 15 | 0 | 0 | 0 | 0 | 0.00013011 | 0 | 0 | 0 | 0
10 | 25 | 16 | 0 | 0 | 0 | 0 | 0.00012905 | 0 | 0 | 0 | 0
10 | 25 | 17 | 283.1967 | 303.0055 | 303.0055 | 303.0055 | 0.0001278 | 0 | 0 | 0 | 0
10 | 25 | 18 | 283.1967 | 303.0055 | 303.0055 | 303.0055 | 0.00012728 | 0 | 0 | 0 | 0
10 | 25 | 19 | 283.1967 | 303.0055 | 303.0055 | 303.0055 | 0.00013191 | 0 | 0 | 0 | 0
10 | 25 | 20 | 283.1967 | 303.0055 | 303.0055 | 303.0055 | 0.00013492 | 0 | 0 | 0 | 0
10 | 25 | 21 | 283.1967 | 303.0055 | 303.0055 | 303.0055 | 0.0001304 | 0 | 0 | 0 | 0
10 | 25 | 22 | 283.1967 | 303.0055 | 303.0055 | 303.0055 | 0.00012138 | 0 | 0 | 0 | 0
10 | 25 | 23 | 0 | 0 | 0 | 0 | 0.00010909 | 0 | 0 | 0 | 0
10 | 25 | 24 | 0 | 0 | 0 | 0 | 9.7089e-05 | 0 | 0 | 0 | 0
10 | 26 | 1 | 0 | 0 | 0 | 0 | 8.9818e-05 | 0 | 0 | 0 | 0
10 | 26 | 2 | 0 | 0 | 0 | 0 | 8.5674e-05 | 0 | 0 | 0 | 0
10 | 26 | 3 | 0 | 0 | 0 | 0 | 8.3039e-05 | 0 | 0 | 0 | 0
10 | 26 | 4 | 0 | 0 | 0 | 0 | 8.2352e-05 | 0 | 0 | 0 | 0
10 | 26 | 5 | 0 | 0 | 0 | 0 | 8.4297e-05 | 0 | 0 | 0 | 0
10 | 26 | 6 | 0 | 0 | 0 | 0 | 9.1247e-05 | 0 | 0 | 0 | 0
10 | 26 | 7 | 0 | 0 | 0 | 0 | 0.00010516 | 0 | 0 | 0 | 0
10 | 26 | 8 | 0 | 0 | 0 | 0 | 0.00011651 | 0 | 0 | 0 | 0
10 | 26 | 9 | 0 | 0 | 0 | 0 | 0.00011938 | 0 | 0 | 0 | 0
10 | 26 | 10 | 0 | 0 | 0 | 0 | 0.00012408 | 0 | 0 | 0 | 0
10 | 26 | 11 | 0 | 0 | 0 | 0 | 0.00012735 | 0 | 0 | 0 | 0
10 | 26 | 12 | 0 | 0 | 0 | 0 | 0.00012871 | 0 | 0 | 0 | 0
10 | 26 | 13 | 0 | 0 | 0 | 0 | 0.00012919 | 0 | 0 | 0 | 0
10 | 26 | 14 | 0 | 0 | 0 | 0 | 0.00012975 | 0 | 0 | 0 | 0
10 | 26 | 15 | 0 | 0 | 0 | 0 | 0.00012925 | 0 | 0 | 0 | 0
10 | 26 | 16 | 0 | 0 | 0 | 0 | 0.00012794 | 0 | 0 | 0 | 0
10 | 26 | 17 | 283.1967 | 303.0055 | 303.0055 | 303.0055 | 0.00012715 | 0 | 0 | 0 | 0
10 | 26 | 18 | 283.1967 | 303.0055 | 303.0055 | 303.0055 | 0.00012627 | 0 | 0 | 0 | 0
10 | 26 | 19 | 283.1967 | 303.0055 | 303.0055 | 303.0055 | 0.00012826 | 0 | 0 | 0 | 0
10 | 26 | 20 | 283.1967 | 303.0055 | 303.0055 | 303.0055 | 0.00013051 | 0 | 0 | 0 | 0
10 | 26 | 21 | 283.1967 | 303.0055 | 303.0055 | 303.0055 | 0.00012637 | 0 | 0 | 0 | 0
10 | 26 | 22 | 283.1967 | 303.0055 | 303.0055 | 303.0055 | 0.0001188 | 0 | 0 | 0 | 0
10 | 26 | 23 | 0 | 0 | 0 | 0 | 0.00010877 | 0 | 0 | 0 | 0
10 | 26 | 24 | 0 | 0 | 0 | 0 | 9.83e-05 | 0 | 0 | 0 | 0
10 | 27 | 1 | 0 | 0 | 0 | 0 | 9.0451e-05 | 0 | 0 | 0 | 0
10 | 27 | 2 | 0 | 0 | 0 | 0 | 8.5719e-05 | 0 | 0 | 0 | 0
10 | 27 | 3 | 0 | 0 | 0 | 0 | 8.2711e-05 | 0 | 0 | 0 | 0
10 | 27 | 4 | 0 | 0 | 0 | 0 | 8.1247e-05 | 0 | 0 | 0 | 0
10 | 27 | 5 | 0 | 0 | 0 | 0 | 8.1384e-05 | 0 | 0 | 0 | 0
10 | 27 | 6 | 0 | 0 | 0 | 0 | 8.4531e-05 | 0 | 0 | 0 | 0
10 | 27 | 7 | 0 | 0 | 0 | 0 | 8.9777e-05 | 0 | 0 | 0 | 0
10 | 27 | 8 | 0 | 0 | 0 | 0 | 9.5101e-05 | 0 | 0 | 0 | 0
10 | 27 | 9 | 0 | 0 | 0 | 0 | 0.00010169 | 0 | 0 | 0 | 0
10 | 27 | 10 | 0 | 0 | 0 | 0 | 0.00010805 | 0 | 0 | 0 | 0
10 | 27 | 11 | 0 | 0 | 0 | 0 | 0.00011237 | 0 | 0 | 0 | 0
10 | 27 | 12 | 0 | 0 | 0 | 0 | 0.00011359 | 0 | 0 | 0 | 0
10 | 27 | 13 | 0 | 0 | 0 | 0 | 0.00011378 | 0 | 0 | 0 | 0
10 | 27 | 14 | 0 | 0 | 0 | 0 | 0.00011417 | 0 | 0 | 0 | 0
10 | 27 | 15 | 0 | 0 | 0 | 0 | 0.00011379 | 0 | 0 | 0 | 0
10 | 27 | 16 | 0 | 0 | 0 | 0 | 0.00011434 | 0 | 0 | 0 | 0
10 | 27 | 17 | 283.1967 | 303.0055 | 303.0055 | 303.0055 | 0.00011491 | 0 | 0 | 0 | 0
10 | 27 | 18 | 283.1967 | 303.0055 | 303.0055 | 303.0055 | 0.00011681 | 0 | 0 | 0 | 0
10 | 27 | 19 | 283.1967 | 303.0055 | 303.0055 | 303.0055 | 0.00012237 | 0 | 0 | 0 | 0
10 | 27 | 20 | 283.1967 | 303.0055 | 303.0055 | 303.0055 | 0.00012551 | 0 | 0 | 0 | 0
10 | 27 | 21 | 283.1967 | 303.0055 | 303.0055 | 303.0055 | 0.00012182 | 0 | 0 | 0 | 0
10 | 27 | 22 | 283.1967 | 303.0055 | 303.0055 | 303.0055 | 0.00011497 | 0 | 0 | 0 | 0
10 | 27 | 23 | 0 | 0 | 0 | 0 | 0.0001059 | 0 | 0 | 0 | 0
10 | 27 | 24 | 0 | 0 | 0 | 0 | 9.5869e-05 | 0 | 0 | 0 | 0
10 | 28 | 1 | 0 | 0 | 0 | 0 | 8.8706e-05 | 0 | 0 | 0 | 0
10 | 28 | 2 | 0 | 0 | 0 | 0 | 8.3675e-05 | 0 | 0 | 0 | 0
10 | 28 | 3 | 0 | 0 | 0 | 0 | 8.1308e-05 | 0 | 0 | 0 | 0
10 | 28 | 4 | 0 | 0 | 0 | 0 | 7.9739e-05 | 0 | 0 | 0 | 0
10 | 28 | 5 | 0 | 0 | 0 | 0 | 7.9767e-05 | 0 | 0 | 0 | 0
10 | 28 | 6 | 0 | 0 | 0 | 0 | 8.1877e-05 | 0 | 0 | 0 | 0
10 | 28 | 7 | 0 | 0 | 0 | 0 | 8.5556e-05 | 0 | 0 | 0 | 0
10 | 28 | 8 | 0 | 0 | 0 | 0 | 8.9807e-05 | 0 | 0 | 0 | 0
10 | 28 | 9 | 0 | 0 | 0 | 0 | 9.6254e-05 | 0 | 0 | 0 | 0
10 | 28 | 10 | 0 | 0 | 0 | 0 | 0.00010305 | 0 | 0 | 0 | 0
10 | 28 | 11 | 0 | 0 | 0 | 0 | 0.00010719 | 0 | 0 | 0 | 0
10 | 28 | 12 | 0 | 0 | 0 | 0 | 0.00010899 | 0 | 0 | 0 | 0
10 | 28 | 13 | 0 | 0 | 0 | 0 | 0.00011033 | 0 | 0 | 0 | 0
10 | 28 | 14 | 0 | 0 | 0 | 0 | 0.00011113 | 0 | 0 | 0 | 0
10 | 28 | 15 | 0 | 0 | 0 | 0 | 0.00011102 | 0 | 0 | 0 | 0
10 | 28 | 16 | 0 | 0 | 0 | 0 | 0.00011211 | 0 | 0 | 0 | 0
10 | 28 | 17 | 283.1967 | 303.0055 | 303.0055 | 303.0055 | 0.00011493 | 0 | 0 | 0 | 0
10 | 28 | 18 | 283.1967 | 303.0055 | 303.0055 | 303.0055 | 0.00012025 | 0 | 0 | 0 | 0
10 | 28 | 19 | 283.1967 | 303.0055 | 303.0055 | 303.0055 | 0.00012624 | 0 | 0 | 0 | 0
10 | 28 | 20 | 283.1967 | 303.0055 | 303.0055 | 303.0055 | 0.00012882 | 0 | 0 | 0 | 0
10 | 28 | 21 | 283.1967 | 303.0055 | 303.0055 | 303.0055 | 0.00012457 | 0 | 0 | 0 | 0
10 | 28 | 22 | 283.1967 | 303.0055 | 303.0055 | 303.0055 | 0.0001159 | 0 | 0 | 0 | 0
10 | 28 | 23 | 0 | 0 | 0 | 0 | 0.0001045 | 0 | 0 | 0 | 0
10 | 28 | 24 | 0 | 0 | 0 | 0 | 9.3645e-05 | 0 | 0 | 0 | 0
10 | 29 | 1 | 0 | 0 | 0 | 0 | 8.7048e-05 | 0 | 0 | 0 | 0
10 | 29 | 2 | 0 | 0 | 0 | 0 | 8.2721e-05 | 0 | 0 | 0 | 0
10 | 29 | 3 | 0 | 0 | 0 | 0 | 8.0626e-05 | 0 | 0 | 0 | 0
10 | 29 | 4 | 0 | 0 | 0 | 0 | 8.0193e-05 | 0 | 0 | 0 | 0
10 | 29 | 5 | 0 | 0 | 0 | 0 | 8.2417e-05 | 0 | 0 | 0 | 0
10 | 29 | 6 | 0 | 0 | 0 | 0 | 8.996e-05 | 0 | 0 | 0 | 0
10 | 29 | 7 | 0 | 0 | 0 | 0 | 0.000104 | 0 | 0 | 0 | 0
10 | 29 | 8 | 0 | 0 | 0 | 0 | 0.00011471 | 0 | 0 | 0 | 0
10 | 29 | 9 | 0 | 0 | 0 | 0 | 0.00011782 | 0 | 0 | 0 | 0
10 | 29 | 10 | 0 | 0 | 0 | 0 | 0.00012364 | 0 | 0 | 0 | 0
10 | 29 | 11 | 0 | 0 | 0 | 0 | 0.00012816 | 0 | 0 | 0 | 0
10 | 29 | 12 | 0 | 0 | 0 | 0 | 0.00013044 | 0 | 0 | 0 | 0
10 | 29 | 13 | 0 | 0 | 0 | 0 | 0.00013119 | 0 | 0 | 0 | 0
10 | 29 | 14 | 0 | 0 | 0 | 0 | 0.00013316 | 0 | 0 | 0 | 0
10 | 29 | 15 | 0 | 0 | 0 | 0 | 0.00013351 | 0 | 0 | 0 | 0
10 | 29 | 16 | 0 | 0 | 0 | 0 | 0.00013311 | 0 | 0 | 0 | 0
10 | 29 | 17 | 283.1967 | 303.0055 | 303.0055 | 303.0055 | 0.00013231 | 0 | 0 | 0 | 0
10 | 29 | 18 | 283.1967 | 303.0055 | 303.0055 | 303.0055 | 0.00013251 | 0 | 0 | 0 | 0
10 | 29 | 19 | 283.1967 | 303.0055 | 303.0055 | 303.0055 | 0.00013573 | 0 | 0 | 0 | 0
10 | 29 | 20 | 283.1967 | 303.0055 | 303.0055 | 303.0055 | 0.00013839 | 0 | 0 | 0 | 0
10 | 29 | 21 | 283.1967 | 303.0055 | 303.0055 | 303.0055 | 0.00013299 | 0 | 0 | 0 | 0
10 | 29 | 22 | 283.1967 | 303.0055 | 303.0055 | 303.0055 | 0.00012224 | 0 | 0 | 0 | 0
10 | 29 | 23 | 0 | 0 | 0 | 0 | 0.00010922 | 0 | 0 | 0 | 0
10 | 29 | 24 | 0 | 0 | 0 | 0 | 9.7037e-05 | 0 | 0 | 0 | 0
10 | 30 | 1 | 0 | 0 | 0 | 0 | 8.9157e-05 | 0 | 0 | 0 | 0
10 | 30 | 2 | 0 | 0 | 0 | 0 | 8.5017e-05 | 0 | 0 | 0 | 0
10 | 30 | 3 | 0 | 0 | 0 | 0 | 8.2526e-05 | 0 | 0 | 0 | 0
10 | 30 | 4 | 0 | 0 | 0 | 0 | 8.1764e-05 | 0 | 0 | 0 | 0
10 | 30 | 5 | 0 | 0 | 0 | 0 | 8.351e-05 | 0 | 0 | 0 | 0
10 | 30 | 6 | 0 | 0 | 0 | 0 | 9.0449e-05 | 0 | 0 | 0 | 0
10 | 30 | 7 | 0 | 0 | 0 | 0 | 0.00010439 | 0 | 0 | 0 | 0
10 | 30 | 8 | 0 | 0 | 0 | 0 | 0.00011574 | 0 | 0 | 0 | 0
10 | 30 | 9 | 0 | 0 | 0 | 0 | 0.00011783 | 0 | 0 | 0 | 0
10 | 30 | 10 | 0 | 0 | 0 | 0 | 0.00012197 | 0 | 0 | 0 | 0
10 | 30 | 11 | 0 | 0 | 0 | 0 | 0.00012611 | 0 | 0 | 0 | 0
10 | 30 | 12 | 0 | 0 | 0 | 0 | 0.0001284 | 0 | 0 | 0 | 0
10 | 30 | 13 | 0 | 0 | 0 | 0 | 0.00012947 | 0 | 0 | 0 | 0
10 | 30 | 14 | 0 | 0 | 0 | 0 | 0.00013078 | 0 | 0 | 0 | 0
10 | 30 | 15 | 0 | 0 | 0 | 0 | 0.00013125 | 0 | 0 | 0 | 0
10 | 30 | 16 | 0 | 0 | 0 | 0 | 0.0001309 | 0 | 0 | 0 | 0
10 | 30 | 17 | 283.1967 | 303.0055 | 303.0055 | 303.0055 | 0.00012918 | 0 | 0 | 0 | 0
10 | 30 | 18 | 283.1967 | 303.0055 | 303.0055 | 303.0055 | 0.00012932 | 0 | 0 | 0 | 0
10 | 30 | 19 | 283.1967 | 303.0055 | 303.0055 | 303.0055 | 0.00013336 | 0 | 0 | 0 | 0
10 | 30 | 20 | 283.1967 | 303.0055 | 303.0055 | 303.0055 | 0.00013702 | 0 | 0 | 0 | 0
10 | 30 | 21 | 283.1967 | 303.0055 | 303.0055 | 303.0055 | 0.00013211 | 0 | 0 | 0 | 0
10 | 30 | 22 | 283.1967 | 303.0055 | 303.0055 | 303.0055 | 0.00012199 | 0 | 0 | 0 | 0
10 | 30 | 23 | 0 | 0 | 0 | 0 | 0.00010862 | 0 | 0 | 0 | 0
10 | 30 | 24 | 0 | 0 | 0 | 0 | 9.662e-05 | 0 | 0 | 0 | 0
10 | 31 | 1 | 0 | 0 | 0 | 0 | 8.9037e-05 | 0 | 0 | 0 | 0
10 | 31 | 2 | 0 | 0 | 0 | 0 | 8.4732e-05 | 0 | 0 | 0 | 0
10 | 31 | 3 | 0 | 0 | 0 | 0 | 8.2224e-05 | 0 | 0 | 0 | 0
10 | 31 | 4 | 0 | 0 | 0 | 0 | 8.1541e-05 | 0 | 0 | 0 | 0
10 | 31 | 5 | 0 | 0 | 0 | 0 | 8.3116e-05 | 0 | 0 | 0 | 0
10 | 31 | 6 | 0 | 0 | 0 | 0 | 9.0334e-05 | 0 | 0 | 0 | 0
10 | 31 | 7 | 0 | 0 | 0 | 0 | 0.00010457 | 0 | 0 | 0 | 0
10 | 31 | 8 | 0 | 0 | 0 | 0 | 0.00011588 | 0 | 0 | 0 | 0
10 | 31 | 9 | 0 | 0 | 0 | 0 | 0.00011848 | 0 | 0 | 0 | 0
10 | 31 | 10 | 0 | 0 | 0 | 0 | 0.00012221 | 0 | 0 | 0 | 0
10 | 31 | 11 | 0 | 0 | 0 | 0 | 0.0001262 | 0 | 0 | 0 | 0
10 | 31 | 12 | 0 | 0 | 0 | 0 | 0.00012738 | 0 | 0 | 0 | 0
10 | 31 | 13 | 0 | 0 | 0 | 0 | 0.00012794 | 0 | 0 | 0 | 0
10 | 31 | 14 | 0 | 0 | 0 | 0 | 0.00012929 | 0 | 0 | 0 | 0
10 | 31 | 15 | 0 | 0 | 0 | 0 | 0.00013025 | 0 | 0 | 0 | 0
10 | 31 | 16 | 0 | 0 | 0 | 0 | 0.00012962 | 0 | 0 | 0 | 0
10 | 31 | 17 | 283.1967 | 303.0055 | 303.0055 | 303.0055 | 0.00012882 | 0 | 0 | 0 | 0
10 | 31 | 18 | 283.1967 | 303.0055 | 303.0055 | 303.0055 | 0.00012803 | 0 | 0 | 0 | 0
10 | 31 | 19 | 283.1967 | 303.0055 | 303.0055 | 303.0055 | 0.00013216 | 0 | 0 | 0 | 0
10 | 31 | 20 | 283.1967 | 303.0055 | 303.0055 | 303.0055 | 0.00013492 | 0 | 0 | 0 | 0
10 | 31 | 21 | 283.1967 | 303.0055 | 303.0055 | 303.0055 | 0.00013024 | 0 | 0 | 0 | 0
10 | 31 | 22 | 283.1967 | 303.0055 | 303.0055 | 303.0055 | 0.00012095 | 0 | 0 | 0 | 0
10 | 31 | 23 | 0 | 0 | 0 | 0 | 0.00010807 | 0 | 0 | 0 | 0
10 | 31 | 24 | 0 | 0 | 0 | 0 | 9.6259e-05 | 0 | 0 | 0 | 0
11 | 1 | 1 | 0 | 0 | 0 | 0 | 9.1142e-05 | 0 | 0 | 0 | 0
11 | 1 | 2 | 0 | 0 | 0 | 0 | 8.736e-05 | 0 | 0 | 0 | 0
11 | 1 | 3 | 0 | 0 | 0 | 0 | 8.5252e-05 | 0 | 0 | 0 | 0
11 | 1 | 4 | 0 | 0 | 0 | 0 | 8.3999e-05 | 0 | 0 | 0 | 0
11 | 1 | 5 | 0 | 0 | 0 | 0 | 8.6721e-05 | 0 | 0 | 0 | 0
11 | 1 | 6 | 0 | 0 | 0 | 0 | 9.4513e-05 | 0 | 0 | 0 | 0
11 | 1 | 7 | 0 | 0 | 0 | 0 | 0.00010784 | 0 | 0 | 0 | 0
11 | 1 | 8 | 0 | 0 | 0 | 0 | 0.00011716 | 0 | 0 | 0 | 0
11 | 1 | 9 | 0 | 0 | 0 | 0 | 0.00012086 | 0 | 0 | 0 | 0
11 | 1 | 10 | 0 | 0 | 0 | 0 | 0.00012456 | 0 | 0 | 0 | 0
11 | 1 | 11 | 0 | 0 | 0 | 0 | 0.00012694 | 0 | 0 | 0 | 0
11 | 1 | 12 | 0 | 0 | 0 | 0 | 0.00012681 | 0 | 0 | 0 | 0
11 | 1 | 13 | 0 | 0 | 0 | 0 | 0.00012606 | 0 | 0 | 0 | 0
11 | 1 | 14 | 0 | 0 | 0 | 0 | 0.00012399 | 0 | 0 | 0 | 0
11 | 1 | 15 | 0 | 0 | 0 | 0 | 0.0001216 | 0 | 0 | 0 | 0
11 | 1 | 16 | 0 | 0 | 0 | 0 | 0.00011957 | 0 | 0 | 0 | 0
11 | 1 | 17 | 141.5984 | 151.5027 | 151.5027 | 151.5027 | 0.00012219 | 0 | 0 | 0 | 0
11 | 1 | 18 | 141.5984 | 151.5027 | 151.5027 | 151.5027 | 0.0001343 | 0 | 0 | 0 | 0
11 | 1 | 19 | 141.5984 | 151.5027 | 151.5027 | 151.5027 | 0.00013426 | 0 | 0 | 0 | 0
11 | 1 | 20 | 141.5984 | 151.5027 | 151.5027 | 151.5027 | 0.00013139 | 0 | 0 | 0 | 0
11 | 1 | 21 | 141.5984 | 151.5027 | 151.5027 | 151.5027 | 0.00012761 | 0 | 0 | 0 | 0
11 | 1 | 22 | 141.5984 | 151.5027 | 151.5027 | 151.5027 | 0.00011914 | 0 | 0 | 0 | 0
11 | 1 | 23 | 0 | 0 | 0 | 0 | 0.00010817 | 0 | 0 | 0 | 0
11 | 1 | 24 | 0 | 0 | 0 | 0 | 9.8581e-05 | 0 | 0 | 0 | 0
11 | 2 | 1 | 0 | 0 | 0 | 0 | 9.1253e-05 | 0 | 0 | 0 | 0
11 | 2 | 2 | 0 | 0 | 0 | 0 | 8.7537e-05 | 0 | 0 | 0 | 0
11 | 2 | 3 | 0 | 0 | 0 | 0 | 8.5369e-05 | 0 | 0 | 0 | 0
11 | 2 | 4 | 0 | 0 | 0 | 0 | 8.4599e-05 | 0 | 0 | 0 | 0
11 | 2 | 5 | 0 | 0 | 0 | 0 | 8.7142e-05 | 0 | 0 | 0 | 0
11 | 2 | 6 | 0 | 0 | 0 | 0 | 9.4743e-05 | 0 | 0 | 0 | 0
11 | 2 | 7 | 0 | 0 | 0 | 0 | 0.00010767 | 0 | 0 | 0 | 0
11 | 2 | 8 | 0 | 0 | 0 | 0 | 0.00011704 | 0 | 0 | 0 | 0
11 | 2 | 9 | 0 | 0 | 0 | 0 | 0.00012073 | 0 | 0 | 0 | 0
11 | 2 | 10 | 0 | 0 | 0 | 0 | 0.00012411 | 0 | 0 | 0 | 0
11 | 2 | 11 | 0 | 0 | 0 | 0 | 0.0001256 | 0 | 0 | 0 | 0
11 | 2 | 12 | 0 | 0 | 0 | 0 | 0.00012519 | 0 | 0 | 0 | 0
11 | 2 | 13 | 0 | 0 | 0 | 0 | 0.00012427 | 0 | 0 | 0 | 0
11 | 2 | 14 | 0 | 0 | 0 | 0 | 0.00012213 | 0 | 0 | 0 | 0
11 | 2 | 15 | 0 | 0 | 0 | 0 | 0.00012066 | 0 | 0 | 0 | 0
11 | 2 | 16 | 0 | 0 | 0 | 0 | 0.0001195 | 0 | 0 | 0 | 0
11 | 2 | 17 | 141.5984 | 151.5027 | 151.5027 | 151.5027 | 0.00012322 | 0 | 0 | 0 | 0
11 | 2 | 18 | 141.5984 | 151.5027 | 151.5027 | 151.5027 | 0.00013589 | 0 | 0 | 0 | 0
11 | 2 | 19 | 141.5984 | 151.5027 | 151.5027 | 151.5027 | 0.00013542 | 0 | 0 | 0 | 0
11 | 2 | 20 | 141.5984 | 151.5027 | 151.5027 | 151.5027 | 0.00013137 | 0 | 0 | 0 | 0
11 | 2 | 21 | 141.5984 | 151.5027 | 151.5027 | 151.5027 | 0.00012729 | 0 | 0 | 0 | 0
11 | 2 | 22 | 141.5984 | 151.5027 | 151.5027 | 151.5027 | 0.00011985 | 0 | 0 | 0 | 0
11 | 2 | 23 | 0 | 0 | 0 | 0 | 0.00011026 | 0 | 0 | 0 | 0
11 | 2 | 24 | 0 | 0 | 0 | 0 | 0.00010027 | 0 | 0 | 0 | 0
11 | 3 | 1 | 0 | 0 | 0 | 0 | 9.2516e-05 | 0 | 0 | 0 | 0
11 | 3 | 2 | 0 | 0 | 0 | 0 | 8.7965e-05 | 0 | 0 | 0 | 0
11 | 3 | 3 | 0 | 0 | 0 | 0 | 8.5489e-05 | 0 | 0 | 0 | 0
11 | 3 | 4 | 0 | 0 | 0 | 0 | 8.4102e-05 | 0 | 0 | 0 | 0
11 | 3 | 5 | 0 | 0 | 0 | 0 | 8.5254e-05 | 0 | 0 | 0 | 0
11 | 3 | 6 | 0 | 0 | 0 | 0 | 8.9328e-05 | 0 | 0 | 0 | 0
11 | 3 | 7 | 0 | 0 | 0 | 0 | 9.5239e-05 | 0 | 0 | 0 | 0
11 | 3 | 8 | 0 | 0 | 0 | 0 | 0.00010123 | 0 | 0 | 0 | 0
11 | 3 | 9 | 0 | 0 | 0 | 0 | 0.00010901 | 0 | 0 | 0 | 0
11 | 3 | 10 | 0 | 0 | 0 | 0 | 0.00011441 | 0 | 0 | 0 | 0
11 | 3 | 11 | 0 | 0 | 0 | 0 | 0.00011639 | 0 | 0 | 0 | 0
11 | 3 | 12 | 0 | 0 | 0 | 0 | 0.00011562 | 0 | 0 | 0 | 0
11 | 3 | 13 | 0 | 0 | 0 | 0 | 0.00011375 | 0 | 0 | 0 | 0
11 | 3 | 14 | 0 | 0 | 0 | 0 | 0.00011128 | 0 | 0 | 0 | 0
11 | 3 | 15 | 0 | 0 | 0 | 0 | 0.00010957 | 0 | 0 | 0 | 0
11 | 3 | 16 | 0 | 0 | 0 | 0 | 0.00010917 | 0 | 0 | 0 | 0
11 | 3 | 17 | 141.5984 | 151.5027 | 151.5027 | 151.5027 | 0.00011426 | 0 | 0 | 0 | 0
11 | 3 | 18 | 141.5984 | 151.5027 | 151.5027 | 151.5027 | 0.00012911 | 0 | 0 | 0 | 0
11 | 3 | 19 | 141.5984 | 151.5027 | 151.5027 | 151.5027 | 0.00012997 | 0 | 0 | 0 | 0
11 | 3 | 20 | 141.5984 | 151.5027 | 151.5027 | 151.5027 | 0.0001271 | 0 | 0 | 0 | 0
11 | 3 | 21 | 141.5984 | 151.5027 | 151.5027 | 151.5027 | 0.00012315 | 0 | 0 | 0 | 0
11 | 3 | 22 | 141.5984 | 151.5027 | 151.5027 | 151.5027 | 0.00011619 | 0 | 0 | 0 | 0
11 | 3 | 23 | 0 | 0 | 0 | 0 | 0.0001076 | 0 | 0 | 0 | 0
11 | 3 | 24 | 0 | 0 | 0 | 0 | 9.8748e-05 | 0 | 0 | 0 | 0
11 | 4 | 1 | 0 | 0 | 0 | 0 | 9.1646e-05 | 0 | 0 | 0 | 0
11 | 4 | 2 | 0 | 0 | 0 | 0 | 8.72e-05 | 0 | 0 | 0 | 0
11 | 4 | 3 | 0 | 0 | 0 | 0 | 8.4797e-05 | 0 | 0 | 0 | 0
11 | 4 | 4 | 0 | 0 | 0 | 0 | 8.3108e-05 | 0 | 0 | 0 | 0
11 | 4 | 5 | 0 | 0 | 0 | 0 | 8.401e-05 | 0 | 0 | 0 | 0
11 | 4 | 6 | 0 | 0 | 0 | 0 | 8.7482e-05 | 0 | 0 | 0 | 0
11 | 4 | 7 | 0 | 0 | 0 | 0 | 9.2333e-05 | 0 | 0 | 0 | 0
11 | 4 | 8 | 0 | 0 | 0 | 0 | 9.7461e-05 | 0 | 0 | 0 | 0
11 | 4 | 9 | 0 | 0 | 0 | 0 | 0.00010417 | 0 | 0 | 0 | 0
11 | 4 | 10 | 0 | 0 | 0 | 0 | 0.00010939 | 0 | 0 | 0 | 0
11 | 4 | 11 | 0 | 0 | 0 | 0 | 0.00011258 | 0 | 0 | 0 | 0
11 | 4 | 12 | 0 | 0 | 0 | 0 | 0.00011298 | 0 | 0 | 0 | 0
11 | 4 | 13 | 0 | 0 | 0 | 0 | 0.0001113 | 0 | 0 | 0 | 0
11 | 4 | 14 | 0 | 0 | 0 | 0 | 0.00010972 | 0 | 0 | 0 | 0
11 | 4 | 15 | 0 | 0 | 0 | 0 | 0.00010858 | 0 | 0 | 0 | 0
11 | 4 | 16 | 0 | 0 | 0 | 0 | 0.00010875 | 0 | 0 | 0 | 0
11 | 4 | 17 | 141.5984 | 151.5027 | 151.5027 | 151.5027 | 0.00011602 | 0 | 0 | 0 | 0
11 | 4 | 18 | 141.5984 | 151.5027 | 151.5027 | 151.5027 | 0.00013236 | 0 | 0 | 0 | 0
11 | 4 | 19 | 141.5984 | 151.5027 | 151.5027 | 151.5027 | 0.00013438 | 0 | 0 | 0 | 0
11 | 4 | 20 | 141.5984 | 151.5027 | 151.5027 | 151.5027 | 0.00013125 | 0 | 0 | 0 | 0
11 | 4 | 21 | 141.5984 | 151.5027 | 151.5027 | 151.5027 | 0.00012691 | 0 | 0 | 0 | 0
11 | 4 | 22 | 141.5984 | 151.5027 | 151.5027 | 151.5027 | 0.00011875 | 0 | 0 | 0 | 0
11 | 4 | 23 | 0 | 0 | 0 | 0 | 0.00010768 | 0 | 0 | 0 | 0
11 | 4 | 24 | 0 | 0 | 0 | 0 | 9.6317e-05 | 0 | 0 | 0 | 0
11 | 5 | 1 | 0 | 0 | 0 | 0 | 8.8695e-05 | 0 | 0 | 0 | 0
11 | 5 | 2 | 0 | 0 | 0 | 0 | 8.5266e-05 | 0 | 0 | 0 | 0
11 | 5 | 3 | 0 | 0 | 0 | 0 | 8.3736e-05 | 0 | 0 | 0 | 0
11 | 5 | 4 | 0 | 0 | 0 | 0 | 8.3564e-05 | 0 | 0 | 0 | 0
11 | 5 | 5 | 0 | 0 | 0 | 0 | 8.7074e-05 | 0 | 0 | 0 | 0
11 | 5 | 6 | 0 | 0 | 0 | 0 | 9.6516e-05 | 0 | 0 | 0 | 0
11 | 5 | 7 | 0 | 0 | 0 | 0 | 0.00011244 | 0 | 0 | 0 | 0
11 | 5 | 8 | 0 | 0 | 0 | 0 | 0.0001222 | 0 | 0 | 0 | 0
11 | 5 | 9 | 0 | 0 | 0 | 0 | 0.00012497 | 0 | 0 | 0 | 0
11 | 5 | 10 | 0 | 0 | 0 | 0 | 0.00012737 | 0 | 0 | 0 | 0
11 | 5 | 11 | 0 | 0 | 0 | 0 | 0.00012888 | 0 | 0 | 0 | 0
11 | 5 | 12 | 0 | 0 | 0 | 0 | 0.00012837 | 0 | 0 | 0 | 0
11 | 5 | 13 | 0 | 0 | 0 | 0 | 0.00012655 | 0 | 0 | 0 | 0
11 | 5 | 14 | 0 | 0 | 0 | 0 | 0.00012536 | 0 | 0 | 0 | 0
11 | 5 | 15 | 0 | 0 | 0 | 0 | 0.00012345 | 0 | 0 | 0 | 0
11 | 5 | 16 | 0 | 0 | 0 | 0 | 0.00012256 | 0 | 0 | 0 | 0
11 | 5 | 17 | 141.5984 | 151.5027 | 151.5027 | 151.5027 | 0.00012717 | 0 | 0 | 0 | 0
11 | 5 | 18 | 141.5984 | 151.5027 | 151.5027 | 151.5027 | 0.00014305 | 0 | 0 | 0 | 0
11 | 5 | 19 | 141.5984 | 151.5027 | 151.5027 | 151.5027 | 0.00014393 | 0 | 0 | 0 | 0
11 | 5 | 20 | 141.5984 | 151.5027 | 151.5027 | 151.5027 | 0.00014053 | 0 | 0 | 0 | 0
11 | 5 | 21 | 141.5984 | 151.5027 | 151.5027 | 151.5027 | 0.00013458 | 0 | 0 | 0 | 0
11 | 5 | 22 | 141.5984 | 151.5027 | 151.5027 | 151.5027 | 0.00012382 | 0 | 0 | 0 | 0
11 | 5 | 23 | 0 | 0 | 0 | 0 | 0.00011123 | 0 | 0 | 0 | 0
11 | 5 | 24 | 0 | 0 | 0 | 0 | 9.9381e-05 | 0 | 0 | 0 | 0
11 | 6 | 1 | 0 | 0 | 0 | 0 | 9.1726e-05 | 0 | 0 | 0 | 0
11 | 6 | 2 | 0 | 0 | 0 | 0 | 8.807e-05 | 0 | 0 | 0 | 0
11 | 6 | 3 | 0 | 0 | 0 | 0 | 8.6245e-05 | 0 | 0 | 0 | 0
11 | 6 | 4 | 0 | 0 | 0 | 0 | 8.5379e-05 | 0 | 0 | 0 | 0
11 | 6 | 5 | 0 | 0 | 0 | 0 | 8.8354e-05 | 0 | 0 | 0 | 0
11 | 6 | 6 | 0 | 0 | 0 | 0 | 9.6981e-05 | 0 | 0 | 0 | 0
11 | 6 | 7 | 0 | 0 | 0 | 0 | 0.00011253 | 0 | 0 | 0 | 0
11 | 6 | 8 | 0 | 0 | 0 | 0 | 0.00012306 | 0 | 0 | 0 | 0
11 | 6 | 9 | 0 | 0 | 0 | 0 | 0.00012535 | 0 | 0 | 0 | 0
11 | 6 | 10 | 0 | 0 | 0 | 0 | 0.00012776 | 0 | 0 | 0 | 0
11 | 6 | 11 | 0 | 0 | 0 | 0 | 0.00012882 | 0 | 0 | 0 | 0
11 | 6 | 12 | 0 | 0 | 0 | 0 | 0.00012793 | 0 | 0 | 0 | 0
11 | 6 | 13 | 0 | 0 | 0 | 0 | 0.00012638 | 0 | 0 | 0 | 0
11 | 6 | 14 | 0 | 0 | 0 | 0 | 0.00012489 | 0 | 0 | 0 | 0
11 | 6 | 15 | 0 | 0 | 0 | 0 | 0.0001235 | 0 | 0 | 0 | 0
11 | 6 | 16 | 0 | 0 | 0 | 0 | 0.00012268 | 0 | 0 | 0 | 0
11 | 6 | 17 | 141.5984 | 151.5027 | 151.5027 | 151.5027 | 0.00012708 | 0 | 0 | 0 | 0
11 | 6 | 18 | 141.5984 | 151.5027 | 151.5027 | 151.5027 | 0.00014168 | 0 | 0 | 0 | 0
11 | 6 | 19 | 141.5984 | 151.5027 | 151.5027 | 151.5027 | 0.00014323 | 0 | 0 | 0 | 0
11 | 6 | 20 | 141.5984 | 151.5027 | 151.5027 | 151.5027 | 0.00014015 | 0 | 0 | 0 | 0
11 | 6 | 21 | 141.5984 | 151.5027 | 151.5027 | 151.5027 | 0.00013507 | 0 | 0 | 0 | 0
11 | 6 | 22 | 141.5984 | 151.5027 | 151.5027 | 151.5027 | 0.00012528 | 0 | 0 | 0 | 0
11 | 6 | 23 | 0 | 0 | 0 | 0 | 0.00011219 | 0 | 0 | 0 | 0
11 | 6 | 24 | 0 | 0 | 0 | 0 | 0.00010043 | 0 | 0 | 0 | 0
11 | 7 | 1 | 0 | 0 | 0 | 0 | 9.1309e-05 | 0 | 0 | 0 | 0
11 | 7 | 2 | 0 | 0 | 0 | 0 | 8.7262e-05 | 0 | 0 | 0 | 0
11 | 7 | 3 | 0 | 0 | 0 | 0 | 8.509e-05 | 0 | 0 | 0 | 0
11 | 7 | 4 | 0 | 0 | 0 | 0 | 8.4488e-05 | 0 | 0 | 0 | 0
11 | 7 | 5 | 0 | 0 | 0 | 0 | 8.749e-05 | 0 | 0 | 0 | 0
11 | 7 | 6 | 0 | 0 | 0 | 0 | 9.619e-05 | 0 | 0 | 0 | 0
11 | 7 | 7 | 0 | 0 | 0 | 0 | 0.00011112 | 0 | 0 | 0 | 0
11 | 7 | 8 | 0 | 0 | 0 | 0 | 0.00012073 | 0 | 0 | 0 | 0
11 | 7 | 9 | 0 | 0 | 0 | 0 | 0.00012398 | 0 | 0 | 0 | 0
11 | 7 | 10 | 0 | 0 | 0 | 0 | 0.00012658 | 0 | 0 | 0 | 0
11 | 7 | 11 | 0 | 0 | 0 | 0 | 0.00012776 | 0 | 0 | 0 | 0
11 | 7 | 12 | 0 | 0 | 0 | 0 | 0.00012781 | 0 | 0 | 0 | 0
11 | 7 | 13 | 0 | 0 | 0 | 0 | 0.0001266 | 0 | 0 | 0 | 0
11 | 7 | 14 | 0 | 0 | 0 | 0 | 0.00012511 | 0 | 0 | 0 | 0
11 | 7 | 15 | 0 | 0 | 0 | 0 | 0.00012401 | 0 | 0 | 0 | 0
11 | 7 | 16 | 0 | 0 | 0 | 0 | 0.00012309 | 0 | 0 | 0 | 0
11 | 7 | 17 | 141.5984 | 151.5027 | 151.5027 | 151.5027 | 0.00012631 | 0 | 0 | 0 | 0
11 | 7 | 18 | 141.5984 | 151.5027 | 151.5027 | 151.5027 | 0.00013995 | 0 | 0 | 0 | 0
11 | 7 | 19 | 141.5984 | 151.5027 | 151.5027 | 151.5027 | 0.00014021 | 0 | 0 | 0 | 0
11 | 7 | 20 | 141.5984 | 151.5027 | 151.5027 | 151.5027 | 0.00013676 | 0 | 0 | 0 | 0
11 | 7 | 21 | 141.5984 | 151.5027 | 151.5027 | 151.5027 | 0.00013149 | 0 | 0 | 0 | 0
11 | 7 | 22 | 141.5984 | 151.5027 | 151.5027 | 151.5027 | 0.00012197 | 0 | 0 | 0 | 0
11 | 7 | 23 | 0 | 0 | 0 | 0 | 0.00011051 | 0 | 0 | 0 | 0
11 | 7 | 24 | 0 | 0 | 0 | 0 | 9.9057e-05 | 0 | 0 | 0 | 0
11 | 8 | 1 | 0 | 0 | 0 | 0 | 9.1142e-05 | 0 | 0 | 0 | 0
11 | 8 | 2 | 0 | 0 | 0 | 0 | 8.736e-05 | 0 | 0 | 0 | 0
11 | 8 | 3 | 0 | 0 | 0 | 0 | 8.5252e-05 | 0 | 0 | 0 | 0
11 | 8 | 4 | 0 | 0 | 0 | 0 | 8.3999e-05 | 0 | 0 | 0 | 0
11 | 8 | 5 | 0 | 0 | 0 | 0 | 8.6721e-05 | 0 | 0 | 0 | 0
11 | 8 | 6 | 0 | 0 | 0 | 0 | 9.4513e-05 | 0 | 0 | 0 | 0
11 | 8 | 7 | 0 | 0 | 0 | 0 | 0.00010784 | 0 | 0 | 0 | 0
11 | 8 | 8 | 0 | 0 | 0 | 0 | 0.00011716 | 0 | 0 | 0 | 0
11 | 8 | 9 | 0 | 0 | 0 | 0 | 0.00012086 | 0 | 0 | 0 | 0
11 | 8 | 10 | 0 | 0 | 0 | 0 | 0.00012456 | 0 | 0 | 0 | 0
11 | 8 | 11 | 0 | 0 | 0 | 0 | 0.00012694 | 0 | 0 | 0 | 0
11 | 8 | 12 | 0 | 0 | 0 | 0 | 0.00012681 | 0 | 0 | 0 | 0
11 | 8 | 13 | 0 | 0 | 0 | 0 | 0.00012606 | 0 | 0 | 0 | 0
11 | 8 | 14 | 0 | 0 | 0 | 0 | 0.00012399 | 0 | 0 | 0 | 0
11 | 8 | 15 | 0 | 0 | 0 | 0 | 0.0001216 | 0 | 0 | 0 | 0
11 | 8 | 16 | 0 | 0 | 0 | 0 | 0.00011957 | 0 | 0 | 0 | 0
11 | 8 | 17 | 141.5984 | 151.5027 | 151.5027 | 151.5027 | 0.00012219 | 0 | 0 | 0 | 0
11 | 8 | 18 | 141.5984 | 151.5027 | 151.5027 | 151.5027 | 0.0001343 | 0 | 0 | 0 | 0
11 | 8 | 19 | 141.5984 | 151.5027 | 151.5027 | 151.5027 | 0.00013426 | 0 | 0 | 0 | 0
11 | 8 | 20 | 141.5984 | 151.5027 | 151.5027 | 151.5027 | 0.00013139 | 0 | 0 | 0 | 0
11 | 8 | 21 | 141.5984 | 151.5027 | 151.5027 | 151.5027 | 0.00012761 | 0 | 0 | 0 | 0
11 | 8 | 22 | 141.5984 | 151.5027 | 151.5027 | 151.5027 | 0.00011914 | 0 | 0 | 0 | 0
11 | 8 | 23 | 0 | 0 | 0 | 0 | 0.00010817 | 0 | 0 | 0 | 0
11 | 8 | 24 | 0 | 0 | 0 | 0 | 9.8581e-05 | 0 | 0 | 0 | 0
11 | 9 | 1 | 0 | 0 | 0 | 0 | 9.1253e-05 | 0 | 0 | 0 | 0
11 | 9 | 2 | 0 | 0 | 0 | 0 | 8.7537e-05 | 0 | 0 | 0 | 0
11 | 9 | 3 | 0 | 0 | 0 | 0 | 8.5369e-05 | 0 | 0 | 0 | 0
11 | 9 | 4 | 0 | 0 | 0 | 0 | 8.4599e-05 | 0 | 0 | 0 | 0
11 | 9 | 5 | 0 | 0 | 0 | 0 | 8.7142e-05 | 0 | 0 | 0 | 0
11 | 9 | 6 | 0 | 0 | 0 | 0 | 9.4743e-05 | 0 | 0 | 0 | 0
11 | 9 | 7 | 0 | 0 | 0 | 0 | 0.00010767 | 0 | 0 | 0 | 0
11 | 9 | 8 | 0 | 0 | 0 | 0 | 0.00011704 | 0 | 0 | 0 | 0
11 | 9 | 9 | 0 | 0 | 0 | 0 | 0.00012073 | 0 | 0 | 0 | 0
11 | 9 | 10 | 0 | 0 | 0 | 0 | 0.00012411 | 0 | 0 | 0 | 0
11 | 9 | 11 | 0 | 0 | 0 | 0 | 0.0001256 | 0 | 0 | 0 | 0
11 | 9 | 12 | 0 | 0 | 0 | 0 | 0.00012519 | 0 | 0 | 0 | 0
11 | 9 | 13 | 0 | 0 | 0 | 0 | 0.00012427 | 0 | 0 | 0 | 0
11 | 9 | 14 | 0 | 0 | 0 | 0 | 0.00012213 | 0 | 0 | 0 | 0
11 | 9 | 15 | 0 | 0 | 0 | 0 | 0.00012066 | 0 | 0 | 0 | 0
11 | 9 | 16 | 0 | 0 | 0 | 0 | 0.0001195 | 0 | 0 | 0 | 0
11 | 9 | 17 | 141.5984 | 151.5027 | 151.5027 | 151.5027 | 0.00012322 | 0 | 0 | 0 | 0
11 | 9 | 18 | 141.5984 | 151.5027 | 151.5027 | 151.5027 | 0.00013589 | 0 | 0 | 0 | 0
11 | 9 | 19 | 141.5984 | 151.5027 | 151.5027 | 151.5027 | 0.00013542 | 0 | 0 | 0 | 0
11 | 9 | 20 | 141.5984 | 151.5027 | 151.5027 | 151.5027 | 0.00013137 | 0 | 0 | 0 | 0
11 | 9 | 21 | 141.5984 | 151.5027 | 151.5027 | 151.5027 | 0.00012729 | 0 | 0 | 0 | 0
11 | 9 | 22 | 141.5984 | 151.5027 | 151.5027 | 151.5027 | 0.00011985 | 0 | 0 | 0 | 0
11 | 9 | 23 | 0 | 0 | 0 | 0 | 0.00011026 | 0 | 0 | 0 | 0
11 | 9 | 24 | 0 | 0 | 0 | 0 | 0.00010027 | 0 | 0 | 0 | 0
11 | 10 | 1 | 0 | 0 | 0 | 0 | 9.2516e-05 | 0 | 0 | 0 | 0
11 | 10 | 2 | 0 | 0 | 0 | 0 | 8.7965e-05 | 0 | 0 | 0 | 0
11 | 10 | 3 | 0 | 0 | 0 | 0 | 8.5489e-05 | 0 | 0 | 0 | 0
11 | 10 | 4 | 0 | 0 | 0 | 0 | 8.4102e-05 | 0 | 0 | 0 | 0
11 | 10 | 5 | 0 | 0 | 0 | 0 | 8.5254e-05 | 0 | 0 | 0 | 0
11 | 10 | 6 | 0 | 0 | 0 | 0 | 8.9328e-05 | 0 | 0 | 0 | 0
11 | 10 | 7 | 0 | 0 | 0 | 0 | 9.5239e-05 | 0 | 0 | 0 | 0
11 | 10 | 8 | 0 | 0 | 0 | 0 | 0.00010123 | 0 | 0 | 0 | 0
11 | 10 | 9 | 0 | 0 | 0 | 0 | 0.00010901 | 0 | 0 | 0 | 0
11 | 10 | 10 | 0 | 0 | 0 | 0 | 0.00011441 | 0 | 0 | 0 | 0
11 | 10 | 11 | 0 | 0 | 0 | 0 | 0.00011639 | 0 | 0 | 0 | 0
11 | 10 | 12 | 0 | 0 | 0 | 0 | 0.00011562 | 0 | 0 | 0 | 0
11 | 10 | 13 | 0 | 0 | 0 | 0 | 0.00011375 | 0 | 0 | 0 | 0
11 | 10 | 14 | 0 | 0 | 0 | 0 | 0.00011128 | 0 | 0 | 0 | 0
11 | 10 | 15 | 0 | 0 | 0 | 0 | 0.00010957 | 0 | 0 | 0 | 0
11 | 10 | 16 | 0 | 0 | 0 | 0 | 0.00010917 | 0 | 0 | 0 | 0
11 | 10 | 17 | 141.5984 | 151.5027 | 151.5027 | 151.5027 | 0.00011426 | 0 | 0 | 0 | 0
11 | 10 | 18 | 141.5984 | 151.5027 | 151.5027 | 151.5027 | 0.00012911 | 0 | 0 | 0 | 0
11 | 10 | 19 | 141.5984 | 151.5027 | 151.5027 | 151.5027 | 0.00012997 | 0 | 0 | 0 | 0
11 | 10 | 20 | 141.5984 | 151.5027 | 151.5027 | 151.5027 | 0.0001271 | 0 | 0 | 0 | 0
11 | 10 | 21 | 141.5984 | 151.5027 | 151.5027 | 151.5027 | 0.00012315 | 0 | 0 | 0 | 0
11 | 10 | 22 | 141.5984 | 151.5027 | 151.5027 | 151.5027 | 0.00011619 | 0 | 0 | 0 | 0
11 | 10 | 23 | 0 | 0 | 0 | 0 | 0.0001076 | 0 | 0 | 0 | 0
11 | 10 | 24 | 0 | 0 | 0 | 0 | 9.8748e-05 | 0 | 0 | 0 | 0
11 | 11 | 1 | 0 | 0 | 0 | 0 | 9.1646e-05 | 0 | 0 | 0 | 0
11 | 11 | 2 | 0 | 0 | 0 | 0 | 8.72e-05 | 0 | 0 | 0 | 0
11 | 11 | 3 | 0 | 0 | 0 | 0 | 8.4797e-05 | 0 | 0 | 0 | 0
11 | 11 | 4 | 0 | 0 | 0 | 0 | 8.3108e-05 | 0 | 0 | 0 | 0
11 | 11 | 5 | 0 | 0 | 0 | 0 | 8.401e-05 | 0 | 0 | 0 | 0
11 | 11 | 6 | 0 | 0 | 0 | 0 | 8.7482e-05 | 0 | 0 | 0 | 0
11 | 11 | 7 | 0 | 0 | 0 | 0 | 9.2333e-05 | 0 | 0 | 0 | 0
11 | 11 | 8 | 0 | 0 | 0 | 0 | 9.7461e-05 | 0 | 0 | 0 | 0
11 | 11 | 9 | 0 | 0 | 0 | 0 | 0.00010417 | 0 | 0 | 0 | 0
11 | 11 | 10 | 0 | 0 | 0 | 0 | 0.00010939 | 0 | 0 | 0 | 0
11 | 11 | 11 | 0 | 0 | 0 | 0 | 0.00011258 | 0 | 0 | 0 | 0
11 | 11 | 12 | 0 | 0 | 0 | 0 | 0.00011298 | 0 | 0 | 0 | 0
11 | 11 | 13 | 0 | 0 | 0 | 0 | 0.0001113 | 0 | 0 | 0 | 0
11 | 11 | 14 | 0 | 0 | 0 | 0 | 0.00010972 | 0 | 0 | 0 | 0
11 | 11 | 15 | 0 | 0 | 0 | 0 | 0.00010858 | 0 | 0 | 0 | 0
11 | 11 | 16 | 0 | 0 | 0 | 0 | 0.00010875 | 0 | 0 | 0 | 0
11 | 11 | 17 | 141.5984 | 151.5027 | 151.5027 | 151.5027 | 0.00011602 | 0 | 0 | 0 | 0
11 | 11 | 18 | 141.5984 | 151.5027 | 151.5027 | 151.5027 | 0.00013236 | 0 | 0 | 0 | 0
11 | 11 | 19 | 141.5984 | 151.5027 | 151.5027 | 151.5027 | 0.00013438 | 0 | 0 | 0 | 0
11 | 11 | 20 | 141.5984 | 151.5027 | 151.5027 | 151.5027 | 0.00013125 | 0 | 0 | 0 | 0
11 | 11 | 21 | 141.5984 | 151.5027 | 151.5027 | 151.5027 | 0.00012691 | 0 | 0 | 0 | 0
11 | 11 | 22 | 141.5984 | 151.5027 | 151.5027 | 151.5027 | 0.00011875 | 0 | 0 | 0 | 0
11 | 11 | 23 | 0 | 0 | 0 | 0 | 0.00010768 | 0 | 0 | 0 | 0
11 | 11 | 24 | 0 | 0 | 0 | 0 | 9.6317e-05 | 0 | 0 | 0 | 0
11 | 12 | 1 | 0 | 0 | 0 | 0 | 8.8695e-05 | 0 | 0 | 0 | 0
11 | 12 | 2 | 0 | 0 | 0 | 0 | 8.5266e-05 | 0 | 0 | 0 | 0
11 | 12 | 3 | 0 | 0 | 0 | 0 | 8.3736e-05 | 0 | 0 | 0 | 0
11 | 12 | 4 | 0 | 0 | 0 | 0 | 8.3564e-05 | 0 | 0 | 0 | 0
11 | 12 | 5 | 0 | 0 | 0 | 0 | 8.7074e-05 | 0 | 0 | 0 | 0
11 | 12 | 6 | 0 | 0 | 0 | 0 | 9.6516e-05 | 0 | 0 | 0 | 0
11 | 12 | 7 | 0 | 0 | 0 | 0 | 0.00011244 | 0 | 0 | 0 | 0
11 | 12 | 8 | 0 | 0 | 0 | 0 | 0.0001222 | 0 | 0 | 0 | 0
11 | 12 | 9 | 0 | 0 | 0 | 0 | 0.00012497 | 0 | 0 | 0 | 0
11 | 12 | 10 | 0 | 0 | 0 | 0 | 0.00012737 | 0 | 0 | 0 | 0
11 | 12 | 11 | 0 | 0 | 0 | 0 | 0.00012888 | 0 | 0 | 0 | 0
11 | 12 | 12 | 0 | 0 | 0 | 0 | 0.00012837 | 0 | 0 | 0 | 0
11 | 12 | 13 | 0 | 0 | 0 | 0 | 0.00012655 | 0 | 0 | 0 | 0
11 | 12 | 14 | 0 | 0 | 0 | 0 | 0.00012536 | 0 | 0 | 0 | 0
11 | 12 | 15 | 0 | 0 | 0 | 0 | 0.00012345 | 0 | 0 | 0 | 0
11 | 12 | 16 | 0 | 0 | 0 | 0 | 0.00012256 | 0 | 0 | 0 | 0
11 | 12 | 17 | 141.5984 | 151.5027 | 151.5027 | 151.5027 | 0.00012717 | 0 | 0 | 0 | 0
11 | 12 | 18 | 141.5984 | 151.5027 | 151.5027 | 151.5027 | 0.00014305 | 0 | 0 | 0 | 0
11 | 12 | 19 | 141.5984 | 151.5027 | 151.5027 | 151.5027 | 0.00014393 | 0 | 0 | 0 | 0
11 | 12 | 20 | 141.5984 | 151.5027 | 151.5027 | 151.5027 | 0.00014053 | 0 | 0 | 0 | 0
11 | 12 | 21 | 141.5984 | 151.5027 | 151.5027 | 151.5027 | 0.00013458 | 0 | 0 | 0 | 0
11 | 12 | 22 | 141.5984 | 151.5027 | 151.5027 | 151.5027 | 0.00012382 | 0 | 0 | 0 | 0
11 | 12 | 23 | 0 | 0 | 0 | 0 | 0.00011123 | 0 | 0 | 0 | 0
11 | 12 | 24 | 0 | 0 | 0 | 0 | 9.9381e-05 | 0 | 0 | 0 | 0
11 | 13 | 1 | 0 | 0 | 0 | 0 | 9.1726e-05 | 0 | 0 | 0 | 0
11 | 13 | 2 | 0 | 0 | 0 | 0 | 8.807e-05 | 0 | 0 | 0 | 0
11 | 13 | 3 | 0 | 0 | 0 | 0 | 8.6245e-05 | 0 | 0 | 0 | 0
11 | 13 | 4 | 0 | 0 | 0 | 0 | 8.5379e-05 | 0 | 0 | 0 | 0
11 | 13 | 5 | 0 | 0 | 0 | 0 | 8.8354e-05 | 0 | 0 | 0 | 0
11 | 13 | 6 | 0 | 0 | 0 | 0 | 9.6981e-05 | 0 | 0 | 0 | 0
11 | 13 | 7 | 0 | 0 | 0 | 0 | 0.00011253 | 0 | 0 | 0 | 0
11 | 13 | 8 | 0 | 0 | 0 | 0 | 0.00012306 | 0 | 0 | 0 | 0
11 | 13 | 9 | 0 | 0 | 0 | 0 | 0.00012535 | 0 | 0 | 0 | 0
11 | 13 | 10 | 0 | 0 | 0 | 0 | 0.00012776 | 0 | 0 | 0 | 0
11 | 13 | 11 | 0 | 0 | 0 | 0 | 0.00012882 | 0 | 0 | 0 | 0
11 | 13 | 12 | 0 | 0 | 0 | 0 | 0.00012793 | 0 | 0 | 0 | 0
11 | 13 | 13 | 0 | 0 | 0 | 0 | 0.00012638 | 0 | 0 | 0 | 0
11 | 13 | 14 | 0 | 0 | 0 | 0 | 0.00012489 | 0 | 0 | 0 | 0
11 | 13 | 15 | 0 | 0 | 0 | 0 | 0.0001235 | 0 | 0 | 0 | 0
11 | 13 | 16 | 0 | 0 | 0 | 0 | 0.00012268 | 0 | 0 | 0 | 0
11 | 13 | 17 | 141.5984 | 151.5027 | 151.5027 | 151.5027 | 0.00012708 | 0 | 0 | 0 | 0
11 | 13 | 18 | 141.5984 | 151.5027 | 151.5027 | 151.5027 | 0.00014168 | 0 | 0 | 0 | 0
11 | 13 | 19 | 141.5984 | 151.5027 | 151.5027 | 151.5027 | 0.00014323 | 0 | 0 | 0 | 0
11 | 13 | 20 | 141.5984 | 151.5027 | 151.5027 | 151.5027 | 0.00014015 | 0 | 0 | 0 | 0
11 | 13 | 21 | 141.5984 | 151.5027 | 151.5027 | 151.5027 | 0.00013507 | 0 | 0 | 0 | 0
11 | 13 | 22 | 141.5984 | 151.5027 | 151.5027 | 151.5027 | 0.00012528 | 0 | 0 | 0 | 0
11 | 13 | 23 | 0 | 0 | 0 | 0 | 0.00011219 | 0 | 0 | 0 | 0
11 | 13 | 24 | 0 | 0 | 0 | 0 | 0.00010043 | 0 | 0 | 0 | 0
11 | 14 | 1 | 0 | 0 | 0 | 0 | 9.1309e-05 | 0 | 0 | 0 | 0
11 | 14 | 2 | 0 | 0 | 0 | 0 | 8.7262e-05 | 0 | 0 | 0 | 0
11 | 14 | 3 | 0 | 0 | 0 | 0 | 8.509e-05 | 0 | 0 | 0 | 0
11 | 14 | 4 | 0 | 0 | 0 | 0 | 8.4488e-05 | 0 | 0 | 0 | 0
11 | 14 | 5 | 0 | 0 | 0 | 0 | 8.749e-05 | 0 | 0 | 0 | 0
11 | 14 | 6 | 0 | 0 | 0 | 0 | 9.619e-05 | 0 | 0 | 0 | 0
11 | 14 | 7 | 0 | 0 | 0 | 0 | 0.00011112 | 0 | 0 | 0 | 0
11 | 14 | 8 | 0 | 0 | 0 | 0 | 0.00012073 | 0 | 0 | 0 | 0
11 | 14 | 9 | 0 | 0 | 0 | 0 | 0.00012398 | 0 | 0 | 0 | 0
11 | 14 | 10 | 0 | 0 | 0 | 0 | 0.00012658 | 0 | 0 | 0 | 0
11 | 14 | 11 | 0 | 0 | 0 | 0 | 0.00012776 | 0 | 0 | 0 | 0
11 | 14 | 12 | 0 | 0 | 0 | 0 | 0.00012781 | 0 | 0 | 0 | 0
11 | 14 | 13 | 0 | 0 | 0 | 0 | 0.0001266 | 0 | 0 | 0 | 0
11 | 14 | 14 | 0 | 0 | 0 | 0 | 0.00012511 | 0 | 0 | 0 | 0
11 | 14 | 15 | 0 | 0 | 0 | 0 | 0.00012401 | 0 | 0 | 0 | 0
11 | 14 | 16 | 0 | 0 | 0 | 0 | 0.00012309 | 0 | 0 | 0 | 0
11 | 14 | 17 | 141.5984 | 151.5027 | 151.5027 | 151.5027 | 0.00012631 | 0 | 0 | 0 | 0
11 | 14 | 18 | 141.5984 | 151.5027 | 151.5027 | 151.5027 | 0.00013995 | 0 | 0 | 0 | 0
11 | 14 | 19 | 141.5984 | 151.5027 | 151.5027 | 151.5027 | 0.00014021 | 0 | 0 | 0 | 0
11 | 14 | 20 | 141.5984 | 151.5027 | 151.5027 | 151.5027 | 0.00013676 | 0 | 0 | 0 | 0
11 | 14 | 21 | 141.5984 | 151.5027 | 151.5027 | 151.5027 | 0.00013149 | 0 | 0 | 0 | 0
11 | 14 | 22 | 141.5984 | 151.5027 | 151.5027 | 151.5027 | 0.00012197 | 0 | 0 | 0 | 0
11 | 14 | 23 | 0 | 0 | 0 | 0 | 0.00011051 | 0 | 0 | 0 | 0
11 | 14 | 24 | 0 | 0 | 0 | 0 | 9.9057e-05 | 0 | 0 | 0 | 0
11 | 15 | 1 | 0 | 0 | 0 | 0 | 9.1142e-05 | 0 | 0 | 0 | 0
11 | 15 | 2 | 0 | 0 | 0 | 0 | 8.736e-05 | 0 | 0 | 0 | 0
11 | 15 | 3 | 0 | 0 | 0 | 0 | 8.5252e-05 | 0 | 0 | 0 | 0
11 | 15 | 4 | 0 | 0 | 0 | 0 | 8.3999e-05 | 0 | 0 | 0 | 0
11 | 15 | 5 | 0 | 0 | 0 | 0 | 8.6721e-05 | 0 | 0 | 0 | 0
11 | 15 | 6 | 0 | 0 | 0 | 0 | 9.4513e-05 | 0 | 0 | 0 | 0
11 | 15 | 7 | 0 | 0 | 0 | 0 | 0.00010784 | 0 | 0 | 0 | 0
11 | 15 | 8 | 0 | 0 | 0 | 0 | 0.00011716 | 0 | 0 | 0 | 0
11 | 15 | 9 | 0 | 0 | 0 | 0 | 0.00012086 | 0 | 0 | 0 | 0
11 | 15 | 10 | 0 | 0 | 0 | 0 | 0.00012456 | 0 | 0 | 0 | 0
11 | 15 | 11 | 0 | 0 | 0 | 0 | 0.00012694 | 0 | 0 | 0 | 0
11 | 15 | 12 | 0 | 0 | 0 | 0 | 0.00012681 | 0 | 0 | 0 | 0
11 | 15 | 13 | 0 | 0 | 0 | 0 | 0.00012606 | 0 | 0 | 0 | 0
11 | 15 | 14 | 0 | 0 | 0 | 0 | 0.00012399 | 0 | 0 | 0 | 0
11 | 15 | 15 | 0 | 0 | 0 | 0 | 0.0001216 | 0 | 0 | 0 | 0
11 | 15 | 16 | 0 | 0 | 0 | 0 | 0.00011957 | 0 | 0 | 0 | 0
11 | 15 | 17 | 141.5984 | 151.5027 | 151.5027 | 151.5027 | 0.00012219 | 0 | 0 | 0 | 0
11 | 15 | 18 | 141.5984 | 151.5027 | 151.5027 | 151.5027 | 0.0001343 | 0 | 0 | 0 | 0
11 | 15 | 19 | 141.5984 | 151.5027 | 151.5027 | 151.5027 | 0.00013426 | 0 | 0 | 0 | 0
11 | 15 | 20 | 141.5984 | 151.5027 | 151.5027 | 151.5027 | 0.00013139 | 0 | 0 | 0 | 0
11 | 15 | 21 | 141.5984 | 151.5027 | 151.5027 | 151.5027 | 0.00012761 | 0 | 0 | 0 | 0
11 | 15 | 22 | 141.5984 | 151.5027 | 151.5027 | 151.5027 | 0.00011914 | 0 | 0 | 0 | 0
11 | 15 | 23 | 0 | 0 | 0 | 0 | 0.00010817 | 0 | 0 | 0 | 0
11 | 15 | 24 | 0 | 0 | 0 | 0 | 9.8581e-05 | 0 | 0 | 0 | 0
11 | 16 | 1 | 0 | 0 | 0 | 0 | 9.1253e-05 | 0 | 0 | 0 | 0
11 | 16 | 2 | 0 | 0 | 0 | 0 | 8.7537e-05 | 0 | 0 | 0 | 0
11 | 16 | 3 | 0 | 0 | 0 | 0 | 8.5369e-05 | 0 | 0 | 0 | 0
11 | 16 | 4 | 0 | 0 | 0 | 0 | 8.4599e-05 | 0 | 0 | 0 | 0
11 | 16 | 5 | 0 | 0 | 0 | 0 | 8.7142e-05 | 0 | 0 | 0 | 0
11 | 16 | 6 | 0 | 0 | 0 | 0 | 9.4743e-05 | 0 | 0 | 0 | 0
11 | 16 | 7 | 0 | 0 | 0 | 0 | 0.00010767 | 0 | 0 | 0 | 0
11 | 16 | 8 | 0 | 0 | 0 | 0 | 0.00011704 | 0 | 0 | 0 | 0
11 | 16 | 9 | 0 | 0 | 0 | 0 | 0.00012073 | 0 | 0 | 0 | 0
11 | 16 | 10 | 0 | 0 | 0 | 0 | 0.00012411 | 0 | 0 | 0 | 0
11 | 16 | 11 | 0 | 0 | 0 | 0 | 0.0001256 | 0 | 0 | 0 | 0
11 | 16 | 12 | 0 | 0 | 0 | 0 | 0.00012519 | 0 | 0 | 0 | 0
11 | 16 | 13 | 0 | 0 | 0 | 0 | 0.00012427 | 0 | 0 | 0 | 0
11 | 16 | 14 | 0 | 0 | 0 | 0 | 0.00012213 | 0 | 0 | 0 | 0
11 | 16 | 15 | 0 | 0 | 0 | 0 | 0.00012066 | 0 | 0 | 0 | 0
11 | 16 | 16 | 0 | 0 | 0 | 0 | 0.0001195 | 0 | 0 | 0 | 0
11 | 16 | 17 | 141.5984 | 151.5027 | 151.5027 | 151.5027 | 0.00012322 | 0 | 0 | 0 | 0
11 | 16 | 18 | 141.5984 | 151.5027 | 151.5027 | 151.5027 | 0.00013589 | 0 | 0 | 0 | 0
11 | 16 | 19 | 141.5984 | 151.5027 | 151.5027 | 151.5027 | 0.00013542 | 0 | 0 | 0 | 0
11 | 16 | 20 | 141.5984 | 151.5027 | 151.5027 | 151.5027 | 0.00013137 | 0 | 0 | 0 | 0
11 | 16 | 21 | 141.5984 | 151.5027 | 151.5027 | 151.5027 | 0.00012729 | 0 | 0 | 0 | 0
11 | 16 | 22 | 141.5984 | 151.5027 | 151.5027 | 151.5027 | 0.00011985 | 0 | 0 | 0 | 0
11 | 16 | 23 | 0 | 0 | 0 | 0 | 0.00011026 | 0 | 0 | 0 | 0
11 | 16 | 24 | 0 | 0 | 0 | 0 | 0.00010027 | 0 | 0 | 0 | 0
11 | 17 | 1 | 0 | 0 | 0 | 0 | 9.2516e-05 | 0 | 0 | 0 | 0
11 | 17 | 2 | 0 | 0 | 0 | 0 | 8.7965e-05 | 0 | 0 | 0 | 0
11 | 17 | 3 | 0 | 0 | 0 | 0 | 8.5489e-05 | 0 | 0 | 0 | 0
11 | 17 | 4 | 0 | 0 | 0 | 0 | 8.4102e-05 | 0 | 0 | 0 | 0
11 | 17 | 5 | 0 | 0 | 0 | 0 | 8.5254e-05 | 0 | 0 | 0 | 0
11 | 17 | 6 | 0 | 0 | 0 | 0 | 8.9328e-05 | 0 | 0 | 0 | 0
11 | 17 | 7 | 0 | 0 | 0 | 0 | 9.5239e-05 | 0 | 0 | 0 | 0
11 | 17 | 8 | 0 | 0 | 0 | 0 | 0.00010123 | 0 | 0 | 0 | 0
11 | 17 | 9 | 0 | 0 | 0 | 0 | 0.00010901 | 0 | 0 | 0 | 0
11 | 17 | 10 | 0 | 0 | 0 | 0 | 0.00011441 | 0 | 0 | 0 | 0
11 | 17 | 11 | 0 | 0 | 0 | 0 | 0.00011639 | 0 | 0 | 0 | 0
11 | 17 | 12 | 0 | 0 | 0 | 0 | 0.00011562 | 0 | 0 | 0 | 0
11 | 17 | 13 | 0 | 0 | 0 | 0 | 0.00011375 | 0 | 0 | 0 | 0
11 | 17 | 14 | 0 | 0 | 0 | 0 | 0.00011128 | 0 | 0 | 0 | 0
11 | 17 | 15 | 0 | 0 | 0 | 0 | 0.00010957 | 0 | 0 | 0 | 0
11 | 17 | 16 | 0 | 0 | 0 | 0 | 0.00010917 | 0 | 0 | 0 | 0
11 | 17 | 17 | 141.5984 | 151.5027 | 151.5027 | 151.5027 | 0.00011426 | 0 | 0 | 0 | 0
11 | 17 | 18 | 141.5984 | 151.5027 | 151.5027 | 151.5027 | 0.00012911 | 0 | 0 | 0 | 0
11 | 17 | 19 | 141.5984 | 151.5027 | 151.5027 | 151.5027 | 0.00012997 | 0 | 0 | 0 | 0
11 | 17 | 20 | 141.5984 | 151.5027 | 151.5027 | 151.5027 | 0.0001271 | 0 | 0 | 0 | 0
11 | 17 | 21 | 141.5984 | 151.5027 | 151.5027 | 151.5027 | 0.00012315 | 0 | 0 | 0 | 0
11 | 17 | 22 | 141.5984 | 151.5027 | 151.5027 | 151.5027 | 0.00011619 | 0 | 0 | 0 | 0
11 | 17 | 23 | 0 | 0 | 0 | 0 | 0.0001076 | 0 | 0 | 0 | 0
11 | 17 | 24 | 0 | 0 | 0 | 0 | 9.8748e-05 | 0 | 0 | 0 | 0
11 | 18 | 1 | 0 | 0 | 0 | 0 | 9.1646e-05 | 0 | 0 | 0 | 0
11 | 18 | 2 | 0 | 0 | 0 | 0 | 8.72e-05 | 0 | 0 | 0 | 0
11 | 18 | 3 | 0 | 0 | 0 | 0 | 8.4797e-05 | 0 | 0 | 0 | 0
11 | 18 | 4 | 0 | 0 | 0 | 0 | 8.3108e-05 | 0 | 0 | 0 | 0
11 | 18 | 5 | 0 | 0 | 0 | 0 | 8.401e-05 | 0 | 0 | 0 | 0
11 | 18 | 6 | 0 | 0 | 0 | 0 | 8.7482e-05 | 0 | 0 | 0 | 0
11 | 18 | 7 | 0 | 0 | 0 | 0 | 9.2333e-05 | 0 | 0 | 0 | 0
11 | 18 | 8 | 0 | 0 | 0 | 0 | 9.7461e-05 | 0 | 0 | 0 | 0
11 | 18 | 9 | 0 | 0 | 0 | 0 | 0.00010417 | 0 | 0 | 0 | 0
11 | 18 | 10 | 0 | 0 | 0 | 0 | 0.00010939 | 0 | 0 | 0 | 0
11 | 18 | 11 | 0 | 0 | 0 | 0 | 0.00011258 | 0 | 0 | 0 | 0
11 | 18 | 12 | 0 | 0 | 0 | 0 | 0.00011298 | 0 | 0 | 0 | 0
11 | 18 | 13 | 0 | 0 | 0 | 0 | 0.0001113 | 0 | 0 | 0 | 0
11 | 18 | 14 | 0 | 0 | 0 | 0 | 0.00010972 | 0 | 0 | 0 | 0
11 | 18 | 15 | 0 | 0 | 0 | 0 | 0.00010858 | 0 | 0 | 0 | 0
11 | 18 | 16 | 0 | 0 | 0 | 0 | 0.00010875 | 0 | 0 | 0 | 0
11 | 18 | 17 | 141.5984 | 151.5027 | 151.5027 | 151.5027 | 0.00011602 | 0 | 0 | 0 | 0
11 | 18 | 18 | 141.5984 | 151.5027 | 151.5027 | 151.5027 | 0.00013236 | 0 | 0 | 0 | 0
11 | 18 | 19 | 141.5984 | 151.5027 | 151.5027 | 151.5027 | 0.00013438 | 0 | 0 | 0 | 0
11 | 18 | 20 | 141.5984 | 151.5027 | 151.5027 | 151.5027 | 0.00013125 | 0 | 0 | 0 | 0
11 | 18 | 21 | 141.5984 | 151.5027 | 151.5027 | 151.5027 | 0.00012691 | 0 | 0 | 0 | 0
11 | 18 | 22 | 141.5984 | 151.5027 | 151.5027 | 151.5027 | 0.00011875 | 0 | 0 | 0 | 0
11 | 18 | 23 | 0 | 0 | 0 | 0 | 0.00010768 | 0 | 0 | 0 | 0
11 | 18 | 24 | 0 | 0 | 0 | 0 | 9.6317e-05 | 0 | 0 | 0 | 0
11 | 19 | 1 | 0 | 0 | 0 | 0 | 8.8695e-05 | 0 | 0 | 0 | 0
11 | 19 | 2 | 0 | 0 | 0 | 0 | 8.5266e-05 | 0 | 0 | 0 | 0
11 | 19 | 3 | 0 | 0 | 0 | 0 | 8.3736e-05 | 0 | 0 | 0 | 0
11 | 19 | 4 | 0 | 0 | 0 | 0 | 8.3564e-05 | 0 | 0 | 0 | 0
11 | 19 | 5 | 0 | 0 | 0 | 0 | 8.7074e-05 | 0 | 0 | 0 | 0
11 | 19 | 6 | 0 | 0 | 0 | 0 | 9.6516e-05 | 0 | 0 | 0 | 0
11 | 19 | 7 | 0 | 0 | 0 | 0 | 0.00011244 | 0 | 0 | 0 | 0
11 | 19 | 8 | 0 | 0 | 0 | 0 | 0.0001222 | 0 | 0 | 0 | 0
11 | 19 | 9 | 0 | 0 | 0 | 0 | 0.00012497 | 0 | 0 | 0 | 0
11 | 19 | 10 | 0 | 0 | 0 | 0 | 0.00012737 | 0 | 0 | 0 | 0
11 | 19 | 11 | 0 | 0 | 0 | 0 | 0.00012888 | 0 | 0 | 0 | 0
11 | 19 | 12 | 0 | 0 | 0 | 0 | 0.00012837 | 0 | 0 | 0 | 0
11 | 19 | 13 | 0 | 0 | 0 | 0 | 0.00012655 | 0 | 0 | 0 | 0
11 | 19 | 14 | 0 | 0 | 0 | 0 | 0.00012536 | 0 | 0 | 0 | 0
11 | 19 | 15 | 0 | 0 | 0 | 0 | 0.00012345 | 0 | 0 | 0 | 0
11 | 19 | 16 | 0 | 0 | 0 | 0 | 0.00012256 | 0 | 0 | 0 | 0
11 | 19 | 17 | 141.5984 | 151.5027 | 151.5027 | 151.5027 | 0.00012717 | 0 | 0 | 0 | 0
11 | 19 | 18 | 141.5984 | 151.5027 | 151.5027 | 151.5027 | 0.00014305 | 0 | 0 | 0 | 0
11 | 19 | 19 | 141.5984 | 151.5027 | 151.5027 | 151.5027 | 0.00014393 | 0 | 0 | 0 | 0
11 | 19 | 20 | 141.5984 | 151.5027 | 151.5027 | 151.5027 | 0.00014053 | 0 | 0 | 0 | 0
11 | 19 | 21 | 141.5984 | 151.5027 | 151.5027 | 151.5027 | 0.00013458 | 0 | 0 | 0 | 0
11 | 19 | 22 | 141.5984 | 151.5027 | 151.5027 | 151.5027 | 0.00012382 | 0 | 0 | 0 | 0
11 | 19 | 23 | 0 | 0 | 0 | 0 | 0.00011123 | 0 | 0 | 0 | 0
11 | 19 | 24 | 0 | 0 | 0 | 0 | 9.9381e-05 | 0 | 0 | 0 | 0
11 | 20 | 1 | 0 | 0 | 0 | 0 | 9.1726e-05 | 0 | 0 | 0 | 0
11 | 20 | 2 | 0 | 0 | 0 | 0 | 8.807e-05 | 0 | 0 | 0 | 0
11 | 20 | 3 | 0 | 0 | 0 | 0 | 8.6245e-05 | 0 | 0 | 0 | 0
11 | 20 | 4 | 0 | 0 | 0 | 0 | 8.5379e-05 | 0 | 0 | 0 | 0
11 | 20 | 5 | 0 | 0 | 0 | 0 | 8.8354e-05 | 0 | 0 | 0 | 0
11 | 20 | 6 | 0 | 0 | 0 | 0 | 9.6981e-05 | 0 | 0 | 0 | 0
11 | 20 | 7 | 0 | 0 | 0 | 0 | 0.00011253 | 0 | 0 | 0 | 0
11 | 20 | 8 | 0 | 0 | 0 | 0 | 0.00012306 | 0 | 0 | 0 | 0
11 | 20 | 9 | 0 | 0 | 0 | 0 | 0.00012535 | 0 | 0 | 0 | 0
11 | 20 | 10 | 0 | 0 | 0 | 0 | 0.00012776 | 0 | 0 | 0 | 0
11 | 20 | 11 | 0 | 0 | 0 | 0 | 0.00012882 | 0 | 0 | 0 | 0
11 | 20 | 12 | 0 | 0 | 0 | 0 | 0.00012793 | 0 | 0 | 0 | 0
11 | 20 | 13 | 0 | 0 | 0 | 0 | 0.00012638 | 0 | 0 | 0 | 0
11 | 20 | 14 | 0 | 0 | 0 | 0 | 0.00012489 | 0 | 0 | 0 | 0
11 | 20 | 15 | 0 | 0 | 0 | 0 | 0.0001235 | 0 | 0 | 0 | 0
11 | 20 | 16 | 0 | 0 | 0 | 0 | 0.00012268 | 0 | 0 | 0 | 0
11 | 20 | 17 | 141.5984 | 151.5027 | 151.5027 | 151.5027 | 0.00012708 | 0 | 0 | 0 | 0
11 | 20 | 18 | 141.5984 | 151.5027 | 151.5027 | 151.5027 | 0.00014168 | 0 | 0 | 0 | 0
11 | 20 | 19 | 141.5984 | 151.5027 | 151.5027 | 151.5027 | 0.00014323 | 0 | 0 | 0 | 0
11 | 20 | 20 | 141.5984 | 151.5027 | 151.5027 | 151.5027 | 0.00014015 | 0 | 0 | 0 | 0
11 | 20 | 21 | 141.5984 | 151.5027 | 151.5027 | 151.5027 | 0.00013507 | 0 | 0 | 0 | 0
11 | 20 | 22 | 141.5984 | 151.5027 | 151.5027 | 151.5027 | 0.00012528 | 0 | 0 | 0 | 0
11 | 20 | 23 | 0 | 0 | 0 | 0 | 0.00011219 | 0 | 0 | 0 | 0
11 | 20 | 24 | 0 | 0 | 0 | 0 | 0.00010043 | 0 | 0 | 0 | 0
11 | 21 | 1 | 0 | 0 | 0 | 0 | 9.1309e-05 | 0 | 0 | 0 | 0
11 | 21 | 2 | 0 | 0 | 0 | 0 | 8.7262e-05 | 0 | 0 | 0 | 0
11 | 21 | 3 | 0 | 0 | 0 | 0 | 8.509e-05 | 0 | 0 | 0 | 0
11 | 21 | 4 | 0 | 0 | 0 | 0 | 8.4488e-05 | 0 | 0 | 0 | 0
11 | 21 | 5 | 0 | 0 | 0 | 0 | 8.749e-05 | 0 | 0 | 0 | 0
11 | 21 | 6 | 0 | 0 | 0 | 0 | 9.619e-05 | 0 | 0 | 0 | 0
11 | 21 | 7 | 0 | 0 | 0 | 0 | 0.00011112 | 0 | 0 | 0 | 0
11 | 21 | 8 | 0 | 0 | 0 | 0 | 0.00012073 | 0 | 0 | 0 | 0
11 | 21 | 9 | 0 | 0 | 0 | 0 | 0.00012398 | 0 | 0 | 0 | 0
11 | 21 | 10 | 0 | 0 | 0 | 0 | 0.00012658 | 0 | 0 | 0 | 0
11 | 21 | 11 | 0 | 0 | 0 | 0 | 0.00012776 | 0 | 0 | 0 | 0
11 | 21 | 12 | 0 | 0 | 0 | 0 | 0.00012781 | 0 | 0 | 0 | 0
11 | 21 | 13 | 0 | 0 | 0 | 0 | 0.0001266 | 0 | 0 | 0 | 0
11 | 21 | 14 | 0 | 0 | 0 | 0 | 0.00012511 | 0 | 0 | 0 | 0
11 | 21 | 15 | 0 | 0 | 0 | 0 | 0.00012401 | 0 | 0 | 0 | 0
11 | 21 | 16 | 0 | 0 | 0 | 0 | 0.00012309 | 0 | 0 | 0 | 0
11 | 21 | 17 | 141.5984 | 151.5027 | 151.5027 | 151.5027 | 0.00012631 | 0 | 0 | 0 | 0
11 | 21 | 18 | 141.5984 | 151.5027 | 151.5027 | 151.5027 | 0.00013995 | 0 | 0 | 0 | 0
11 | 21 | 19 | 141.5984 | 151.5027 | 151.5027 | 151.5027 | 0.00014021 | 0 | 0 | 0 | 0
11 | 21 | 20 | 141.5984 | 151.5027 | 151.5027 | 151.5027 | 0.00013676 | 0 | 0 | 0 | 0
11 | 21 | 21 | 141.5984 | 151.5027 | 151.5027 | 151.5027 | 0.00013149 | 0 | 0 | 0 | 0
11 | 21 | 22 | 141.5984 | 151.5027 | 151.5027 | 151.5027 | 0.00012197 | 0 | 0 | 0 | 0
11 | 21 | 23 | 0 | 0 | 0 | 0 | 0.00011051 | 0 | 0 | 0 | 0
11 | 21 | 24 | 0 | 0 | 0 | 0 | 9.9057e-05 | 0 | 0 | 0 | 0
11 | 22 | 1 | 0 | 0 | 0 | 0 | 9.1142e-05 | 0 | 0 | 0 | 0
11 | 22 | 2 | 0 | 0 | 0 | 0 | 8.736e-05 | 0 | 0 | 0 | 0
11 | 22 | 3 | 0 | 0 | 0 | 0 | 8.5252e-05 | 0 | 0 | 0 | 0
11 | 22 | 4 | 0 | 0 | 0 | 0 | 8.3999e-05 | 0 | 0 | 0 | 0
11 | 22 | 5 | 0 | 0 | 0 | 0 | 8.6721e-05 | 0 | 0 | 0 | 0
11 | 22 | 6 | 0 | 0 | 0 | 0 | 9.4513e-05 | 0 | 0 | 0 | 0
11 | 22 | 7 | 0 | 0 | 0 | 0 | 0.00010784 | 0 | 0 | 0 | 0
11 | 22 | 8 | 0 | 0 | 0 | 0 | 0.00011716 | 0 | 0 | 0 | 0
11 | 22 | 9 | 0 | 0 | 0 | 0 | 0.00012086 | 0 | 0 | 0 | 0
11 | 22 | 10 | 0 | 0 | 0 | 0 | 0.00012456 | 0 | 0 | 0 | 0
11 | 22 | 11 | 0 | 0 | 0 | 0 | 0.00012694 | 0 | 0 | 0 | 0
11 | 22 | 12 | 0 | 0 | 0 | 0 | 0.00012681 | 0 | 0 | 0 | 0
11 | 22 | 13 | 0 | 0 | 0 | 0 | 0.00012606 | 0 | 0 | 0 | 0
11 | 22 | 14 | 0 | 0 | 0 | 0 | 0.00012399 | 0 | 0 | 0 | 0
11 | 22 | 15 | 0 | 0 | 0 | 0 | 0.0001216 | 0 | 0 | 0 | 0
11 | 22 | 16 | 0 | 0 | 0 | 0 | 0.00011957 | 0 | 0 | 0 | 0
11 | 22 | 17 | 141.5984 | 151.5027 | 151.5027 | 151.5027 | 0.00012219 | 0 | 0 | 0 | 0
11 | 22 | 18 | 141.5984 | 151.5027 | 151.5027 | 151.5027 | 0.0001343 | 0 | 0 | 0 | 0
11 | 22 | 19 | 141.5984 | 151.5027 | 151.5027 | 151.5027 | 0.00013426 | 0 | 0 | 0 | 0
11 | 22 | 20 | 141.5984 | 151.5027 | 151.5027 | 151.5027 | 0.00013139 | 0 | 0 | 0 | 0
11 | 22 | 21 | 141.5984 | 151.5027 | 151.5027 | 151.5027 | 0.00012761 | 0 | 0 | 0 | 0
11 | 22 | 22 | 141.5984 | 151.5027 | 151.5027 | 151.5027 | 0.00011914 | 0 | 0 | 0 | 0
11 | 22 | 23 | 0 | 0 | 0 | 0 | 0.00010817 | 0 | 0 | 0 | 0
11 | 22 | 24 | 0 | 0 | 0 | 0 | 9.8581e-05 | 0 | 0 | 0 | 0
11 | 23 | 1 | 0 | 0 | 0 | 0 | 9.1253e-05 | 0 | 0 | 0 | 0
11 | 23 | 2 | 0 | 0 | 0 | 0 | 8.7537e-05 | 0 | 0 | 0 | 0
11 | 23 | 3 | 0 | 0 | 0 | 0 | 8.5369e-05 | 0 | 0 | 0 | 0
11 | 23 | 4 | 0 | 0 | 0 | 0 | 8.4599e-05 | 0 | 0 | 0 | 0
11 | 23 | 5 | 0 | 0 | 0 | 0 | 8.7142e-05 | 0 | 0 | 0 | 0
11 | 23 | 6 | 0 | 0 | 0 | 0 | 9.4743e-05 | 0 | 0 | 0 | 0
11 | 23 | 7 | 0 | 0 | 0 | 0 | 0.00010767 | 0 | 0 | 0 | 0
11 | 23 | 8 | 0 | 0 | 0 | 0 | 0.00011704 | 0 | 0 | 0 | 0
11 | 23 | 9 | 0 | 0 | 0 | 0 | 0.00012073 | 0 | 0 | 0 | 0
11 | 23 | 10 | 0 | 0 | 0 | 0 | 0.00012411 | 0 | 0 | 0 | 0
11 | 23 | 11 | 0 | 0 | 0 | 0 | 0.0001256 | 0 | 0 | 0 | 0
11 | 23 | 12 | 0 | 0 | 0 | 0 | 0.00012519 | 0 | 0 | 0 | 0
11 | 23 | 13 | 0 | 0 | 0 | 0 | 0.00012427 | 0 | 0 | 0 | 0
11 | 23 | 14 | 0 | 0 | 0 | 0 | 0.00012213 | 0 | 0 | 0 | 0
11 | 23 | 15 | 0 | 0 | 0 | 0 | 0.00012066 | 0 | 0 | 0 | 0
11 | 23 | 16 | 0 | 0 | 0 | 0 | 0.0001195 | 0 | 0 | 0 | 0
11 | 23 | 17 | 141.5984 | 151.5027 | 151.5027 | 151.5027 | 0.00012322 | 0 | 0 | 0 | 0
11 | 23 | 18 | 141.5984 | 151.5027 | 151.5027 | 151.5027 | 0.00013589 | 0 | 0 | 0 | 0
11 | 23 | 19 | 141.5984 | 151.5027 | 151.5027 | 151.5027 | 0.00013542 | 0 | 0 | 0 | 0
11 | 23 | 20 | 141.5984 | 151.5027 | 151.5027 | 151.5027 | 0.00013137 | 0 | 0 | 0 | 0
11 | 23 | 21 | 141.5984 | 151.5027 | 151.5027 | 151.5027 | 0.00012729 | 0 | 0 | 0 | 0
11 | 23 | 22 | 141.5984 | 151.5027 | 151.5027 | 151.5027 | 0.00011985 | 0 | 0 | 0 | 0
11 | 23 | 23 | 0 | 0 | 0 | 0 | 0.00011026 | 0 | 0 | 0 | 0
11 | 23 | 24 | 0 | 0 | 0 | 0 | 0.00010027 | 0 | 0 | 0 | 0
11 | 24 | 1 | 0 | 0 | 0 | 0 | 9.2516e-05 | 0 | 0 | 0 | 0
11 | 24 | 2 | 0 | 0 | 0 | 0 | 8.7965e-05 | 0 | 0 | 0 | 0
11 | 24 | 3 | 0 | 0 | 0 | 0 | 8.5489e-05 | 0 | 0 | 0 | 0
11 | 24 | 4 | 0 | 0 | 0 | 0 | 8.4102e-05 | 0 | 0 | 0 | 0
11 | 24 | 5 | 0 | 0 | 0 | 0 | 8.5254e-05 | 0 | 0 | 0 | 0
11 | 24 | 6 | 0 | 0 | 0 | 0 | 8.9328e-05 | 0 | 0 | 0 | 0
11 | 24 | 7 | 0 | 0 | 0 | 0 | 9.5239e-05 | 0 | 0 | 0 | 0
11 | 24 | 8 | 0 | 0 | 0 | 0 | 0.00010123 | 0 | 0 | 0 | 0
11 | 24 | 9 | 0 | 0 | 0 | 0 | 0.00010901 | 0 | 0 | 0 | 0
11 | 24 | 10 | 0 | 0 | 0 | 0 | 0.00011441 | 0 | 0 | 0 | 0
11 | 24 | 11 | 0 | 0 | 0 | 0 | 0.00011639 | 0 | 0 | 0 | 0
11 | 24 | 12 | 0 | 0 | 0 | 0 | 0.00011562 | 0 | 0 | 0 | 0
11 | 24 | 13 | 0 | 0 | 0 | 0 | 0.00011375 | 0 | 0 | 0 | 0
11 | 24 | 14 | 0 | 0 | 0 | 0 | 0.00011128 | 0 | 0 | 0 | 0
11 | 24 | 15 | 0 | 0 | 0 | 0 | 0.00010957 | 0 | 0 | 0 | 0
11 | 24 | 16 | 0 | 0 | 0 | 0 | 0.00010917 | 0 | 0 | 0 | 0
11 | 24 | 17 | 141.5984 | 151.5027 | 151.5027 | 151.5027 | 0.00011426 | 0 | 0 | 0 | 0
11 | 24 | 18 | 141.5984 | 151.5027 | 151.5027 | 151.5027 | 0.00012911 | 0 | 0 | 0 | 0
11 | 24 | 19 | 141.5984 | 151.5027 | 151.5027 | 151.5027 | 0.00012997 | 0 | 0 | 0 | 0
11 | 24 | 20 | 141.5984 | 151.5027 | 151.5027 | 151.5027 | 0.0001271 | 0 | 0 | 0 | 0
11 | 24 | 21 | 141.5984 | 151.5027 | 151.5027 | 151.5027 | 0.00012315 | 0 | 0 | 0 | 0
11 | 24 | 22 | 141.5984 | 151.5027 | 151.5027 | 151.5027 | 0.00011619 | 0 | 0 | 0 | 0
11 | 24 | 23 | 0 | 0 | 0 | 0 | 0.0001076 | 0 | 0 | 0 | 0
11 | 24 | 24 | 0 | 0 | 0 | 0 | 9.8748e-05 | 0 | 0 | 0 | 0
11 | 25 | 1 | 0 | 0 | 0 | 0 | 9.1646e-05 | 0 | 0 | 0 | 0
11 | 25 | 2 | 0 | 0 | 0 | 0 | 8.72e-05 | 0 | 0 | 0 | 0
11 | 25 | 3 | 0 | 0 | 0 | 0 | 8.4797e-05 | 0 | 0 | 0 | 0
11 | 25 | 4 | 0 | 0 | 0 | 0 | 8.3108e-05 | 0 | 0 | 0 | 0
11 | 25 | 5 | 0 | 0 | 0 | 0 | 8.401e-05 | 0 | 0 | 0 | 0
11 | 25 | 6 | 0 | 0 | 0 | 0 | 8.7482e-05 | 0 | 0 | 0 | 0
11 | 25 | 7 | 0 | 0 | 0 | 0 | 9.2333e-05 | 0 | 0 | 0 | 0
11 | 25 | 8 | 0 | 0 | 0 | 0 | 9.7461e-05 | 0 | 0 | 0 | 0
11 | 25 | 9 | 0 | 0 | 0 | 0 | 0.00010417 | 0 | 0 | 0 | 0
11 | 25 | 10 | 0 | 0 | 0 | 0 | 0.00010939 | 0 | 0 | 0 | 0
11 | 25 | 11 | 0 | 0 | 0 | 0 | 0.00011258 | 0 | 0 | 0 | 0
11 | 25 | 12 | 0 | 0 | 0 | 0 | 0.00011298 | 0 | 0 | 0 | 0
11 | 25 | 13 | 0 | 0 | 0 | 0 | 0.0001113 | 0 | 0 | 0 | 0
11 | 25 | 14 | 0 | 0 | 0 | 0 | 0.00010972 | 0 | 0 | 0 | 0
11 | 25 | 15 | 0 | 0 | 0 | 0 | 0.00010858 | 0 | 0 | 0 | 0
11 | 25 | 16 | 0 | 0 | 0 | 0 | 0.00010875 | 0 | 0 | 0 | 0
11 | 25 | 17 | 141.5984 | 151.5027 | 151.5027 | 151.5027 | 0.00011602 | 0 | 0 | 0 | 0
11 | 25 | 18 | 141.5984 | 151.5027 | 151.5027 | 151.5027 | 0.00013236 | 0 | 0 | 0 | 0
11 | 25 | 19 | 141.5984 | 151.5027 | 151.5027 | 151.5027 | 0.00013438 | 0 | 0 | 0 | 0
11 | 25 | 20 | 141.5984 | 151.5027 | 151.5027 | 151.5027 | 0.00013125 | 0 | 0 | 0 | 0
11 | 25 | 21 | 141.5984 | 151.5027 | 151.5027 | 151.5027 | 0.00012691 | 0 | 0 | 0 | 0
11 | 25 | 22 | 141.5984 | 151.5027 | 151.5027 | 151.5027 | 0.00011875 | 0 | 0 | 0 | 0
11 | 25 | 23 | 0 | 0 | 0 | 0 | 0.00010768 | 0 | 0 | 0 | 0
11 | 25 | 24 | 0 | 0 | 0 | 0 | 9.6317e-05 | 0 | 0 | 0 | 0
11 | 26 | 1 | 0 | 0 | 0 | 0 | 8.8695e-05 | 0 | 0 | 0 | 0
11 | 26 | 2 | 0 | 0 | 0 | 0 | 8.5266e-05 | 0 | 0 | 0 | 0
11 | 26 | 3 | 0 | 0 | 0 | 0 | 8.3736e-05 | 0 | 0 | 0 | 0
11 | 26 | 4 | 0 | 0 | 0 | 0 | 8.3564e-05 | 0 | 0 | 0 | 0
11 | 26 | 5 | 0 | 0 | 0 | 0 | 8.7074e-05 | 0 | 0 | 0 | 0
11 | 26 | 6 | 0 | 0 | 0 | 0 | 9.6516e-05 | 0 | 0 | 0 | 0
11 | 26 | 7 | 0 | 0 | 0 | 0 | 0.00011244 | 0 | 0 | 0 | 0
11 | 26 | 8 | 0 | 0 | 0 | 0 | 0.0001222 | 0 | 0 | 0 | 0
11 | 26 | 9 | 0 | 0 | 0 | 0 | 0.00012497 | 0 | 0 | 0 | 0
11 | 26 | 10 | 0 | 0 | 0 | 0 | 0.00012737 | 0 | 0 | 0 | 0
11 | 26 | 11 | 0 | 0 | 0 | 0 | 0.00012888 | 0 | 0 | 0 | 0
11 | 26 | 12 | 0 | 0 | 0 | 0 | 0.00012837 | 0 | 0 | 0 | 0
11 | 26 | 13 | 0 | 0 | 0 | 0 | 0.00012655 | 0 | 0 | 0 | 0
11 | 26 | 14 | 0 | 0 | 0 | 0 | 0.00012536 | 0 | 0 | 0 | 0
11 | 26 | 15 | 0 | 0 | 0 | 0 | 0.00012345 | 0 | 0 | 0 | 0
11 | 26 | 16 | 0 | 0 | 0 | 0 | 0.00012256 | 0 | 0 | 0 | 0
11 | 26 | 17 | 141.5984 | 151.5027 | 151.5027 | 151.5027 | 0.00012717 | 0 | 0 | 0 | 0
11 | 26 | 18 | 141.5984 | 151.5027 | 151.5027 | 151.5027 | 0.00014305 | 0 | 0 | 0 | 0
11 | 26 | 19 | 141.5984 | 151.5027 | 151.5027 | 151.5027 | 0.00014393 | 0 | 0 | 0 | 0
11 | 26 | 20 | 141.5984 | 151.5027 | 151.5027 | 151.5027 | 0.00014053 | 0 | 0 | 0 | 0
11 | 26 | 21 | 141.5984 | 151.5027 | 151.5027 | 151.5027 | 0.00013458 | 0 | 0 | 0 | 0
11 | 26 | 22 | 141.5984 | 151.5027 | 151.5027 | 151.5027 | 0.00012382 | 0 | 0 | 0 | 0
11 | 26 | 23 | 0 | 0 | 0 | 0 | 0.00011123 | 0 | 0 | 0 | 0
11 | 26 | 24 | 0 | 0 | 0 | 0 | 9.9381e-05 | 0 | 0 | 0 | 0
11 | 27 | 1 | 0 | 0 | 0 | 0 | 9.1726e-05 | 0 | 0 | 0 | 0
11 | 27 | 2 | 0 | 0 | 0 | 0 | 8.807e-05 | 0 | 0 | 0 | 0
11 | 27 | 3 | 0 | 0 | 0 | 0 | 8.6245e-05 | 0 | 0 | 0 | 0
11 | 27 | 4 | 0 | 0 | 0 | 0 | 8.5379e-05 | 0 | 0 | 0 | 0
11 | 27 | 5 | 0 | 0 | 0 | 0 | 8.8354e-05 | 0 | 0 | 0 | 0
11 | 27 | 6 | 0 | 0 | 0 | 0 | 9.6981e-05 | 0 | 0 | 0 | 0
11 | 27 | 7 | 0 | 0 | 0 | 0 | 0.00011253 | 0 | 0 | 0 | 0
11 | 27 | 8 | 0 | 0 | 0 | 0 | 0.00012306 | 0 | 0 | 0 | 0
11 | 27 | 9 | 0 | 0 | 0 | 0 | 0.00012535 | 0 | 0 | 0 | 0
11 | 27 | 10 | 0 | 0 | 0 | 0 | 0.00012776 | 0 | 0 | 0 | 0
11 | 27 | 11 | 0 | 0 | 0 | 0 | 0.00012882 | 0 | 0 | 0 | 0
11 | 27 | 12 | 0 | 0 | 0 | 0 | 0.00012793 | 0 | 0 | 0 | 0
11 | 27 | 13 | 0 | 0 | 0 | 0 | 0.00012638 | 0 | 0 | 0 | 0
11 | 27 | 14 | 0 | 0 | 0 | 0 | 0.00012489 | 0 | 0 | 0 | 0
11 | 27 | 15 | 0 | 0 | 0 | 0 | 0.0001235 | 0 | 0 | 0 | 0
11 | 27 | 16 | 0 | 0 | 0 | 0 | 0.00012268 | 0 | 0 | 0 | 0
11 | 27 | 17 | 141.5984 | 151.5027 | 151.5027 | 151.5027 | 0.00012708 | 0 | 0 | 0 | 0
11 | 27 | 18 | 141.5984 | 151.5027 | 151.5027 | 151.5027 | 0.00014168 | 0 | 0 | 0 | 0
11 | 27 | 19 | 141.5984 | 151.5027 | 151.5027 | 151.5027 | 0.00014323 | 0 | 0 | 0 | 0
11 | 27 | 20 | 141.5984 | 151.5027 | 151.5027 | 151.5027 | 0.00014015 | 0 | 0 | 0 | 0
11 | 27 | 21 | 141.5984 | 151.5027 | 151.5027 | 151.5027 | 0.00013507 | 0 | 0 | 0 | 0
11 | 27 | 22 | 141.5984 | 151.5027 | 151.5027 | 151.5027 | 0.00012528 | 0 | 0 | 0 | 0
11 | 27 | 23 | 0 | 0 | 0 | 0 | 0.00011219 | 0 | 0 | 0 | 0
11 | 27 | 24 | 0 | 0 | 0 | 0 | 0.00010043 | 0 | 0 | 0 | 0
11 | 28 | 1 | 0 | 0 | 0 | 0 | 9.1309e-05 | 0 | 0 | 0 | 0
11 | 28 | 2 | 0 | 0 | 0 | 0 | 8.7262e-05 | 0 | 0 | 0 | 0
11 | 28 | 3 | 0 | 0 | 0 | 0 | 8.509e-05 | 0 | 0 | 0 | 0
11 | 28 | 4 | 0 | 0 | 0 | 0 | 8.4488e-05 | 0 | 0 | 0 | 0
11 | 28 | 5 | 0 | 0 | 0 | 0 | 8.749e-05 | 0 | 0 | 0 | 0
11 | 28 | 6 | 0 | 0 | 0 | 0 | 9.619e-05 | 0 | 0 | 0 | 0
11 | 28 | 7 | 0 | 0 | 0 | 0 | 0.00011112 | 0 | 0 | 0 | 0
11 | 28 | 8 | 0 | 0 | 0 | 0 | 0.00012073 | 0 | 0 | 0 | 0
11 | 28 | 9 | 0 | 0 | 0 | 0 | 0.00012398 | 0 | 0 | 0 | 0
11 | 28 | 10 | 0 | 0 | 0 | 0 | 0.00012658 | 0 | 0 | 0 | 0
11 | 28 | 11 | 0 | 0 | 0 | 0 | 0.00012776 | 0 | 0 | 0 | 0
11 | 28 | 12 | 0 | 0 | 0 | 0 | 0.00012781 | 0 | 0 | 0 | 0
11 | 28 | 13 | 0 | 0 | 0 | 0 | 0.0001266 | 0 | 0 | 0 | 0
11 | 28 | 14 | 0 | 0 | 0 | 0 | 0.00012511 | 0 | 0 | 0 | 0
11 | 28 | 15 | 0 | 0 | 0 | 0 | 0.00012401 | 0 | 0 | 0 | 0
11 | 28 | 16 | 0 | 0 | 0 | 0 | 0.00012309 | 0 | 0 | 0 | 0
11 | 28 | 17 | 141.5984 | 151.5027 | 151.5027 | 151.5027 | 0.00012631 | 0 | 0 | 0 | 0
11 | 28 | 18 | 141.5984 | 151.5027 | 151.5027 | 151.5027 | 0.00013995 | 0 | 0 | 0 | 0
11 | 28 | 19 | 141.5984 | 151.5027 | 151.5027 | 151.5027 | 0.00014021 | 0 | 0 | 0 | 0
11 | 28 | 20 | 141.5984 | 151.5027 | 151.5027 | 151.5027 | 0.00013676 | 0 | 0 | 0 | 0
11 | 28 | 21 | 141.5984 | 151.5027 | 151.5027 | 151.5027 | 0.00013149 | 0 | 0 | 0 | 0
11 | 28 | 22 | 141.5984 | 151.5027 | 151.5027 | 151.5027 | 0.00012197 | 0 | 0 | 0 | 0
11 | 28 | 23 | 0 | 0 | 0 | 0 | 0.00011051 | 0 | 0 | 0 | 0
11 | 28 | 24 | 0 | 0 | 0 | 0 | 9.9057e-05 | 0 | 0 | 0 | 0
11 | 29 | 1 | 0 | 0 | 0 | 0 | 9.1142e-05 | 0 | 0 | 0 | 0
11 | 29 | 2 | 0 | 0 | 0 | 0 | 8.736e-05 | 0 | 0 | 0 | 0
11 | 29 | 3 | 0 | 0 | 0 | 0 | 8.5252e-05 | 0 | 0 | 0 | 0
11 | 29 | 4 | 0 | 0 | 0 | 0 | 8.3999e-05 | 0 | 0 | 0 | 0
11 | 29 | 5 | 0 | 0 | 0 | 0 | 8.6721e-05 | 0 | 0 | 0 | 0
11 | 29 | 6 | 0 | 0 | 0 | 0 | 9.4513e-05 | 0 | 0 | 0 | 0
11 | 29 | 7 | 0 | 0 | 0 | 0 | 0.00010784 | 0 | 0 | 0 | 0
11 | 29 | 8 | 0 | 0 | 0 | 0 | 0.00011716 | 0 | 0 | 0 | 0
11 | 29 | 9 | 0 | 0 | 0 | 0 | 0.00012086 | 0 | 0 | 0 | 0
11 | 29 | 10 | 0 | 0 | 0 | 0 | 0.00012456 | 0 | 0 | 0 | 0
11 | 29 | 11 | 0 | 0 | 0 | 0 | 0.00012694 | 0 | 0 | 0 | 0
11 | 29 | 12 | 0 | 0 | 0 | 0 | 0.00012681 | 0 | 0 | 0 | 0
11 | 29 | 13 | 0 | 0 | 0 | 0 | 0.00012606 | 0 | 0 | 0 | 0
11 | 29 | 14 | 0 | 0 | 0 | 0 | 0.00012399 | 0 | 0 | 0 | 0
11 | 29 | 15 | 0 | 0 | 0 | 0 | 0.0001216 | 0 | 0 | 0 | 0
11 | 29 | 16 | 0 | 0 | 0 | 0 | 0.00011957 | 0 | 0 | 0 | 0
11 | 29 | 17 | 141.5984 | 151.5027 | 151.5027 | 151.5027 | 0.00012219 | 0 | 0 | 0 | 0
11 | 29 | 18 | 141.5984 | 151.5027 | 151.5027 | 151.5027 | 0.0001343 | 0 | 0 | 0 | 0
11 | 29 | 19 | 141.5984 | 151.5027 | 151.5027 | 151.5027 | 0.00013426 | 0 | 0 | 0 | 0
11 | 29 | 20 | 141.5984 | 151.5027 | 151.5027 | 151.5027 | 0.00013139 | 0 | 0 | 0 | 0
11 | 29 | 21 | 141.5984 | 151.5027 | 151.5027 | 151.5027 | 0.00012761 | 0 | 0 | 0 | 0
11 | 29 | 22 | 141.5984 | 151.5027 | 151.5027 | 151.5027 | 0.00011914 | 0 | 0 | 0 | 0
11 | 29 | 23 | 0 | 0 | 0 | 0 | 0.00010817 | 0 | 0 | 0 | 0
11 | 29 | 24 | 0 | 0 | 0 | 0 | 9.8581e-05 | 0 | 0 | 0 | 0
11 | 30 | 1 | 0 | 0 | 0 | 0 | 9.1253e-05 | 0 | 0 | 0 | 0
11 | 30 | 2 | 0 | 0 | 0 | 0 | 8.7537e-05 | 0 | 0 | 0 | 0
11 | 30 | 3 | 0 | 0 | 0 | 0 | 8.5369e-05 | 0 | 0 | 0 | 0
11 | 30 | 4 | 0 | 0 | 0 | 0 | 8.4599e-05 | 0 | 0 | 0 | 0
11 | 30 | 5 | 0 | 0 | 0 | 0 | 8.7142e-05 | 0 | 0 | 0 | 0
11 | 30 | 6 | 0 | 0 | 0 | 0 | 9.4743e-05 | 0 | 0 | 0 | 0
11 | 30 | 7 | 0 | 0 | 0 | 0 | 0.00010767 | 0 | 0 | 0 | 0
11 | 30 | 8 | 0 | 0 | 0 | 0 | 0.00011704 | 0 | 0 | 0 | 0
11 | 30 | 9 | 0 | 0 | 0 | 0 | 0.00012073 | 0 | 0 | 0 | 0
11 | 30 | 10 | 0 | 0 | 0 | 0 | 0.00012411 | 0 | 0 | 0 | 0
11 | 30 | 11 | 0 | 0 | 0 | 0 | 0.0001256 | 0 | 0 | 0 | 0
11 | 30 | 12 | 0 | 0 | 0 | 0 | 0.00012519 | 0 | 0 | 0 | 0
11 | 30 | 13 | 0 | 0 | 0 | 0 | 0.00012427 | 0 | 0 | 0 | 0
11 | 30 | 14 | 0 | 0 | 0 | 0 | 0.00012213 | 0 | 0 | 0 | 0
11 | 30 | 15 | 0 | 0 | 0 | 0 | 0.00012066 | 0 | 0 | 0 | 0
11 | 30 | 16 | 0 | 0 | 0 | 0 | 0.0001195 | 0 | 0 | 0 | 0
11 | 30 | 17 | 141.5984 | 151.5027 | 151.5027 | 151.5027 | 0.00012322 | 0 | 0 | 0 | 0
11 | 30 | 18 | 141.5984 | 151.5027 | 151.5027 | 151.5027 | 0.00013589 | 0 | 0 | 0 | 0
11 | 30 | 19 | 141.5984 | 151.5027 | 151.5027 | 151.5027 | 0.00013542 | 0 | 0 | 0 | 0
11 | 30 | 20 | 141.5984 | 151.5027 | 151.5027 | 151.5027 | 0.00013137 | 0 | 0 | 0 | 0
11 | 30 | 21 | 141.5984 | 151.5027 | 151.5027 | 151.5027 | 0.00012729 | 0 | 0 | 0 | 0
11 | 30 | 22 | 141.5984 | 151.5027 | 151.5027 | 151.5027 | 0.00011985 | 0 | 0 | 0 | 0
11 | 30 | 23 | 0 | 0 | 0 | 0 | 0.00011026 | 0 | 0 | 0 | 0
11 | 30 | 24 | 0 | 0 | 0 | 0 | 0.00010027 | 0 | 0 | 0 | 0
12 | 1 | 1 | 0 | 0 | 0 | 0 | 9.9541e-05 | 0 | 0 | 0 | 0
12 | 1 | 2 | 0 | 0 | 0 | 0 | 9.4491e-05 | 0 | 0 | 0 | 0
12 | 1 | 3 | 0 | 0 | 0 | 0 | 9.1132e-05 | 0 | 0 | 0 | 0
12 | 1 | 4 | 0 | 0 | 0 | 0 | 8.969e-05 | 0 | 0 | 0 | 0
12 | 1 | 5 | 0 | 0 | 0 | 0 | 9.099e-05 | 0 | 0 | 0 | 0
12 | 1 | 6 | 0 | 0 | 0 | 0 | 9.53e-05 | 0 | 0 | 0 | 0
12 | 1 | 7 | 0 | 0 | 0 | 0 | 0.0001021 | 0 | 0 | 0 | 0
12 | 1 | 8 | 0 | 0 | 0 | 0 | 0.00010845 | 0 | 0 | 0 | 0
12 | 1 | 9 | 0 | 0 | 0 | 0 | 0.00011537 | 0 | 0 | 0 | 0
12 | 1 | 10 | 0 | 0 | 0 | 0 | 0.00012067 | 0 | 0 | 0 | 0
12 | 1 | 11 | 0 | 0 | 0 | 0 | 0.00012126 | 0 | 0 | 0 | 0
12 | 1 | 12 | 0 | 0 | 0 | 0 | 0.00012013 | 0 | 0 | 0 | 0
12 | 1 | 13 | 0 | 0 | 0 | 0 | 0.00011813 | 0 | 0 | 0 | 0
12 | 1 | 14 | 0 | 0 | 0 | 0 | 0.00011489 | 0 | 0 | 0 | 0
12 | 1 | 15 | 0 | 0 | 0 | 0 | 0.00011304 | 0 | 0 | 0 | 0
12 | 1 | 16 | 0 | 0 | 0 | 0 | 0.00011281 | 0 | 0 | 0 | 0
12 | 1 | 17 | 141.5984 | 151.5027 | 151.5027 | 151.5027 | 0.00011856 | 0 | 0 | 0 | 0
12 | 1 | 18 | 141.5984 | 151.5027 | 151.5027 | 151.5027 | 0.00013535 | 0 | 0 | 0 | 0
12 | 1 | 19 | 141.5984 | 151.5027 | 151.5027 | 151.5027 | 0.00013713 | 0 | 0 | 0 | 0
12 | 1 | 20 | 141.5984 | 151.5027 | 151.5027 | 151.5027 | 0.00013512 | 0 | 0 | 0 | 0
12 | 1 | 21 | 141.5984 | 151.5027 | 151.5027 | 151.5027 | 0.00013207 | 0 | 0 | 0 | 0
12 | 1 | 22 | 141.5984 | 151.5027 | 151.5027 | 151.5027 | 0.00012567 | 0 | 0 | 0 | 0
12 | 1 | 23 | 0 | 0 | 0 | 0 | 0.00011677 | 0 | 0 | 0 | 0
12 | 1 | 24 | 0 | 0 | 0 | 0 | 0.00010739 | 0 | 0 | 0 | 0
12 | 2 | 1 | 0 | 0 | 0 | 0 | 9.9357e-05 | 0 | 0 | 0 | 0
12 | 2 | 2 | 0 | 0 | 0 | 0 | 9.409e-05 | 0 | 0 | 0 | 0
12 | 2 | 3 | 0 | 0 | 0 | 0 | 9.1141e-05 | 0 | 0 | 0 | 0
12 | 2 | 4 | 0 | 0 | 0 | 0 | 8.9357e-05 | 0 | 0 | 0 | 0
12 | 2 | 5 | 0 | 0 | 0 | 0 | 9.0145e-05 | 0 | 0 | 0 | 0
12 | 2 | 6 | 0 | 0 | 0 | 0 | 9.384e-05 | 0 | 0 | 0 | 0
12 | 2 | 7 | 0 | 0 | 0 | 0 | 9.9485e-05 | 0 | 0 | 0 | 0
12 | 2 | 8 | 0 | 0 | 0 | 0 | 0.0001054 | 0 | 0 | 0 | 0
12 | 2 | 9 | 0 | 0 | 0 | 0 | 0.00011123 | 0 | 0 | 0 | 0
12 | 2 | 10 | 0 | 0 | 0 | 0 | 0.00011516 | 0 | 0 | 0 | 0
12 | 2 | 11 | 0 | 0 | 0 | 0 | 0.00011629 | 0 | 0 | 0 | 0
12 | 2 | 12 | 0 | 0 | 0 | 0 | 0.00011596 | 0 | 0 | 0 | 0
12 | 2 | 13 | 0 | 0 | 0 | 0 | 0.00011524 | 0 | 0 | 0 | 0
12 | 2 | 14 | 0 | 0 | 0 | 0 | 0.000113 | 0 | 0 | 0 | 0
12 | 2 | 15 | 0 | 0 | 0 | 0 | 0.00011113 | 0 | 0 | 0 | 0
12 | 2 | 16 | 0 | 0 | 0 | 0 | 0.0001107 | 0 | 0 | 0 | 0
12 | 2 | 17 | 141.5984 | 151.5027 | 151.5027 | 151.5027 | 0.00011798 | 0 | 0 | 0 | 0
12 | 2 | 18 | 141.5984 | 151.5027 | 151.5027 | 151.5027 | 0.00013612 | 0 | 0 | 0 | 0
12 | 2 | 19 | 141.5984 | 151.5027 | 151.5027 | 151.5027 | 0.00013941 | 0 | 0 | 0 | 0
12 | 2 | 20 | 141.5984 | 151.5027 | 151.5027 | 151.5027 | 0.00013786 | 0 | 0 | 0 | 0
12 | 2 | 21 | 141.5984 | 151.5027 | 151.5027 | 151.5027 | 0.00013476 | 0 | 0 | 0 | 0
12 | 2 | 22 | 141.5984 | 151.5027 | 151.5027 | 151.5027 | 0.00012651 | 0 | 0 | 0 | 0
12 | 2 | 23 | 0 | 0 | 0 | 0 | 0.00011518 | 0 | 0 | 0 | 0
12 | 2 | 24 | 0 | 0 | 0 | 0 | 0.00010392 | 0 | 0 | 0 | 0
12 | 3 | 1 | 0 | 0 | 0 | 0 | 9.5747e-05 | 0 | 0 | 0 | 0
12 | 3 | 2 | 0 | 0 | 0 | 0 | 9.1497e-05 | 0 | 0 | 0 | 0
12 | 3 | 3 | 0 | 0 | 0 | 0 | 8.9308e-05 | 0 | 0 | 0 | 0
12 | 3 | 4 | 0 | 0 | 0 | 0 | 8.8982e-05 | 0 | 0 | 0 | 0
12 | 3 | 5 | 0 | 0 | 0 | 0 | 9.2157e-05 | 0 | 0 | 0 | 0
12 | 3 | 6 | 0 | 0 | 0 | 0 | 9.9729e-05 | 0 | 0 | 0 | 0
12 | 3 | 7 | 0 | 0 | 0 | 0 | 0.00011283 | 0 | 0 | 0 | 0
12 | 3 | 8 | 0 | 0 | 0 | 0 | 0.00012249 | 0 | 0 | 0 | 0
12 | 3 | 9 | 0 | 0 | 0 | 0 | 0.0001267 | 0 | 0 | 0 | 0
12 | 3 | 10 | 0 | 0 | 0 | 0 | 0.00012992 | 0 | 0 | 0 | 0
12 | 3 | 11 | 0 | 0 | 0 | 0 | 0.00013018 | 0 | 0 | 0 | 0
12 | 3 | 12 | 0 | 0 | 0 | 0 | 0.00012858 | 0 | 0 | 0 | 0
12 | 3 | 13 | 0 | 0 | 0 | 0 | 0.00012679 | 0 | 0 | 0 | 0
12 | 3 | 14 | 0 | 0 | 0 | 0 | 0.0001246 | 0 | 0 | 0 | 0
12 | 3 | 15 | 0 | 0 | 0 | 0 | 0.00012168 | 0 | 0 | 0 | 0
12 | 3 | 16 | 0 | 0 | 0 | 0 | 0.00012098 | 0 | 0 | 0 | 0
12 | 3 | 17 | 141.5984 | 151.5027 | 151.5027 | 151.5027 | 0.00012733 | 0 | 0 | 0 | 0
12 | 3 | 18 | 141.5984 | 151.5027 | 151.5027 | 151.5027 | 0.00014546 | 0 | 0 | 0 | 0
12 | 3 | 19 | 141.5984 | 151.5027 | 151.5027 | 151.5027 | 0.00014797 | 0 | 0 | 0 | 0
12 | 3 | 20 | 141.5984 | 151.5027 | 151.5027 | 151.5027 | 0.00014528 | 0 | 0 | 0 | 0
12 | 3 | 21 | 141.5984 | 151.5027 | 151.5027 | 151.5027 | 0.00014013 | 0 | 0 | 0 | 0
12 | 3 | 22 | 141.5984 | 151.5027 | 151.5027 | 151.5027 | 0.00013103 | 0 | 0 | 0 | 0
12 | 3 | 23 | 0 | 0 | 0 | 0 | 0.00011882 | 0 | 0 | 0 | 0
12 | 3 | 24 | 0 | 0 | 0 | 0 | 0.00010691 | 0 | 0 | 0 | 0
12 | 4 | 1 | 0 | 0 | 0 | 0 | 9.7609e-05 | 0 | 0 | 0 | 0
12 | 4 | 2 | 0 | 0 | 0 | 0 | 9.2795e-05 | 0 | 0 | 0 | 0
12 | 4 | 3 | 0 | 0 | 0 | 0 | 9.0342e-05 | 0 | 0 | 0 | 0
12 | 4 | 4 | 0 | 0 | 0 | 0 | 8.9384e-05 | 0 | 0 | 0 | 0
12 | 4 | 5 | 0 | 0 | 0 | 0 | 9.2147e-05 | 0 | 0 | 0 | 0
12 | 4 | 6 | 0 | 0 | 0 | 0 | 9.9702e-05 | 0 | 0 | 0 | 0
12 | 4 | 7 | 0 | 0 | 0 | 0 | 0.00011238 | 0 | 0 | 0 | 0
12 | 4 | 8 | 0 | 0 | 0 | 0 | 0.00012209 | 0 | 0 | 0 | 0
12 | 4 | 9 | 0 | 0 | 0 | 0 | 0.00012611 | 0 | 0 | 0 | 0
12 | 4 | 10 | 0 | 0 | 0 | 0 | 0.00012925 | 0 | 0 | 0 | 0
12 | 4 | 11 | 0 | 0 | 0 | 0 | 0.00012984 | 0 | 0 | 0 | 0
12 | 4 | 12 | 0 | 0 | 0 | 0 | 0.00012798 | 0 | 0 | 0 | 0
12 | 4 | 13 | 0 | 0 | 0 | 0 | 0.00012585 | 0 | 0 | 0 | 0
12 | 4 | 14 | 0 | 0 | 0 | 0 | 0.00012272 | 0 | 0 | 0 | 0
12 | 4 | 15 | 0 | 0 | 0 | 0 | 0.00012115 | 0 | 0 | 0 | 0
12 | 4 | 16 | 0 | 0 | 0 | 0 | 0.00012048 | 0 | 0 | 0 | 0
12 | 4 | 17 | 141.5984 | 151.5027 | 151.5027 | 151.5027 | 0.00012643 | 0 | 0 | 0 | 0
12 | 4 | 18 | 141.5984 | 151.5027 | 151.5027 | 151.5027 | 0.00014302 | 0 | 0 | 0 | 0
12 | 4 | 19 | 141.5984 | 151.5027 | 151.5027 | 151.5027 | 0.00014541 | 0 | 0 | 0 | 0
12 | 4 | 20 | 141.5984 | 151.5027 | 151.5027 | 151.5027 | 0.00014358 | 0 | 0 | 0 | 0
12 | 4 | 21 | 141.5984 | 151.5027 | 151.5027 | 151.5027 | 0.0001389 | 0 | 0 | 0 | 0
12 | 4 | 22 | 141.5984 | 151.5027 | 151.5027 | 151.5027 | 0.00013008 | 0 | 0 | 0 | 0
12 | 4 | 23 | 0 | 0 | 0 | 0 | 0.00011837 | 0 | 0 | 0 | 0
12 | 4 | 24 | 0 | 0 | 0 | 0 | 0.00010655 | 0 | 0 | 0 | 0
12 | 5 | 1 | 0 | 0 | 0 | 0 | 9.7275e-05 | 0 | 0 | 0 | 0
12 | 5 | 2 | 0 | 0 | 0 | 0 | 9.2315e-05 | 0 | 0 | 0 | 0
12 | 5 | 3 | 0 | 0 | 0 | 0 | 8.958e-05 | 0 | 0 | 0 | 0
12 | 5 | 4 | 0 | 0 | 0 | 0 | 8.9083e-05 | 0 | 0 | 0 | 0
12 | 5 | 5 | 0 | 0 | 0 | 0 | 9.1805e-05 | 0 | 0 | 0 | 0
12 | 5 | 6 | 0 | 0 | 0 | 0 | 9.953e-05 | 0 | 0 | 0 | 0
12 | 5 | 7 | 0 | 0 | 0 | 0 | 0.00011283 | 0 | 0 | 0 | 0
12 | 5 | 8 | 0 | 0 | 0 | 0 | 0.00012297 | 0 | 0 | 0 | 0
12 | 5 | 9 | 0 | 0 | 0 | 0 | 0.00012583 | 0 | 0 | 0 | 0
12 | 5 | 10 | 0 | 0 | 0 | 0 | 0.0001283 | 0 | 0 | 0 | 0
12 | 5 | 11 | 0 | 0 | 0 | 0 | 0.0001283 | 0 | 0 | 0 | 0
12 | 5 | 12 | 0 | 0 | 0 | 0 | 0.00012719 | 0 | 0 | 0 | 0
12 | 5 | 13 | 0 | 0 | 0 | 0 | 0.00012499 | 0 | 0 | 0 | 0
12 | 5 | 14 | 0 | 0 | 0 | 0 | 0.00012256 | 0 | 0 | 0 | 0
12 | 5 | 15 | 0 | 0 | 0 | 0 | 0.00012107 | 0 | 0 | 0 | 0
12 | 5 | 16 | 0 | 0 | 0 | 0 | 0.00012048 | 0 | 0 | 0 | 0
12 | 5 | 17 | 141.5984 | 151.5027 | 151.5027 | 151.5027 | 0.00012612 | 0 | 0 | 0 | 0
12 | 5 | 18 | 141.5984 | 151.5027 | 151.5027 | 151.5027 | 0.0001429 | 0 | 0 | 0 | 0
12 | 5 | 19 | 141.5984 | 151.5027 | 151.5027 | 151.5027 | 0.0001439 | 0 | 0 | 0 | 0
12 | 5 | 20 | 141.5984 | 151.5027 | 151.5027 | 151.5027 | 0.00014219 | 0 | 0 | 0 | 0
12 | 5 | 21 | 141.5984 | 151.5027 | 151.5027 | 151.5027 | 0.00013799 | 0 | 0 | 0 | 0
12 | 5 | 22 | 141.5984 | 151.5027 | 151.5027 | 151.5027 | 0.0001296 | 0 | 0 | 0 | 0
12 | 5 | 23 | 0 | 0 | 0 | 0 | 0.000118 | 0 | 0 | 0 | 0
12 | 5 | 24 | 0 | 0 | 0 | 0 | 0.00010628 | 0 | 0 | 0 | 0
12 | 6 | 1 | 0 | 0 | 0 | 0 | 9.7087e-05 | 0 | 0 | 0 | 0
12 | 6 | 2 | 0 | 0 | 0 | 0 | 9.2287e-05 | 0 | 0 | 0 | 0
12 | 6 | 3 | 0 | 0 | 0 | 0 | 8.9979e-05 | 0 | 0 | 0 | 0
12 | 6 | 4 | 0 | 0 | 0 | 0 | 8.9174e-05 | 0 | 0 | 0 | 0
12 | 6 | 5 | 0 | 0 | 0 | 0 | 9.2007e-05 | 0 | 0 | 0 | 0
12 | 6 | 6 | 0 | 0 | 0 | 0 | 9.9964e-05 | 0 | 0 | 0 | 0
12 | 6 | 7 | 0 | 0 | 0 | 0 | 0.00011364 | 0 | 0 | 0 | 0
12 | 6 | 8 | 0 | 0 | 0 | 0 | 0.00012314 | 0 | 0 | 0 | 0
12 | 6 | 9 | 0 | 0 | 0 | 0 | 0.00012633 | 0 | 0 | 0 | 0
12 | 6 | 10 | 0 | 0 | 0 | 0 | 0.00012898 | 0 | 0 | 0 | 0
12 | 6 | 11 | 0 | 0 | 0 | 0 | 0.00012979 | 0 | 0 | 0 | 0
12 | 6 | 12 | 0 | 0 | 0 | 0 | 0.0001278 | 0 | 0 | 0 | 0
12 | 6 | 13 | 0 | 0 | 0 | 0 | 0.00012553 | 0 | 0 | 0 | 0
12 | 6 | 14 | 0 | 0 | 0 | 0 | 0.00012332 | 0 | 0 | 0 | 0
12 | 6 | 15 | 0 | 0 | 0 | 0 | 0.0001206 | 0 | 0 | 0 | 0
12 | 6 | 16 | 0 | 0 | 0 | 0 | 0.00012023 | 0 | 0 | 0 | 0
12 | 6 | 17 | 141.5984 | 151.5027 | 151.5027 | 151.5027 | 0.00012593 | 0 | 0 | 0 | 0
12 | 6 | 18 | 141.5984 | 151.5027 | 151.5027 | 151.5027 | 0.00014238 | 0 | 0 | 0 | 0
12 | 6 | 19 | 141.5984 | 151.5027 | 151.5027 | 151.5027 | 0.00014463 | 0 | 0 | 0 | 0
12 | 6 | 20 | 141.5984 | 151.5027 | 151.5027 | 151.5027 | 0.0001426 | 0 | 0 | 0 | 0
12 | 6 | 21 | 141.5984 | 151.5027 | 151.5027 | 151.5027 | 0.00013875 | 0 | 0 | 0 | 0
12 | 6 | 22 | 141.5984 | 151.5027 | 151.5027 | 151.5027 | 0.00013024 | 0 | 0 | 0 | 0
12 | 6 | 23 | 0 | 0 | 0 | 0 | 0.00011863 | 0 | 0 | 0 | 0
12 | 6 | 24 | 0 | 0 | 0 | 0 | 0.00010671 | 0 | 0 | 0 | 0
12 | 7 | 1 | 0 | 0 | 0 | 0 | 9.7489e-05 | 0 | 0 | 0 | 0
12 | 7 | 2 | 0 | 0 | 0 | 0 | 9.2893e-05 | 0 | 0 | 0 | 0
12 | 7 | 3 | 0 | 0 | 0 | 0 | 9.0705e-05 | 0 | 0 | 0 | 0
12 | 7 | 4 | 0 | 0 | 0 | 0 | 9.0199e-05 | 0 | 0 | 0 | 0
12 | 7 | 5 | 0 | 0 | 0 | 0 | 9.3274e-05 | 0 | 0 | 0 | 0
12 | 7 | 6 | 0 | 0 | 0 | 0 | 0.00010114 | 0 | 0 | 0 | 0
12 | 7 | 7 | 0 | 0 | 0 | 0 | 0.00011455 | 0 | 0 | 0 | 0
12 | 7 | 8 | 0 | 0 | 0 | 0 | 0.00012443 | 0 | 0 | 0 | 0
12 | 7 | 9 | 0 | 0 | 0 | 0 | 0.00012831 | 0 | 0 | 0 | 0
12 | 7 | 10 | 0 | 0 | 0 | 0 | 0.00013108 | 0 | 0 | 0 | 0
12 | 7 | 11 | 0 | 0 | 0 | 0 | 0.00013161 | 0 | 0 | 0 | 0
12 | 7 | 12 | 0 | 0 | 0 | 0 | 0.00012899 | 0 | 0 | 0 | 0
12 | 7 | 13 | 0 | 0 | 0 | 0 | 0.00012663 | 0 | 0 | 0 | 0
12 | 7 | 14 | 0 | 0 | 0 | 0 | 0.0001241 | 0 | 0 | 0 | 0
12 | 7 | 15 | 0 | 0 | 0 | 0 | 0.00012202 | 0 | 0 | 0 | 0
12 | 7 | 16 | 0 | 0 | 0 | 0 | 0.00012106 | 0 | 0 | 0 | 0
12 | 7 | 17 | 141.5984 | 151.5027 | 151.5027 | 151.5027 | 0.00012673 | 0 | 0 | 0 | 0
12 | 7 | 18 | 141.5984 | 151.5027 | 151.5027 | 151.5027 | 0.00014235 | 0 | 0 | 0 | 0
12 | 7 | 19 | 141.5984 | 151.5027 | 151.5027 | 151.5027 | 0.00014321 | 0 | 0 | 0 | 0
12 | 7 | 20 | 141.5984 | 151.5027 | 151.5027 | 151.5027 | 0.0001402 | 0 | 0 | 0 | 0
12 | 7 | 21 | 141.5984 | 151.5027 | 151.5027 | 151.5027 | 0.00013686 | 0 | 0 | 0 | 0
12 | 7 | 22 | 141.5984 | 151.5027 | 151.5027 | 151.5027 | 0.00012975 | 0 | 0 | 0 | 0
12 | 7 | 23 | 0 | 0 | 0 | 0 | 0.00011948 | 0 | 0 | 0 | 0
12 | 7 | 24 | 0 | 0 | 0 | 0 | 0.00010803 | 0 | 0 | 0 | 0
12 | 8 | 1 | 0 | 0 | 0 | 0 | 9.9541e-05 | 0 | 0 | 0 | 0
12 | 8 | 2 | 0 | 0 | 0 | 0 | 9.4491e-05 | 0 | 0 | 0 | 0
12 | 8 | 3 | 0 | 0 | 0 | 0 | 9.1132e-05 | 0 | 0 | 0 | 0
12 | 8 | 4 | 0 | 0 | 0 | 0 | 8.969e-05 | 0 | 0 | 0 | 0
12 | 8 | 5 | 0 | 0 | 0 | 0 | 9.099e-05 | 0 | 0 | 0 | 0
12 | 8 | 6 | 0 | 0 | 0 | 0 | 9.53e-05 | 0 | 0 | 0 | 0
12 | 8 | 7 | 0 | 0 | 0 | 0 | 0.0001021 | 0 | 0 | 0 | 0
12 | 8 | 8 | 0 | 0 | 0 | 0 | 0.00010845 | 0 | 0 | 0 | 0
12 | 8 | 9 | 0 | 0 | 0 | 0 | 0.00011537 | 0 | 0 | 0 | 0
12 | 8 | 10 | 0 | 0 | 0 | 0 | 0.00012067 | 0 | 0 | 0 | 0
12 | 8 | 11 | 0 | 0 | 0 | 0 | 0.00012126 | 0 | 0 | 0 | 0
12 | 8 | 12 | 0 | 0 | 0 | 0 | 0.00012013 | 0 | 0 | 0 | 0
12 | 8 | 13 | 0 | 0 | 0 | 0 | 0.00011813 | 0 | 0 | 0 | 0
12 | 8 | 14 | 0 | 0 | 0 | 0 | 0.00011489 | 0 | 0 | 0 | 0
12 | 8 | 15 | 0 | 0 | 0 | 0 | 0.00011304 | 0 | 0 | 0 | 0
12 | 8 | 16 | 0 | 0 | 0 | 0 | 0.00011281 | 0 | 0 | 0 | 0
12 | 8 | 17 | 141.5984 | 151.5027 | 151.5027 | 151.5027 | 0.00011856 | 0 | 0 | 0 | 0
12 | 8 | 18 | 141.5984 | 151.5027 | 151.5027 | 151.5027 | 0.00013535 | 0 | 0 | 0 | 0
12 | 8 | 19 | 141.5984 | 151.5027 | 151.5027 | 151.5027 | 0.00013713 | 0 | 0 | 0 | 0
12 | 8 | 20 | 141.5984 | 151.5027 | 151.5027 | 151.5027 | 0.00013512 | 0 | 0 | 0 | 0
12 | 8 | 21 | 141.5984 | 151.5027 | 151.5027 | 151.5027 | 0.00013207 | 0 | 0 | 0 | 0
12 | 8 | 22 | 141.5984 | 151.5027 | 151.5027 | 151.5027 | 0.00012567 | 0 | 0 | 0 | 0
12 | 8 | 23 | 0 | 0 | 0 | 0 | 0.00011677 | 0 | 0 | 0 | 0
12 | 8 | 24 | 0 | 0 | 0 | 0 | 0.00010739 | 0 | 0 | 0 | 0
12 | 9 | 1 | 0 | 0 | 0 | 0 | 9.9357e-05 | 0 | 0 | 0 | 0
12 | 9 | 2 | 0 | 0 | 0 | 0 | 9.409e-05 | 0 | 0 | 0 | 0
12 | 9 | 3 | 0 | 0 | 0 | 0 | 9.1141e-05 | 0 | 0 | 0 | 0
12 | 9 | 4 | 0 | 0 | 0 | 0 | 8.9357e-05 | 0 | 0 | 0 | 0
12 | 9 | 5 | 0 | 0 | 0 | 0 | 9.0145e-05 | 0 | 0 | 0 | 0
12 | 9 | 6 | 0 | 0 | 0 | 0 | 9.384e-05 | 0 | 0 | 0 | 0
12 | 9 | 7 | 0 | 0 | 0 | 0 | 9.9485e-05 | 0 | 0 | 0 | 0
12 | 9 | 8 | 0 | 0 | 0 | 0 | 0.0001054 | 0 | 0 | 0 | 0
12 | 9 | 9 | 0 | 0 | 0 | 0 | 0.00011123 | 0 | 0 | 0 | 0
12 | 9 | 10 | 0 | 0 | 0 | 0 | 0.00011516 | 0 | 0 | 0 | 0
12 | 9 | 11 | 0 | 0 | 0 | 0 | 0.00011629 | 0 | 0 | 0 | 0
12 | 9 | 12 | 0 | 0 | 0 | 0 | 0.00011596 | 0 | 0 | 0 | 0
12 | 9 | 13 | 0 | 0 | 0 | 0 | 0.00011524 | 0 | 0 | 0 | 0
12 | 9 | 14 | 0 | 0 | 0 | 0 | 0.000113 | 0 | 0 | 0 | 0
12 | 9 | 15 | 0 | 0 | 0 | 0 | 0.00011113 | 0 | 0 | 0 | 0
12 | 9 | 16 | 0 | 0 | 0 | 0 | 0.0001107 | 0 | 0 | 0 | 0
12 | 9 | 17 | 141.5984 | 151.5027 | 151.5027 | 151.5027 | 0.00011798 | 0 | 0 | 0 | 0
12 | 9 | 18 | 141.5984 | 151.5027 | 151.5027 | 151.5027 | 0.00013612 | 0 | 0 | 0 | 0
12 | 9 | 19 | 141.5984 | 151.5027 | 151.5027 | 151.5027 | 0.00013941 | 0 | 0 | 0 | 0
12 | 9 | 20 | 141.5984 | 151.5027 | 151.5027 | 151.5027 | 0.00013786 | 0 | 0 | 0 | 0
12 | 9 | 21 | 141.5984 | 151.5027 | 151.5027 | 151.5027 | 0.00013476 | 0 | 0 | 0 | 0
12 | 9 | 22 | 141.5984 | 151.5027 | 151.5027 | 151.5027 | 0.00012651 | 0 | 0 | 0 | 0
12 | 9 | 23 | 0 | 0 | 0 | 0 | 0.00011518 | 0 | 0 | 0 | 0
12 | 9 | 24 | 0 | 0 | 0 | 0 | 0.00010392 | 0 | 0 | 0 | 0
12 | 10 | 1 | 0 | 0 | 0 | 0 | 9.5747e-05 | 0 | 0 | 0 | 0
12 | 10 | 2 | 0 | 0 | 0 | 0 | 9.1497e-05 | 0 | 0 | 0 | 0
12 | 10 | 3 | 0 | 0 | 0 | 0 | 8.9308e-05 | 0 | 0 | 0 | 0
12 | 10 | 4 | 0 | 0 | 0 | 0 | 8.8982e-05 | 0 | 0 | 0 | 0
12 | 10 | 5 | 0 | 0 | 0 | 0 | 9.2157e-05 | 0 | 0 | 0 | 0
12 | 10 | 6 | 0 | 0 | 0 | 0 | 9.9729e-05 | 0 | 0 | 0 | 0
12 | 10 | 7 | 0 | 0 | 0 | 0 | 0.00011283 | 0 | 0 | 0 | 0
12 | 10 | 8 | 0 | 0 | 0 | 0 | 0.00012249 | 0 | 0 | 0 | 0
12 | 10 | 9 | 0 | 0 | 0 | 0 | 0.0001267 | 0 | 0 | 0 | 0
12 | 10 | 10 | 0 | 0 | 0 | 0 | 0.00012992 | 0 | 0 | 0 | 0
12 | 10 | 11 | 0 | 0 | 0 | 0 | 0.00013018 | 0 | 0 | 0 | 0
12 | 10 | 12 | 0 | 0 | 0 | 0 | 0.00012858 | 0 | 0 | 0 | 0
12 | 10 | 13 | 0 | 0 | 0 | 0 | 0.00012679 | 0 | 0 | 0 | 0
12 | 10 | 14 | 0 | 0 | 0 | 0 | 0.0001246 | 0 | 0 | 0 | 0
12 | 10 | 15 | 0 | 0 | 0 | 0 | 0.00012168 | 0 | 0 | 0 | 0
12 | 10 | 16 | 0 | 0 | 0 | 0 | 0.00012098 | 0 | 0 | 0 | 0
12 | 10 | 17 | 141.5984 | 151.5027 | 151.5027 | 151.5027 | 0.00012733 | 0 | 0 | 0 | 0
12 | 10 | 18 | 141.5984 | 151.5027 | 151.5027 | 151.5027 | 0.00014546 | 0 | 0 | 0 | 0
12 | 10 | 19 | 141.5984 | 151.5027 | 151.5027 | 151.5027 | 0.00014797 | 0 | 0 | 0 | 0
12 | 10 | 20 | 141.5984 | 151.5027 | 151.5027 | 151.5027 | 0.00014528 | 0 | 0 | 0 | 0
12 | 10 | 21 | 141.5984 | 151.5027 | 151.5027 | 151.5027 | 0.00014013 | 0 | 0 | 0 | 0
12 | 10 | 22 | 141.5984 | 151.5027 | 151.5027 | 151.5027 | 0.00013103 | 0 | 0 | 0 | 0
12 | 10 | 23 | 0 | 0 | 0 | 0 | 0.00011882 | 0 | 0 | 0 | 0
12 | 10 | 24 | 0 | 0 | 0 | 0 | 0.00010691 | 0 | 0 | 0 | 0
12 | 11 | 1 | 0 | 0 | 0 | 0 | 9.7609e-05 | 0 | 0 | 0 | 0
12 | 11 | 2 | 0 | 0 | 0 | 0 | 9.2795e-05 | 0 | 0 | 0 | 0
12 | 11 | 3 | 0 | 0 | 0 | 0 | 9.0342e-05 | 0 | 0 | 0 | 0
12 | 11 | 4 | 0 | 0 | 0 | 0 | 8.9384e-05 | 0 | 0 | 0 | 0
12 | 11 | 5 | 0 | 0 | 0 | 0 | 9.2147e-05 | 0 | 0 | 0 | 0
12 | 11 | 6 | 0 | 0 | 0 | 0 | 9.9702e-05 | 0 | 0 | 0 | 0
12 | 11 | 7 | 0 | 0 | 0 | 0 | 0.00011238 | 0 | 0 | 0 | 0
12 | 11 | 8 | 0 | 0 | 0 | 0 | 0.00012209 | 0 | 0 | 0 | 0
12 | 11 | 9 | 0 | 0 | 0 | 0 | 0.00012611 | 0 | 0 | 0 | 0
12 | 11 | 10 | 0 | 0 | 0 | 0 | 0.00012925 | 0 | 0 | 0 | 0
12 | 11 | 11 | 0 | 0 | 0 | 0 | 0.00012984 | 0 | 0 | 0 | 0
12 | 11 | 12 | 0 | 0 | 0 | 0 | 0.00012798 | 0 | 0 | 0 | 0
12 | 11 | 13 | 0 | 0 | 0 | 0 | 0.00012585 | 0 | 0 | 0 | 0
12 | 11 | 14 | 0 | 0 | 0 | 0 | 0.00012272 | 0 | 0 | 0 | 0
12 | 11 | 15 | 0 | 0 | 0 | 0 | 0.00012115 | 0 | 0 | 0 | 0
12 | 11 | 16 | 0 | 0 | 0 | 0 | 0.00012048 | 0 | 0 | 0 | 0
12 | 11 | 17 | 141.5984 | 151.5027 | 151.5027 | 151.5027 | 0.00012643 | 0 | 0 | 0 | 0
12 | 11 | 18 | 141.5984 | 151.5027 | 151.5027 | 151.5027 | 0.00014302 | 0 | 0 | 0 | 0
12 | 11 | 19 | 141.5984 | 151.5027 | 151.5027 | 151.5027 | 0.00014541 | 0 | 0 | 0 | 0
12 | 11 | 20 | 141.5984 | 151.5027 | 151.5027 | 151.5027 | 0.00014358 | 0 | 0 | 0 | 0
12 | 11 | 21 | 141.5984 | 151.5027 | 151.5027 | 151.5027 | 0.0001389 | 0 | 0 | 0 | 0
12 | 11 | 22 | 141.5984 | 151.5027 | 151.5027 | 151.5027 | 0.00013008 | 0 | 0 | 0 | 0
12 | 11 | 23 | 0 | 0 | 0 | 0 | 0.00011837 | 0 | 0 | 0 | 0
12 | 11 | 24 | 0 | 0 | 0 | 0 | 0.00010655 | 0 | 0 | 0 | 0
12 | 12 | 1 | 0 | 0 | 0 | 0 | 9.7275e-05 | 0 | 0 | 0 | 0
12 | 12 | 2 | 0 | 0 | 0 | 0 | 9.2315e-05 | 0 | 0 | 0 | 0
12 | 12 | 3 | 0 | 0 | 0 | 0 | 8.958e-05 | 0 | 0 | 0 | 0
12 | 12 | 4 | 0 | 0 | 0 | 0 | 8.9083e-05 | 0 | 0 | 0 | 0
12 | 12 | 5 | 0 | 0 | 0 | 0 | 9.1805e-05 | 0 | 0 | 0 | 0
12 | 12 | 6 | 0 | 0 | 0 | 0 | 9.953e-05 | 0 | 0 | 0 | 0
12 | 12 | 7 | 0 | 0 | 0 | 0 | 0.00011283 | 0 | 0 | 0 | 0
12 | 12 | 8 | 0 | 0 | 0 | 0 | 0.00012297 | 0 | 0 | 0 | 0
12 | 12 | 9 | 0 | 0 | 0 | 0 | 0.00012583 | 0 | 0 | 0 | 0
12 | 12 | 10 | 0 | 0 | 0 | 0 | 0.0001283 | 0 | 0 | 0 | 0
12 | 12 | 11 | 0 | 0 | 0 | 0 | 0.0001283 | 0 | 0 | 0 | 0
12 | 12 | 12 | 0 | 0 | 0 | 0 | 0.00012719 | 0 | 0 | 0 | 0
12 | 12 | 13 | 0 | 0 | 0 | 0 | 0.00012499 | 0 | 0 | 0 | 0
12 | 12 | 14 | 0 | 0 | 0 | 0 | 0.00012256 | 0 | 0 | 0 | 0
12 | 12 | 15 | 0 | 0 | 0 | 0 | 0.00012107 | 0 | 0 | 0 | 0
12 | 12 | 16 | 0 | 0 | 0 | 0 | 0.00012048 | 0 | 0 | 0 | 0
12 | 12 | 17 | 141.5984 | 151.5027 | 151.5027 | 151.5027 | 0.00012612 | 0 | 0 | 0 | 0
12 | 12 | 18 | 141.5984 | 151.5027 | 151.5027 | 151.5027 | 0.0001429 | 0 | 0 | 0 | 0
12 | 12 | 19 | 141.5984 | 151.5027 | 151.5027 | 151.5027 | 0.0001439 | 0 | 0 | 0 | 0
12 | 12 | 20 | 141.5984 | 151.5027 | 151.5027 | 151.5027 | 0.00014219 | 0 | 0 | 0 | 0
12 | 12 | 21 | 141.5984 | 151.5027 | 151.5027 | 151.5027 | 0.00013799 | 0 | 0 | 0 | 0
12 | 12 | 22 | 141.5984 | 151.5027 | 151.5027 | 151.5027 | 0.0001296 | 0 | 0 | 0 | 0
12 | 12 | 23 | 0 | 0 | 0 | 0 | 0.000118 | 0 | 0 | 0 | 0
12 | 12 | 24 | 0 | 0 | 0 | 0 | 0.00010628 | 0 | 0 | 0 | 0
12 | 13 | 1 | 0 | 0 | 0 | 0 | 9.7087e-05 | 0 | 0 | 0 | 0
12 | 13 | 2 | 0 | 0 | 0 | 0 | 9.2287e-05 | 0 | 0 | 0 | 0
12 | 13 | 3 | 0 | 0 | 0 | 0 | 8.9979e-05 | 0 | 0 | 0 | 0
12 | 13 | 4 | 0 | 0 | 0 | 0 | 8.9174e-05 | 0 | 0 | 0 | 0
12 | 13 | 5 | 0 | 0 | 0 | 0 | 9.2007e-05 | 0 | 0 | 0 | 0
12 | 13 | 6 | 0 | 0 | 0 | 0 | 9.9964e-05 | 0 | 0 | 0 | 0
12 | 13 | 7 | 0 | 0 | 0 | 0 | 0.00011364 | 0 | 0 | 0 | 0
12 | 13 | 8 | 0 | 0 | 0 | 0 | 0.00012314 | 0 | 0 | 0 | 0
12 | 13 | 9 | 0 | 0 | 0 | 0 | 0.00012633 | 0 | 0 | 0 | 0
12 | 13 | 10 | 0 | 0 | 0 | 0 | 0.00012898 | 0 | 0 | 0 | 0
12 | 13 | 11 | 0 | 0 | 0 | 0 | 0.00012979 | 0 | 0 | 0 | 0
12 | 13 | 12 | 0 | 0 | 0 | 0 | 0.0001278 | 0 | 0 | 0 | 0
12 | 13 | 13 | 0 | 0 | 0 | 0 | 0.00012553 | 0 | 0 | 0 | 0
12 | 13 | 14 | 0 | 0 | 0 | 0 | 0.00012332 | 0 | 0 | 0 | 0
12 | 13 | 15 | 0 | 0 | 0 | 0 | 0.0001206 | 0 | 0 | 0 | 0
12 | 13 | 16 | 0 | 0 | 0 | 0 | 0.00012023 | 0 | 0 | 0 | 0
12 | 13 | 17 | 141.5984 | 151.5027 | 151.5027 | 151.5027 | 0.00012593 | 0 | 0 | 0 | 0
12 | 13 | 18 | 141.5984 | 151.5027 | 151.5027 | 151.5027 | 0.00014238 | 0 | 0 | 0 | 0
12 | 13 | 19 | 141.5984 | 151.5027 | 151.5027 | 151.5027 | 0.00014463 | 0 | 0 | 0 | 0
12 | 13 | 20 | 141.5984 | 151.5027 | 151.5027 | 151.5027 | 0.0001426 | 0 | 0 | 0 | 0
12 | 13 | 21 | 141.5984 | 151.5027 | 151.5027 | 151.5027 | 0.00013875 | 0 | 0 | 0 | 0
12 | 13 | 22 | 141.5984 | 151.5027 | 151.5027 | 151.5027 | 0.00013024 | 0 | 0 | 0 | 0
12 | 13 | 23 | 0 | 0 | 0 | 0 | 0.00011863 | 0 | 0 | 0 | 0
12 | 13 | 24 | 0 | 0 | 0 | 0 | 0.00010671 | 0 | 0 | 0 | 0
12 | 14 | 1 | 0 | 0 | 0 | 0 | 9.7489e-05 | 0 | 0 | 0 | 0
12 | 14 | 2 | 0 | 0 | 0 | 0 | 9.2893e-05 | 0 | 0 | 0 | 0
12 | 14 | 3 | 0 | 0 | 0 | 0 | 9.0705e-05 | 0 | 0 | 0 | 0
12 | 14 | 4 | 0 | 0 | 0 | 0 | 9.0199e-05 | 0 | 0 | 0 | 0
12 | 14 | 5 | 0 | 0 | 0 | 0 | 9.3274e-05 | 0 | 0 | 0 | 0
12 | 14 | 6 | 0 | 0 | 0 | 0 | 0.00010114 | 0 | 0 | 0 | 0
12 | 14 | 7 | 0 | 0 | 0 | 0 | 0.00011455 | 0 | 0 | 0 | 0
12 | 14 | 8 | 0 | 0 | 0 | 0 | 0.00012443 | 0 | 0 | 0 | 0
12 | 14 | 9 | 0 | 0 | 0 | 0 | 0.00012831 | 0 | 0 | 0 | 0
12 | 14 | 10 | 0 | 0 | 0 | 0 | 0.00013108 | 0 | 0 | 0 | 0
12 | 14 | 11 | 0 | 0 | 0 | 0 | 0.00013161 | 0 | 0 | 0 | 0
12 | 14 | 12 | 0 | 0 | 0 | 0 | 0.00012899 | 0 | 0 | 0 | 0
12 | 14 | 13 | 0 | 0 | 0 | 0 | 0.00012663 | 0 | 0 | 0 | 0
12 | 14 | 14 | 0 | 0 | 0 | 0 | 0.0001241 | 0 | 0 | 0 | 0
12 | 14 | 15 | 0 | 0 | 0 | 0 | 0.00012202 | 0 | 0 | 0 | 0
12 | 14 | 16 | 0 | 0 | 0 | 0 | 0.00012106 | 0 | 0 | 0 | 0
12 | 14 | 17 | 141.5984 | 151.5027 | 151.5027 | 151.5027 | 0.00012673 | 0 | 0 | 0 | 0
12 | 14 | 18 | 141.5984 | 151.5027 | 151.5027 | 151.5027 | 0.00014235 | 0 | 0 | 0 | 0
12 | 14 | 19 | 141.5984 | 151.5027 | 151.5027 | 151.5027 | 0.00014321 | 0 | 0 | 0 | 0
12 | 14 | 20 | 141.5984 | 151.5027 | 151.5027 | 151.5027 | 0.0001402 | 0 | 0 | 0 | 0
12 | 14 | 21 | 141.5984 | 151.5027 | 151.5027 | 151.5027 | 0.00013686 | 0 | 0 | 0 | 0
12 | 14 | 22 | 141.5984 | 151.5027 | 151.5027 | 151.5027 | 0.00012975 | 0 | 0 | 0 | 0
12 | 14 | 23 | 0 | 0 | 0 | 0 | 0.00011948 | 0 | 0 | 0 | 0
12 | 14 | 24 | 0 | 0 | 0 | 0 | 0.00010803 | 0 | 0 | 0 | 0
12 | 15 | 1 | 0 | 0 | 0 | 0 | 9.9541e-05 | 0 | 0 | 0 | 0
12 | 15 | 2 | 0 | 0 | 0 | 0 | 9.4491e-05 | 0 | 0 | 0 | 0
12 | 15 | 3 | 0 | 0 | 0 | 0 | 9.1132e-05 | 0 | 0 | 0 | 0
12 | 15 | 4 | 0 | 0 | 0 | 0 | 8.969e-05 | 0 | 0 | 0 | 0
12 | 15 | 5 | 0 | 0 | 0 | 0 | 9.099e-05 | 0 | 0 | 0 | 0
12 | 15 | 6 | 0 | 0 | 0 | 0 | 9.53e-05 | 0 | 0 | 0 | 0
12 | 15 | 7 | 0 | 0 | 0 | 0 | 0.0001021 | 0 | 0 | 0 | 0
12 | 15 | 8 | 0 | 0 | 0 | 0 | 0.00010845 | 0 | 0 | 0 | 0
12 | 15 | 9 | 0 | 0 | 0 | 0 | 0.00011537 | 0 | 0 | 0 | 0
12 | 15 | 10 | 0 | 0 | 0 | 0 | 0.00012067 | 0 | 0 | 0 | 0
12 | 15 | 11 | 0 | 0 | 0 | 0 | 0.00012126 | 0 | 0 | 0 | 0
12 | 15 | 12 | 0 | 0 | 0 | 0 | 0.00012013 | 0 | 0 | 0 | 0
12 | 15 | 13 | 0 | 0 | 0 | 0 | 0.00011813 | 0 | 0 | 0 | 0
12 | 15 | 14 | 0 | 0 | 0 | 0 | 0.00011489 | 0 | 0 | 0 | 0
12 | 15 | 15 | 0 | 0 | 0 | 0 | 0.00011304 | 0 | 0 | 0 | 0
12 | 15 | 16 | 0 | 0 | 0 | 0 | 0.00011281 | 0 | 0 | 0 | 0
12 | 15 | 17 | 141.5984 | 151.5027 | 151.5027 | 151.5027 | 0.00011856 | 0 | 0 | 0 | 0
12 | 15 | 18 | 141.5984 | 151.5027 | 151.5027 | 151.5027 | 0.00013535 | 0 | 0 | 0 | 0
12 | 15 | 19 | 141.5984 | 151.5027 | 151.5027 | 151.5027 | 0.00013713 | 0 | 0 | 0 | 0
12 | 15 | 20 | 141.5984 | 151.5027 | 151.5027 | 151.5027 | 0.00013512 | 0 | 0 | 0 | 0
12 | 15 | 21 | 141.5984 | 151.5027 | 151.5027 | 151.5027 | 0.00013207 | 0 | 0 | 0 | 0
12 | 15 | 22 | 141.5984 | 151.5027 | 151.5027 | 151.5027 | 0.00012567 | 0 | 0 | 0 | 0
12 | 15 | 23 | 0 | 0 | 0 | 0 | 0.00011677 | 0 | 0 | 0 | 0
12 | 15 | 24 | 0 | 0 | 0 | 0 | 0.00010739 | 0 | 0 | 0 | 0
12 | 16 | 1 | 0 | 0 | 0 | 0 | 9.9357e-05 | 0 | 0 | 0 | 0
12 | 16 | 2 | 0 | 0 | 0 | 0 | 9.409e-05 | 0 | 0 | 0 | 0
12 | 16 | 3 | 0 | 0 | 0 | 0 | 9.1141e-05 | 0 | 0 | 0 | 0
12 | 16 | 4 | 0 | 0 | 0 | 0 | 8.9357e-05 | 0 | 0 | 0 | 0
12 | 16 | 5 | 0 | 0 | 0 | 0 | 9.0145e-05 | 0 | 0 | 0 | 0
12 | 16 | 6 | 0 | 0 | 0 | 0 | 9.384e-05 | 0 | 0 | 0 | 0
12 | 16 | 7 | 0 | 0 | 0 | 0 | 9.9485e-05 | 0 | 0 | 0 | 0
12 | 16 | 8 | 0 | 0 | 0 | 0 | 0.0001054 | 0 | 0 | 0 | 0
12 | 16 | 9 | 0 | 0 | 0 | 0 | 0.00011123 | 0 | 0 | 0 | 0
12 | 16 | 10 | 0 | 0 | 0 | 0 | 0.00011516 | 0 | 0 | 0 | 0
12 | 16 | 11 | 0 | 0 | 0 | 0 | 0.00011629 | 0 | 0 | 0 | 0
12 | 16 | 12 | 0 | 0 | 0 | 0 | 0.00011596 | 0 | 0 | 0 | 0
12 | 16 | 13 | 0 | 0 | 0 | 0 | 0.00011524 | 0 | 0 | 0 | 0
12 | 16 | 14 | 0 | 0 | 0 | 0 | 0.000113 | 0 | 0 | 0 | 0
12 | 16 | 15 | 0 | 0 | 0 | 0 | 0.00011113 | 0 | 0 | 0 | 0
12 | 16 | 16 | 0 | 0 | 0 | 0 | 0.0001107 | 0 | 0 | 0 | 0
12 | 16 | 17 | 141.5984 | 151.5027 | 151.5027 | 151.5027 | 0.00011798 | 0 | 0 | 0 | 0
12 | 16 | 18 | 141.5984 | 151.5027 | 151.5027 | 151.5027 | 0.00013612 | 0 | 0 | 0 | 0
12 | 16 | 19 | 141.5984 | 151.5027 | 151.5027 | 151.5027 | 0.00013941 | 0 | 0 | 0 | 0
12 | 16 | 20 | 141.5984 | 151.5027 | 151.5027 | 151.5027 | 0.00013786 | 0 | 0 | 0 | 0
12 | 16 | 21 | 141.5984 | 151.5027 | 151.5027 | 151.5027 | 0.00013476 | 0 | 0 | 0 | 0
12 | 16 | 22 | 141.5984 | 151.5027 | 151.5027 | 151.5027 | 0.00012651 | 0 | 0 | 0 | 0
12 | 16 | 23 | 0 | 0 | 0 | 0 | 0.00011518 | 0 | 0 | 0 | 0
12 | 16 | 24 | 0 | 0 | 0 | 0 | 0.00010392 | 0 | 0 | 0 | 0
12 | 17 | 1 | 0 | 0 | 0 | 0 | 9.5747e-05 | 0 | 0 | 0 | 0
12 | 17 | 2 | 0 | 0 | 0 | 0 | 9.1497e-05 | 0 | 0 | 0 | 0
12 | 17 | 3 | 0 | 0 | 0 | 0 | 8.9308e-05 | 0 | 0 | 0 | 0
12 | 17 | 4 | 0 | 0 | 0 | 0 | 8.8982e-05 | 0 | 0 | 0 | 0
12 | 17 | 5 | 0 | 0 | 0 | 0 | 9.2157e-05 | 0 | 0 | 0 | 0
12 | 17 | 6 | 0 | 0 | 0 | 0 | 9.9729e-05 | 0 | 0 | 0 | 0
12 | 17 | 7 | 0 | 0 | 0 | 0 | 0.00011283 | 0 | 0 | 0 | 0
12 | 17 | 8 | 0 | 0 | 0 | 0 | 0.00012249 | 0 | 0 | 0 | 0
12 | 17 | 9 | 0 | 0 | 0 | 0 | 0.0001267 | 0 | 0 | 0 | 0
12 | 17 | 10 | 0 | 0 | 0 | 0 | 0.00012992 | 0 | 0 | 0 | 0
12 | 17 | 11 | 0 | 0 | 0 | 0 | 0.00013018 | 0 | 0 | 0 | 0
12 | 17 | 12 | 0 | 0 | 0 | 0 | 0.00012858 | 0 | 0 | 0 | 0
12 | 17 | 13 | 0 | 0 | 0 | 0 | 0.00012679 | 0 | 0 | 0 | 0
12 | 17 | 14 | 0 | 0 | 0 | 0 | 0.0001246 | 0 | 0 | 0 | 0
12 | 17 | 15 | 0 | 0 | 0 | 0 | 0.00012168 | 0 | 0 | 0 | 0
12 | 17 | 16 | 0 | 0 | 0 | 0 | 0.00012098 | 0 | 0 | 0 | 0
12 | 17 | 17 | 141.5984 | 151.5027 | 151.5027 | 151.5027 | 0.00012733 | 0 | 0 | 0 | 0
12 | 17 | 18 | 141.5984 | 151.5027 | 151.5027 | 151.5027 | 0.00014546 | 0 | 0 | 0 | 0
12 | 17 | 19 | 141.5984 | 151.5027 | 151.5027 | 151.5027 | 0.00014797 | 0 | 0 | 0 | 0
12 | 17 | 20 | 141.5984 | 151.5027 | 151.5027 | 151.5027 | 0.00014528 | 0 | 0 | 0 | 0
12 | 17 | 21 | 141.5984 | 151.5027 | 151.5027 | 151.5027 | 0.00014013 | 0 | 0 | 0 | 0
12 | 17 | 22 | 141.5984 | 151.5027 | 151.5027 | 151.5027 | 0.00013103 | 0 | 0 | 0 | 0
12 | 17 | 23 | 0 | 0 | 0 | 0 | 0.00011882 | 0 | 0 | 0 | 0
12 | 17 | 24 | 0 | 0 | 0 | 0 | 0.00010691 | 0 | 0 | 0 | 0
12 | 18 | 1 | 0 | 0 | 0 | 0 | 9.7609e-05 | 0 | 0 | 0 | 0
12 | 18 | 2 | 0 | 0 | 0 | 0 | 9.2795e-05 | 0 | 0 | 0 | 0
12 | 18 | 3 | 0 | 0 | 0 | 0 | 9.0342e-05 | 0 | 0 | 0 | 0
12 | 18 | 4 | 0 | 0 | 0 | 0 | 8.9384e-05 | 0 | 0 | 0 | 0
12 | 18 | 5 | 0 | 0 | 0 | 0 | 9.2147e-05 | 0 | 0 | 0 | 0
12 | 18 | 6 | 0 | 0 | 0 | 0 | 9.9702e-05 | 0 | 0 | 0 | 0
12 | 18 | 7 | 0 | 0 | 0 | 0 | 0.00011238 | 0 | 0 | 0 | 0
12 | 18 | 8 | 0 | 0 | 0 | 0 | 0.00012209 | 0 | 0 | 0 | 0
12 | 18 | 9 | 0 | 0 | 0 | 0 | 0.00012611 | 0 | 0 | 0 | 0
12 | 18 | 10 | 0 | 0 | 0 | 0 | 0.00012925 | 0 | 0 | 0 | 0
12 | 18 | 11 | 0 | 0 | 0 | 0 | 0.00012984 | 0 | 0 | 0 | 0
12 | 18 | 12 | 0 | 0 | 0 | 0 | 0.00012798 | 0 | 0 | 0 | 0
12 | 18 | 13 | 0 | 0 | 0 | 0 | 0.00012585 | 0 | 0 | 0 | 0
12 | 18 | 14 | 0 | 0 | 0 | 0 | 0.00012272 | 0 | 0 | 0 | 0
12 | 18 | 15 | 0 | 0 | 0 | 0 | 0.00012115 | 0 | 0 | 0 | 0
12 | 18 | 16 | 0 | 0 | 0 | 0 | 0.00012048 | 0 | 0 | 0 | 0
12 | 18 | 17 | 141.5984 | 151.5027 | 151.5027 | 151.5027 | 0.00012643 | 0 | 0 | 0 | 0
12 | 18 | 18 | 141.5984 | 151.5027 | 151.5027 | 151.5027 | 0.00014302 | 0 | 0 | 0 | 0
12 | 18 | 19 | 141.5984 | 151.5027 | 151.5027 | 151.5027 | 0.00014541 | 0 | 0 | 0 | 0
12 | 18 | 20 | 141.5984 | 151.5027 | 151.5027 | 151.5027 | 0.00014358 | 0 | 0 | 0 | 0
12 | 18 | 21 | 141.5984 | 151.5027 | 151.5027 | 151.5027 | 0.0001389 | 0 | 0 | 0 | 0
12 | 18 | 22 | 141.5984 | 151.5027 | 151.5027 | 151.5027 | 0.00013008 | 0 | 0 | 0 | 0
12 | 18 | 23 | 0 | 0 | 0 | 0 | 0.00011837 | 0 | 0 | 0 | 0
12 | 18 | 24 | 0 | 0 | 0 | 0 | 0.00010655 | 0 | 0 | 0 | 0
12 | 19 | 1 | 0 | 0 | 0 | 0 | 9.7275e-05 | 0 | 0 | 0 | 0
12 | 19 | 2 | 0 | 0 | 0 | 0 | 9.2315e-05 | 0 | 0 | 0 | 0
12 | 19 | 3 | 0 | 0 | 0 | 0 | 8.958e-05 | 0 | 0 | 0 | 0
12 | 19 | 4 | 0 | 0 | 0 | 0 | 8.9083e-05 | 0 | 0 | 0 | 0
12 | 19 | 5 | 0 | 0 | 0 | 0 | 9.1805e-05 | 0 | 0 | 0 | 0
12 | 19 | 6 | 0 | 0 | 0 | 0 | 9.953e-05 | 0 | 0 | 0 | 0
12 | 19 | 7 | 0 | 0 | 0 | 0 | 0.00011283 | 0 | 0 | 0 | 0
12 | 19 | 8 | 0 | 0 | 0 | 0 | 0.00012297 | 0 | 0 | 0 | 0
12 | 19 | 9 | 0 | 0 | 0 | 0 | 0.00012583 | 0 | 0 | 0 | 0
12 | 19 | 10 | 0 | 0 | 0 | 0 | 0.0001283 | 0 | 0 | 0 | 0
12 | 19 | 11 | 0 | 0 | 0 | 0 | 0.0001283 | 0 | 0 | 0 | 0
12 | 19 | 12 | 0 | 0 | 0 | 0 | 0.00012719 | 0 | 0 | 0 | 0
12 | 19 | 13 | 0 | 0 | 0 | 0 | 0.00012499 | 0 | 0 | 0 | 0
12 | 19 | 14 | 0 | 0 | 0 | 0 | 0.00012256 | 0 | 0 | 0 | 0
12 | 19 | 15 | 0 | 0 | 0 | 0 | 0.00012107 | 0 | 0 | 0 | 0
12 | 19 | 16 | 0 | 0 | 0 | 0 | 0.00012048 | 0 | 0 | 0 | 0
12 | 19 | 17 | 141.5984 | 151.5027 | 151.5027 | 151.5027 | 0.00012612 | 0 | 0 | 0 | 0
12 | 19 | 18 | 141.5984 | 151.5027 | 151.5027 | 151.5027 | 0.0001429 | 0 | 0 | 0 | 0
12 | 19 | 19 | 141.5984 | 151.5027 | 151.5027 | 151.5027 | 0.0001439 | 0 | 0 | 0 | 0
12 | 19 | 20 | 141.5984 | 151.5027 | 151.5027 | 151.5027 | 0.00014219 | 0 | 0 | 0 | 0
12 | 19 | 21 | 141.5984 | 151.5027 | 151.5027 | 151.5027 | 0.00013799 | 0 | 0 | 0 | 0
12 | 19 | 22 | 141.5984 | 151.5027 | 151.5027 | 151.5027 | 0.0001296 | 0 | 0 | 0 | 0
12 | 19 | 23 | 0 | 0 | 0 | 0 | 0.000118 | 0 | 0 | 0 | 0
12 | 19 | 24 | 0 | 0 | 0 | 0 | 0.00010628 | 0 | 0 | 0 | 0
12 | 20 | 1 | 0 | 0 | 0 | 0 | 9.7087e-05 | 0 | 0 | 0 | 0
12 | 20 | 2 | 0 | 0 | 0 | 0 | 9.2287e-05 | 0 | 0 | 0 | 0
12 | 20 | 3 | 0 | 0 | 0 | 0 | 8.9979e-05 | 0 | 0 | 0 | 0
12 | 20 | 4 | 0 | 0 | 0 | 0 | 8.9174e-05 | 0 | 0 | 0 | 0
12 | 20 | 5 | 0 | 0 | 0 | 0 | 9.2007e-05 | 0 | 0 | 0 | 0
12 | 20 | 6 | 0 | 0 | 0 | 0 | 9.9964e-05 | 0 | 0 | 0 | 0
12 | 20 | 7 | 0 | 0 | 0 | 0 | 0.00011364 | 0 | 0 | 0 | 0
12 | 20 | 8 | 0 | 0 | 0 | 0 | 0.00012314 | 0 | 0 | 0 | 0
12 | 20 | 9 | 0 | 0 | 0 | 0 | 0.00012633 | 0 | 0 | 0 | 0
12 | 20 | 10 | 0 | 0 | 0 | 0 | 0.00012898 | 0 | 0 | 0 | 0
12 | 20 | 11 | 0 | 0 | 0 | 0 | 0.00012979 | 0 | 0 | 0 | 0
12 | 20 | 12 | 0 | 0 | 0 | 0 | 0.0001278 | 0 | 0 | 0 | 0
12 | 20 | 13 | 0 | 0 | 0 | 0 | 0.00012553 | 0 | 0 | 0 | 0
12 | 20 | 14 | 0 | 0 | 0 | 0 | 0.00012332 | 0 | 0 | 0 | 0
12 | 20 | 15 | 0 | 0 | 0 | 0 | 0.0001206 | 0 | 0 | 0 | 0
12 | 20 | 16 | 0 | 0 | 0 | 0 | 0.00012023 | 0 | 0 | 0 | 0
12 | 20 | 17 | 141.5984 | 151.5027 | 151.5027 | 151.5027 | 0.00012593 | 0 | 0 | 0 | 0
12 | 20 | 18 | 141.5984 | 151.5027 | 151.5027 | 151.5027 | 0.00014238 | 0 | 0 | 0 | 0
12 | 20 | 19 | 141.5984 | 151.5027 | 151.5027 | 151.5027 | 0.00014463 | 0 | 0 | 0 | 0
12 | 20 | 20 | 141.5984 | 151.5027 | 151.5027 | 151.5027 | 0.0001426 | 0 | 0 | 0 | 0
12 | 20 | 21 | 141.5984 | 151.5027 | 151.5027 | 151.5027 | 0.00013875 | 0 | 0 | 0 | 0
12 | 20 | 22 | 141.5984 | 151.5027 | 151.5027 | 151.5027 | 0.00013024 | 0 | 0 | 0 | 0
12 | 20 | 23 | 0 | 0 | 0 | 0 | 0.00011863 | 0 | 0 | 0 | 0
12 | 20 | 24 | 0 | 0 | 0 | 0 | 0.00010671 | 0 | 0 | 0 | 0
12 | 21 | 1 | 0 | 0 | 0 | 0 | 9.7489e-05 | 0 | 0 | 0 | 0
12 | 21 | 2 | 0 | 0 | 0 | 0 | 9.2893e-05 | 0 | 0 | 0 | 0
12 | 21 | 3 | 0 | 0 | 0 | 0 | 9.0705e-05 | 0 | 0 | 0 | 0
12 | 21 | 4 | 0 | 0 | 0 | 0 | 9.0199e-05 | 0 | 0 | 0 | 0
12 | 21 | 5 | 0 | 0 | 0 | 0 | 9.3274e-05 | 0 | 0 | 0 | 0
12 | 21 | 6 | 0 | 0 | 0 | 0 | 0.00010114 | 0 | 0 | 0 | 0
12 | 21 | 7 | 0 | 0 | 0 | 0 | 0.00011455 | 0 | 0 | 0 | 0
12 | 21 | 8 | 0 | 0 | 0 | 0 | 0.00012443 | 0 | 0 | 0 | 0
12 | 21 | 9 | 0 | 0 | 0 | 0 | 0.00012831 | 0 | 0 | 0 | 0
12 | 21 | 10 | 0 | 0 | 0 | 0 | 0.00013108 | 0 | 0 | 0 | 0
12 | 21 | 11 | 0 | 0 | 0 | 0 | 0.00013161 | 0 | 0 | 0 | 0
12 | 21 | 12 | 0 | 0 | 0 | 0 | 0.00012899 | 0 | 0 | 0 | 0
12 | 21 | 13 | 0 | 0 | 0 | 0 | 0.00012663 | 0 | 0 | 0 | 0
12 | 21 | 14 | 0 | 0 | 0 | 0 | 0.0001241 | 0 | 0 | 0 | 0
12 | 21 | 15 | 0 | 0 | 0 | 0 | 0.00012202 | 0 | 0 | 0 | 0
12 | 21 | 16 | 0 | 0 | 0 | 0 | 0.00012106 | 0 | 0 | 0 | 0
12 | 21 | 17 | 141.5984 | 151.5027 | 151.5027 | 151.5027 | 0.00012673 | 0 | 0 | 0 | 0
12 | 21 | 18 | 141.5984 | 151.5027 | 151.5027 | 151.5027 | 0.00014235 | 0 | 0 | 0 | 0
12 | 21 | 19 | 141.5984 | 151.5027 | 151.5027 | 151.5027 | 0.00014321 | 0 | 0 | 0 | 0
12 | 21 | 20 | 141.5984 | 151.5027 | 151.5027 | 151.5027 | 0.0001402 | 0 | 0 | 0 | 0
12 | 21 | 21 | 141.5984 | 151.5027 | 151.5027 | 151.5027 | 0.00013686 | 0 | 0 | 0 | 0
12 | 21 | 22 | 141.5984 | 151.5027 | 151.5027 | 151.5027 | 0.00012975 | 0 | 0 | 0 | 0
12 | 21 | 23 | 0 | 0 | 0 | 0 | 0.00011948 | 0 | 0 | 0 | 0
12 | 21 | 24 | 0 | 0 | 0 | 0 | 0.00010803 | 0 | 0 | 0 | 0
12 | 22 | 1 | 0 | 0 | 0 | 0 | 9.9541e-05 | 0 | 0 | 0 | 0
12 | 22 | 2 | 0 | 0 | 0 | 0 | 9.4491e-05 | 0 | 0 | 0 | 0
12 | 22 | 3 | 0 | 0 | 0 | 0 | 9.1132e-05 | 0 | 0 | 0 | 0
12 | 22 | 4 | 0 | 0 | 0 | 0 | 8.969e-05 | 0 | 0 | 0 | 0
12 | 22 | 5 | 0 | 0 | 0 | 0 | 9.099e-05 | 0 | 0 | 0 | 0
12 | 22 | 6 | 0 | 0 | 0 | 0 | 9.53e-05 | 0 | 0 | 0 | 0
12 | 22 | 7 | 0 | 0 | 0 | 0 | 0.0001021 | 0 | 0 | 0 | 0
12 | 22 | 8 | 0 | 0 | 0 | 0 | 0.00010845 | 0 | 0 | 0 | 0
12 | 22 | 9 | 0 | 0 | 0 | 0 | 0.00011537 | 0 | 0 | 0 | 0
12 | 22 | 10 | 0 | 0 | 0 | 0 | 0.00012067 | 0 | 0 | 0 | 0
12 | 22 | 11 | 0 | 0 | 0 | 0 | 0.00012126 | 0 | 0 | 0 | 0
12 | 22 | 12 | 0 | 0 | 0 | 0 | 0.00012013 | 0 | 0 | 0 | 0
12 | 22 | 13 | 0 | 0 | 0 | 0 | 0.00011813 | 0 | 0 | 0 | 0
12 | 22 | 14 | 0 | 0 | 0 | 0 | 0.00011489 | 0 | 0 | 0 | 0
12 | 22 | 15 | 0 | 0 | 0 | 0 | 0.00011304 | 0 | 0 | 0 | 0
12 | 22 | 16 | 0 | 0 | 0 | 0 | 0.00011281 | 0 | 0 | 0 | 0
12 | 22 | 17 | 141.5984 | 151.5027 | 151.5027 | 151.5027 | 0.00011856 | 0 | 0 | 0 | 0
12 | 22 | 18 | 141.5984 | 151.5027 | 151.5027 | 151.5027 | 0.00013535 | 0 | 0 | 0 | 0
12 | 22 | 19 | 141.5984 | 151.5027 | 151.5027 | 151.5027 | 0.00013713 | 0 | 0 | 0 | 0
12 | 22 | 20 | 141.5984 | 151.5027 | 151.5027 | 151.5027 | 0.00013512 | 0 | 0 | 0 | 0
12 | 22 | 21 | 141.5984 | 151.5027 | 151.5027 | 151.5027 | 0.00013207 | 0 | 0 | 0 | 0
12 | 22 | 22 | 141.5984 | 151.5027 | 151.5027 | 151.5027 | 0.00012567 | 0 | 0 | 0 | 0
12 | 22 | 23 | 0 | 0 | 0 | 0 | 0.00011677 | 0 | 0 | 0 | 0
12 | 22 | 24 | 0 | 0 | 0 | 0 | 0.00010739 | 0 | 0 | 0 | 0
12 | 23 | 1 | 0 | 0 | 0 | 0 | 9.9357e-05 | 0 | 0 | 0 | 0
12 | 23 | 2 | 0 | 0 | 0 | 0 | 9.409e-05 | 0 | 0 | 0 | 0
12 | 23 | 3 | 0 | 0 | 0 | 0 | 9.1141e-05 | 0 | 0 | 0 | 0
12 | 23 | 4 | 0 | 0 | 0 | 0 | 8.9357e-05 | 0 | 0 | 0 | 0
12 | 23 | 5 | 0 | 0 | 0 | 0 | 9.0145e-05 | 0 | 0 | 0 | 0
12 | 23 | 6 | 0 | 0 | 0 | 0 | 9.384e-05 | 0 | 0 | 0 | 0
12 | 23 | 7 | 0 | 0 | 0 | 0 | 9.9485e-05 | 0 | 0 | 0 | 0
12 | 23 | 8 | 0 | 0 | 0 | 0 | 0.0001054 | 0 | 0 | 0 | 0
12 | 23 | 9 | 0 | 0 | 0 | 0 | 0.00011123 | 0 | 0 | 0 | 0
12 | 23 | 10 | 0 | 0 | 0 | 0 | 0.00011516 | 0 | 0 | 0 | 0
12 | 23 | 11 | 0 | 0 | 0 | 0 | 0.00011629 | 0 | 0 | 0 | 0
12 | 23 | 12 | 0 | 0 | 0 | 0 | 0.00011596 | 0 | 0 | 0 | 0
12 | 23 | 13 | 0 | 0 | 0 | 0 | 0.00011524 | 0 | 0 | 0 | 0
12 | 23 | 14 | 0 | 0 | 0 | 0 | 0.000113 | 0 | 0 | 0 | 0
12 | 23 | 15 | 0 | 0 | 0 | 0 | 0.00011113 | 0 | 0 | 0 | 0
12 | 23 | 16 | 0 | 0 | 0 | 0 | 0.0001107 | 0 | 0 | 0 | 0
12 | 23 | 17 | 141.5984 | 151.5027 | 151.5027 | 151.5027 | 0.00011798 | 0 | 0 | 0 | 0
12 | 23 | 18 | 141.5984 | 151.5027 | 151.5027 | 151.5027 | 0.00013612 | 0 | 0 | 0 | 0
12 | 23 | 19 | 141.5984 | 151.5027 | 151.5027 | 151.5027 | 0.00013941 | 0 | 0 | 0 | 0
12 | 23 | 20 | 141.5984 | 151.5027 | 151.5027 | 151.5027 | 0.00013786 | 0 | 0 | 0 | 0
12 | 23 | 21 | 141.5984 | 151.5027 | 151.5027 | 151.5027 | 0.00013476 | 0 | 0 | 0 | 0
12 | 23 | 22 | 141.5984 | 151.5027 | 151.5027 | 151.5027 | 0.00012651 | 0 | 0 | 0 | 0
12 | 23 | 23 | 0 | 0 | 0 | 0 | 0.00011518 | 0 | 0 | 0 | 0
12 | 23 | 24 | 0 | 0 | 0 | 0 | 0.00010392 | 0 | 0 | 0 | 0
12 | 24 | 1 | 0 | 0 | 0 | 0 | 9.5747e-05 | 0 | 0 | 0 | 0
12 | 24 | 2 | 0 | 0 | 0 | 0 | 9.1497e-05 | 0 | 0 | 0 | 0
12 | 24 | 3 | 0 | 0 | 0 | 0 | 8.9308e-05 | 0 | 0 | 0 | 0
12 | 24 | 4 | 0 | 0 | 0 | 0 | 8.8982e-05 | 0 | 0 | 0 | 0
12 | 24 | 5 | 0 | 0 | 0 | 0 | 9.2157e-05 | 0 | 0 | 0 | 0
12 | 24 | 6 | 0 | 0 | 0 | 0 | 9.9729e-05 | 0 | 0 | 0 | 0
12 | 24 | 7 | 0 | 0 | 0 | 0 | 0.00011283 | 0 | 0 | 0 | 0
12 | 24 | 8 | 0 | 0 | 0 | 0 | 0.00012249 | 0 | 0 | 0 | 0
12 | 24 | 9 | 0 | 0 | 0 | 0 | 0.0001267 | 0 | 0 | 0 | 0
12 | 24 | 10 | 0 | 0 | 0 | 0 | 0.00012992 | 0 | 0 | 0 | 0
12 | 24 | 11 | 0 | 0 | 0 | 0 | 0.00013018 | 0 | 0 | 0 | 0
12 | 24 | 12 | 0 | 0 | 0 | 0 | 0.00012858 | 0 | 0 | 0 | 0
12 | 24 | 13 | 0 | 0 | 0 | 0 | 0.00012679 | 0 | 0 | 0 | 0
12 | 24 | 14 | 0 | 0 | 0 | 0 | 0.0001246 | 0 | 0 | 0 | 0
12 | 24 | 15 | 0 | 0 | 0 | 0 | 0.00012168 | 0 | 0 | 0 | 0
12 | 24 | 16 | 0 | 0 | 0 | 0 | 0.00012098 | 0 | 0 | 0 | 0
12 | 24 | 17 | 141.5984 | 151.5027 | 151.5027 | 151.5027 | 0.00012733 | 0 | 0 | 0 | 0
12 | 24 | 18 | 141.5984 | 151.5027 | 151.5027 | 151.5027 | 0.00014546 | 0 | 0 | 0 | 0
12 | 24 | 19 | 141.5984 | 151.5027 | 151.5027 | 151.5027 | 0.00014797 | 0 | 0 | 0 | 0
12 | 24 | 20 | 141.5984 | 151.5027 | 151.5027 | 151.5027 | 0.00014528 | 0 | 0 | 0 | 0
12 | 24 | 21 | 141.5984 | 151.5027 | 151.5027 | 151.5027 | 0.00014013 | 0 | 0 | 0 | 0
12 | 24 | 22 | 141.5984 | 151.5027 | 151.5027 | 151.5027 | 0.00013103 | 0 | 0 | 0 | 0
12 | 24 | 23 | 0 | 0 | 0 | 0 | 0.00011882 | 0 | 0 | 0 | 0
12 | 24 | 24 | 0 | 0 | 0 | 0 | 0.00010691 | 0 | 0 | 0 | 0
12 | 25 | 1 | 0 | 0 | 0 | 0 | 9.7609e-05 | 0 | 0 | 0 | 0
12 | 25 | 2 | 0 | 0 | 0 | 0 | 9.2795e-05 | 0 | 0 | 0 | 0
12 | 25 | 3 | 0 | 0 | 0 | 0 | 9.0342e-05 | 0 | 0 | 0 | 0
12 | 25 | 4 | 0 | 0 | 0 | 0 | 8.9384e-05 | 0 | 0 | 0 | 0
12 | 25 | 5 | 0 | 0 | 0 | 0 | 9.2147e-05 | 0 | 0 | 0 | 0
12 | 25 | 6 | 0 | 0 | 0 | 0 | 9.9702e-05 | 0 | 0 | 0 | 0
12 | 25 | 7 | 0 | 0 | 0 | 0 | 0.00011238 | 0 | 0 | 0 | 0
12 | 25 | 8 | 0 | 0 | 0 | 0 | 0.00012209 | 0 | 0 | 0 | 0
12 | 25 | 9 | 0 | 0 | 0 | 0 | 0.00012611 | 0 | 0 | 0 | 0
12 | 25 | 10 | 0 | 0 | 0 | 0 | 0.00012925 | 0 | 0 | 0 | 0
12 | 25 | 11 | 0 | 0 | 0 | 0 | 0.00012984 | 0 | 0 | 0 | 0
12 | 25 | 12 | 0 | 0 | 0 | 0 | 0.00012798 | 0 | 0 | 0 | 0
12 | 25 | 13 | 0 | 0 | 0 | 0 | 0.00012585 | 0 | 0 | 0 | 0
12 | 25 | 14 | 0 | 0 | 0 | 0 | 0.00012272 | 0 | 0 | 0 | 0
12 | 25 | 15 | 0 | 0 | 0 | 0 | 0.00012115 | 0 | 0 | 0 | 0
12 | 25 | 16 | 0 | 0 | 0 | 0 | 0.00012048 | 0 | 0 | 0 | 0
12 | 25 | 17 | 141.5984 | 151.5027 | 151.5027 | 151.5027 | 0.00012643 | 0 | 0 | 0 | 0
12 | 25 | 18 | 141.5984 | 151.5027 | 151.5027 | 151.5027 | 0.00014302 | 0 | 0 | 0 | 0
12 | 25 | 19 | 141.5984 | 151.5027 | 151.5027 | 151.5027 | 0.00014541 | 0 | 0 | 0 | 0
12 | 25 | 20 | 141.5984 | 151.5027 | 151.5027 | 151.5027 | 0.00014358 | 0 | 0 | 0 | 0
12 | 25 | 21 | 141.5984 | 151.5027 | 151.5027 | 151.5027 | 0.0001389 | 0 | 0 | 0 | 0
12 | 25 | 22 | 141.5984 | 151.5027 | 151.5027 | 151.5027 | 0.00013008 | 0 | 0 | 0 | 0
12 | 25 | 23 | 0 | 0 | 0 | 0 | 0.00011837 | 0 | 0 | 0 | 0
12 | 25 | 24 | 0 | 0 | 0 | 0 | 0.00010655 | 0 | 0 | 0 | 0
12 | 26 | 1 | 0 | 0 | 0 | 0 | 9.7275e-05 | 0 | 0 | 0 | 0
12 | 26 | 2 | 0 | 0 | 0 | 0 | 9.2315e-05 | 0 | 0 | 0 | 0
12 | 26 | 3 | 0 | 0 | 0 | 0 | 8.958e-05 | 0 | 0 | 0 | 0
12 | 26 | 4 | 0 | 0 | 0 | 0 | 8.9083e-05 | 0 | 0 | 0 | 0
12 | 26 | 5 | 0 | 0 | 0 | 0 | 9.1805e-05 | 0 | 0 | 0 | 0
12 | 26 | 6 | 0 | 0 | 0 | 0 | 9.953e-05 | 0 | 0 | 0 | 0
12 | 26 | 7 | 0 | 0 | 0 | 0 | 0.00011283 | 0 | 0 | 0 | 0
12 | 26 | 8 | 0 | 0 | 0 | 0 | 0.00012297 | 0 | 0 | 0 | 0
12 | 26 | 9 | 0 | 0 | 0 | 0 | 0.00012583 | 0 | 0 | 0 | 0
12 | 26 | 10 | 0 | 0 | 0 | 0 | 0.0001283 | 0 | 0 | 0 | 0
12 | 26 | 11 | 0 | 0 | 0 | 0 | 0.0001283 | 0 | 0 | 0 | 0
12 | 26 | 12 | 0 | 0 | 0 | 0 | 0.00012719 | 0 | 0 | 0 | 0
12 | 26 | 13 | 0 | 0 | 0 | 0 | 0.00012499 | 0 | 0 | 0 | 0
12 | 26 | 14 | 0 | 0 | 0 | 0 | 0.00012256 | 0 | 0 | 0 | 0
12 | 26 | 15 | 0 | 0 | 0 | 0 | 0.00012107 | 0 | 0 | 0 | 0
12 | 26 | 16 | 0 | 0 | 0 | 0 | 0.00012048 | 0 | 0 | 0 | 0
12 | 26 | 17 | 141.5984 | 151.5027 | 151.5027 | 151.5027 | 0.00012612 | 0 | 0 | 0 | 0
12 | 26 | 18 | 141.5984 | 151.5027 | 151.5027 | 151.5027 | 0.0001429 | 0 | 0 | 0 | 0
12 | 26 | 19 | 141.5984 | 151.5027 | 151.5027 | 151.5027 | 0.0001439 | 0 | 0 | 0 | 0
12 | 26 | 20 | 141.5984 | 151.5027 | 151.5027 | 151.5027 | 0.00014219 | 0 | 0 | 0 | 0
12 | 26 | 21 | 141.5984 | 151.5027 | 151.5027 | 151.5027 | 0.00013799 | 0 | 0 | 0 | 0
12 | 26 | 22 | 141.5984 | 151.5027 | 151.5027 | 151.5027 | 0.0001296 | 0 | 0 | 0 | 0
12 | 26 | 23 | 0 | 0 | 0 | 0 | 0.000118 | 0 | 0 | 0 | 0
12 | 26 | 24 | 0 | 0 | 0 | 0 | 0.00010628 | 0 | 0 | 0 | 0
12 | 27 | 1 | 0 | 0 | 0 | 0 | 9.7087e-05 | 0 | 0 | 0 | 0
12 | 27 | 2 | 0 | 0 | 0 | 0 | 9.2287e-05 | 0 | 0 | 0 | 0
12 | 27 | 3 | 0 | 0 | 0 | 0 | 8.9979e-05 | 0 | 0 | 0 | 0
12 | 27 | 4 | 0 | 0 | 0 | 0 | 8.9174e-05 | 0 | 0 | 0 | 0
12 | 27 | 5 | 0 | 0 | 0 | 0 | 9.2007e-05 | 0 | 0 | 0 | 0
12 | 27 | 6 | 0 | 0 | 0 | 0 | 9.9964e-05 | 0 | 0 | 0 | 0
12 | 27 | 7 | 0 | 0 | 0 | 0 | 0.00011364 | 0 | 0 | 0 | 0
12 | 27 | 8 | 0 | 0 | 0 | 0 | 0.00012314 | 0 | 0 | 0 | 0
12 | 27 | 9 | 0 | 0 | 0 | 0 | 0.00012633 | 0 | 0 | 0 | 0
12 | 27 | 10 | 0 | 0 | 0 | 0 | 0.00012898 | 0 | 0 | 0 | 0
12 | 27 | 11 | 0 | 0 | 0 | 0 | 0.00012979 | 0 | 0 | 0 | 0
12 | 27 | 12 | 0 | 0 | 0 | 0 | 0.0001278 | 0 | 0 | 0 | 0
12 | 27 | 13 | 0 | 0 | 0 | 0 | 0.00012553 | 0 | 0 | 0 | 0
12 | 27 | 14 | 0 | 0 | 0 | 0 | 0.00012332 | 0 | 0 | 0 | 0
12 | 27 | 15 | 0 | 0 | 0 | 0 | 0.0001206 | 0 | 0 | 0 | 0
12 | 27 | 16 | 0 | 0 | 0 | 0 | 0.00012023 | 0 | 0 | 0 | 0
12 | 27 | 17 | 141.5984 | 151.5027 | 151.5027 | 151.5027 | 0.00012593 | 0 | 0 | 0 | 0
12 | 27 | 18 | 141.5984 | 151.5027 | 151.5027 | 151.5027 | 0.00014238 | 0 | 0 | 0 | 0
12 | 27 | 19 | 141.5984 | 151.5027 | 151.5027 | 151.5027 | 0.00014463 | 0 | 0 | 0 | 0
12 | 27 | 20 | 141.5984 | 151.5027 | 151.5027 | 151.5027 | 0.0001426 | 0 | 0 | 0 | 0
12 | 27 | 21 | 141.5984 | 151.5027 | 151.5027 | 151.5027 | 0.00013875 | 0 | 0 | 0 | 0
12 | 27 | 22 | 141.5984 | 151.5027 | 151.5027 | 151.5027 | 0.00013024 | 0 | 0 | 0 | 0
12 | 27 | 23 | 0 | 0 | 0 | 0 | 0.00011863 | 0 | 0 | 0 | 0
12 | 27 | 24 | 0 | 0 | 0 | 0 | 0.00010671 | 0 | 0 | 0 | 0
12 | 28 | 1 | 0 | 0 | 0 | 0 | 9.7489e-05 | 0 | 0 | 0 | 0
12 | 28 | 2 | 0 | 0 | 0 | 0 | 9.2893e-05 | 0 | 0 | 0 | 0
12 | 28 | 3 | 0 | 0 | 0 | 0 | 9.0705e-05 | 0 | 0 | 0 | 0
12 | 28 | 4 | 0 | 0 | 0 | 0 | 9.0199e-05 | 0 | 0 | 0 | 0
12 | 28 | 5 | 0 | 0 | 0 | 0 | 9.3274e-05 | 0 | 0 | 0 | 0
12 | 28 | 6 | 0 | 0 | 0 | 0 | 0.00010114 | 0 | 0 | 0 | 0
12 | 28 | 7 | 0 | 0 | 0 | 0 | 0.00011455 | 0 | 0 | 0 | 0
12 | 28 | 8 | 0 | 0 | 0 | 0 | 0.00012443 | 0 | 0 | 0 | 0
12 | 28 | 9 | 0 | 0 | 0 | 0 | 0.00012831 | 0 | 0 | 0 | 0
12 | 28 | 10 | 0 | 0 | 0 | 0 | 0.00013108 | 0 | 0 | 0 | 0
12 | 28 | 11 | 0 | 0 | 0 | 0 | 0.00013161 | 0 | 0 | 0 | 0
12 | 28 | 12 | 0 | 0 | 0 | 0 | 0.00012899 | 0 | 0 | 0 | 0
12 | 28 | 13 | 0 | 0 | 0 | 0 | 0.00012663 | 0 | 0 | 0 | 0
12 | 28 | 14 | 0 | 0 | 0 | 0 | 0.0001241 | 0 | 0 | 0 | 0
12 | 28 | 15 | 0 | 0 | 0 | 0 | 0.00012202 | 0 | 0 | 0 | 0
12 | 28 | 16 | 0 | 0 | 0 | 0 | 0.00012106 | 0 | 0 | 0 | 0
12 | 28 | 17 | 141.5984 | 151.5027 | 151.5027 | 151.5027 | 0.00012673 | 0 | 0 | 0 | 0
12 | 28 | 18 | 141.5984 | 151.5027 | 151.5027 | 151.5027 | 0.00014235 | 0 | 0 | 0 | 0
12 | 28 | 19 | 141.5984 | 151.5027 | 151.5027 | 151.5027 | 0.00014321 | 0 | 0 | 0 | 0
12 | 28 | 20 | 141.5984 | 151.5027 | 151.5027 | 151.5027 | 0.0001402 | 0 | 0 | 0 | 0
12 | 28 | 21 | 141.5984 | 151.5027 | 151.5027 | 151.5027 | 0.00013686 | 0 | 0 | 0 | 0
12 | 28 | 22 | 141.5984 | 151.5027 | 151.5027 | 151.5027 | 0.00012975 | 0 | 0 | 0 | 0
12 | 28 | 23 | 0 | 0 | 0 | 0 | 0.00011948 | 0 | 0 | 0 | 0
12 | 28 | 24 | 0 | 0 | 0 | 0 | 0.00010803 | 0 | 0 | 0 | 0
12 | 29 | 1 | 0 | 0 | 0 | 0 | 9.9541e-05 | 0 | 0 | 0 | 0
12 | 29 | 2 | 0 | 0 | 0 | 0 | 9.4491e-05 | 0 | 0 | 0 | 0
12 | 29 | 3 | 0 | 0 | 0 | 0 | 9.1132e-05 | 0 | 0 | 0 | 0
12 | 29 | 4 | 0 | 0 | 0 | 0 | 8.969e-05 | 0 | 0 | 0 | 0
12 | 29 | 5 | 0 | 0 | 0 | 0 | 9.099e-05 | 0 | 0 | 0 | 0
12 | 29 | 6 | 0 | 0 | 0 | 0 | 9.53e-05 | 0 | 0 | 0 | 0
12 | 29 | 7 | 0 | 0 | 0 | 0 | 0.0001021 | 0 | 0 | 0 | 0
12 | 29 | 8 | 0 | 0 | 0 | 0 | 0.00010845 | 0 | 0 | 0 | 0
12 | 29 | 9 | 0 | 0 | 0 | 0 | 0.00011537 | 0 | 0 | 0 | 0
12 | 29 | 10 | 0 | 0 | 0 | 0 | 0.00012067 | 0 | 0 | 0 | 0
12 | 29 | 11 | 0 | 0 | 0 | 0 | 0.00012126 | 0 | 0 | 0 | 0
12 | 29 | 12 | 0 | 0 | 0 | 0 | 0.00012013 | 0 | 0 | 0 | 0
12 | 29 | 13 | 0 | 0 | 0 | 0 | 0.00011813 | 0 | 0 | 0 | 0
12 | 29 | 14 | 0 | 0 | 0 | 0 | 0.00011489 | 0 | 0 | 0 | 0
12 | 29 | 15 | 0 | 0 | 0 | 0 | 0.00011304 | 0 | 0 | 0 | 0
12 | 29 | 16 | 0 | 0 | 0 | 0 | 0.00011281 | 0 | 0 | 0 | 0
12 | 29 | 17 | 141.5984 | 151.5027 | 151.5027 | 151.5027 | 0.00011856 | 0 | 0 | 0 | 0
12 | 29 | 18 | 141.5984 | 151.5027 | 151.5027 | 151.5027 | 0.00013535 | 0 | 0 | 0 | 0
12 | 29 | 19 | 141.5984 | 151.5027 | 151.5027 | 151.5027 | 0.00013713 | 0 | 0 | 0 | 0
12 | 29 | 20 | 141.5984 | 151.5027 | 151.5027 | 151.5027 | 0.00013512 | 0 | 0 | 0 | 0
12 | 29 | 21 | 141.5984 | 151.5027 | 151.5027 | 151.5027 | 0.00013207 | 0 | 0 | 0 | 0
12 | 29 | 22 | 141.5984 | 151.5027 | 151.5027 | 151.5027 | 0.00012567 | 0 | 0 | 0 | 0
12 | 29 | 23 | 0 | 0 | 0 | 0 | 0.00011677 | 0 | 0 | 0 | 0
12 | 29 | 24 | 0 | 0 | 0 | 0 | 0.00010739 | 0 | 0 | 0 | 0
12 | 30 | 1 | 0 | 0 | 0 | 0 | 9.9357e-05 | 0 | 0 | 0 | 0
12 | 30 | 2 | 0 | 0 | 0 | 0 | 9.409e-05 | 0 | 0 | 0 | 0
12 | 30 | 3 | 0 | 0 | 0 | 0 | 9.1141e-05 | 0 | 0 | 0 | 0
12 | 30 | 4 | 0 | 0 | 0 | 0 | 8.9357e-05 | 0 | 0 | 0 | 0
12 | 30 | 5 | 0 | 0 | 0 | 0 | 9.0145e-05 | 0 | 0 | 0 | 0
12 | 30 | 6 | 0 | 0 | 0 | 0 | 9.384e-05 | 0 | 0 | 0 | 0
12 | 30 | 7 | 0 | 0 | 0 | 0 | 9.9485e-05 | 0 | 0 | 0 | 0
12 | 30 | 8 | 0 | 0 | 0 | 0 | 0.0001054 | 0 | 0 | 0 | 0
12 | 30 | 9 | 0 | 0 | 0 | 0 | 0.00011123 | 0 | 0 | 0 | 0
12 | 30 | 10 | 0 | 0 | 0 | 0 | 0.00011516 | 0 | 0 | 0 | 0
12 | 30 | 11 | 0 | 0 | 0 | 0 | 0.00011629 | 0 | 0 | 0 | 0
12 | 30 | 12 | 0 | 0 | 0 | 0 | 0.00011596 | 0 | 0 | 0 | 0
12 | 30 | 13 | 0 | 0 | 0 | 0 | 0.00011524 | 0 | 0 | 0 | 0
12 | 30 | 14 | 0 | 0 | 0 | 0 | 0.000113 | 0 | 0 | 0 | 0
12 | 30 | 15 | 0 | 0 | 0 | 0 | 0.00011113 | 0 | 0 | 0 | 0
12 | 30 | 16 | 0 | 0 | 0 | 0 | 0.0001107 | 0 | 0 | 0 | 0
12 | 30 | 17 | 141.5984 | 151.5027 | 151.5027 | 151.5027 | 0.00011798 | 0 | 0 | 0 | 0
12 | 30 | 18 | 141.5984 | 151.5027 | 151.5027 | 151.5027 | 0.00013612 | 0 | 0 | 0 | 0
12 | 30 | 19 | 141.5984 | 151.5027 | 151.5027 | 151.5027 | 0.00013941 | 0 | 0 | 0 | 0
12 | 30 | 20 | 141.5984 | 151.5027 | 151.5027 | 151.5027 | 0.00013786 | 0 | 0 | 0 | 0
12 | 30 | 21 | 141.5984 | 151.5027 | 151.5027 | 151.5027 | 0.00013476 | 0 | 0 | 0 | 0
12 | 30 | 22 | 141.5984 | 151.5027 | 151.5027 | 151.5027 | 0.00012651 | 0 | 0 | 0 | 0
12 | 30 | 23 | 0 | 0 | 0 | 0 | 0.00011518 | 0 | 0 | 0 | 0
12 | 30 | 24 | 0 | 0 | 0 | 0 | 0.00010392 | 0 | 0 | 0 | 0
12 | 31 | 1 | 0 | 0 | 0 | 0 | 9.5747e-05 | 0 | 0 | 0 | 0
12 | 31 | 2 | 0 | 0 | 0 | 0 | 9.1497e-05 | 0 | 0 | 0 | 0
12 | 31 | 3 | 0 | 0 | 0 | 0 | 8.9308e-05 | 0 | 0 | 0 | 0
12 | 31 | 4 | 0 | 0 | 0 | 0 | 8.8982e-05 | 0 | 0 | 0 | 0
12 | 31 | 5 | 0 | 0 | 0 | 0 | 9.2157e-05 | 0 | 0 | 0 | 0
12 | 31 | 6 | 0 | 0 | 0 | 0 | 9.9729e-05 | 0 | 0 | 0 | 0
12 | 31 | 7 | 0 | 0 | 0 | 0 | 0.00011283 | 0 | 0 | 0 | 0
12 | 31 | 8 | 0 | 0 | 0 | 0 | 0.00012249 | 0 | 0 | 0 | 0
12 | 31 | 9 | 0 | 0 | 0 | 0 | 0.0001267 | 0 | 0 | 0 | 0
12 | 31 | 10 | 0 | 0 | 0 | 0 | 0.00012992 | 0 | 0 | 0 | 0
12 | 31 | 11 | 0 | 0 | 0 | 0 | 0.00013018 | 0 | 0 | 0 | 0
12 | 31 | 12 | 0 | 0 | 0 | 0 | 0.00012858 | 0 | 0 | 0 | 0
12 | 31 | 13 | 0 | 0 | 0 | 0 | 0.00012679 | 0 | 0 | 0 | 0
12 | 31 | 14 | 0 | 0 | 0 | 0 | 0.0001246 | 0 | 0 | 0 | 0
12 | 31 | 15 | 0 | 0 | 0 | 0 | 0.00012168 | 0 | 0 | 0 | 0
12 | 31 | 16 | 0 | 0 | 0 | 0 | 0.00012098 | 0 | 0 | 0 | 0
12 | 31 | 17 | 141.5984 | 151.5027 | 151.5027 | 151.5027 | 0.00012733 | 0 | 0 | 0 | 0
12 | 31 | 18 | 141.5984 | 151.5027 | 151.5027 | 151.5027 | 0.00014546 | 0 | 0 | 0 | 0
12 | 31 | 19 | 141.5984 | 151.5027 | 151.5027 | 151.5027 | 0.00014797 | 0 | 0 | 0 | 0
12 | 31 | 20 | 141.5984 | 151.5027 | 151.5027 | 151.5027 | 0.00014528 | 0 | 0 | 0 | 0
12 | 31 | 21 | 141.5984 | 151.5027 | 151.5027 | 151.5027 | 0.00014013 | 0 | 0 | 0 | 0
12 | 31 | 22 | 141.5984 | 151.5027 | 151.5027 | 151.5027 | 0.00013103 | 0 | 0 | 0 | 0
12 | 31 | 23 | 0 | 0 | 0 | 0 | 0.00011882 | 0 | 0 | 0 | 0
12 | 31 | 24 | 0 | 0 | 0 | 0 | 0.00010691 | 0 | 0 | 0 | 0
Total |  |  | 414600 | 443600 | 443600 | 443600 | 1 | 0 | 0 | 0 | 0

## IEPR Form 1.1c
Form 1.1c - Statewide
California Energy Demand Forecast 2018 - 2030, Mid Demand Baseline Case, Mid AAEE and AAPV Savings
Electricity Deliveries to End Users by Agency (GWh)
Planning Area | Agency | 2016 | 2017 | 2018 | 2019 | 2020 | 2021 | 2022 | 2023 | 2024 | 2025 | 2026 | 2027 | 2028 | 2029 | 2030 | Average Annual Growth 2016 - 2030
PGE | Calaveras Public Power Agency | 33 | 33 | 33 | 33 | 33 | 33 | 34 | 34 | 34 | 35 | 35 | 35 | 35 | 36 | 36 | 0.6234%
| City of Alameda | 360 | 359.4698 | 354.3189 | 350.814 | 351.8441 | 351.6083 | 352.4625 | 352.4223 | 351.8892 | 352.4993 | 352.3277 | 352.2998 | 352.6177 | 352.1149 | 352.6693 | -0.1468%
| City of Biggs | 16 | 15.9764 | 15.8955 | 15.8055 | 15.7056 | 15.5948 | 15.4874 | 15.3418 | 15.2168 | 16.0982 | 15.9864 | 15.8803 | 15.7878 | 15.7019 | 15.6196 | -0.1717%
| City of Gridley | 33 | 32.9514 | 32.6889 | 32.4087 | 32.1218 | 31.8025 | 32.4755 | 32.0701 | 31.7182 | 32.3887 | 32.0816 | 31.7978 | 32.5518 | 32.3302 | 32.1141 | -0.1942%
| City of Healdsburg | 73 | 72.8925 | 72.0555 | 70.1838 | 70.2629 | 70.2772 | 70.3374 | 69.27 | 69.3319 | 69.4503 | 68.6357 | 68.8873 | 69.2392 | 68.6612 | 69.0966 | -0.3918%
| City of Lodi | 411 | 410.3947 | 405.2441 | 401.7802 | 401.9243 | 401.6488 | 402.3911 | 401.1289 | 399.3904 | 399.8093 | 398.4368 | 398.2637 | 397.4829 | 396.9231 | 396.3513 | -0.2589%
| City of Lompoc | 125 | 123.8159 | 123.0618 | 122.2169 | 122.2639 | 122.1964 | 123.1436 | 122.7772 | 122.5606 | 122.3829 | 122.257 | 122.1795 | 122.2093 | 122.2943 | 122.3865 | -0.1508%
| City of Palo Alto | 885 | 882.6967 | 867.7665 | 853.8303 | 848.6872 | 841.4553 | 837.4423 | 829.8543 | 821.6389 | 816.8618 | 809.6533 | 804.1674 | 797.7324 | 793.0236 | 788.011 | -0.8257%
| City of San Francisco | 949 | 946.6024 | 936.4274 | 926.6114 | 929.0567 | 927.7644 | 929.7581 | 928.5771 | 926.7168 | 927.3451 | 926.4556 | 925.9507 | 926.3161 | 926.1383 | 926.0735 | -0.1745%
| City of Ukiah | 103 | 102.8483 | 101.9663 | 100.984 | 100.8963 | 100.7032 | 100.5038 | 100.0345 | 99.674 | 99.3361 | 99.0345 | 98.7673 | 97.5823 | 97.4367 | 97.2522 | -0.4093%
| Department of Water Resources (North) | 1701 | 1572 | 1572 | 1572 | 1572 | 1572 | 1572 | 1572 | 1572 | 1572 | 1572 | 1572 | 1572 | 1572 | 1572 | -0.5618%
| Island Energy/Pittsburg | 20 | 19.9705 | 19.7571 | 19.5465 | 19.3263 | 20.0928 | 19.8714 | 19.609 | 19.3772 | 19.1595 | 19.9548 | 19.76 | 19.586 | 19.4238 | 19.2648 | -0.2672%
| Lassen Municipal Utility District | 152 | 150.7761 | 149.714 | 148.5488 | 148.3471 | 149.0254 | 148.7225 | 149.0558 | 148.5929 | 149.1926 | 148.8755 | 148.6241 | 149.5162 | 149.4851 | 149.4731 | -0.1197%
| Pacific Gas and Electric Company (Bundled) | 70430 | 62935.701 | 50746.5219 | 39974.4255 | 40124.2424 | 40030.4436 | 40111.5551 | 40010.1523 | 39851.3044 | 39855.2781 | 39734.6458 | 39635.6712 | 39500.0659 | 39400.731 | 39319.829 | -4.078%
| Pacific Gas and Electric Company (Direct Access) | 9520 | 9520 | 9520 | 9520 | 9520 | 9520 | 9520 | 9520 | 9520 | 9520 | 9520 | 9520 | 9520 | 9520 | 9520 | 0%
| Pacific Gas and Electric Company (Marin Clean Energy CCA) | 1966 | 2841.1042 | 5160.3787 | 5068.6794 | 5060.7326 | 5036.6282 | 5031.0841 | 5006.1262 | 4977.1924 | 4964.0074 | 4938.4882 | 4916.3722 | 4892.3931 | 4872.1057 | 4853.7549 | 6.668%
| Pacific Gas and Electric Company (Sonoma Clean Power CCA) | 2108 | 2312.8286 | 2664.6319 | 2617.3208 | 2613.2975 | 2601.0845 | 2597.7186 | 2584.9412 | 2569.8155 | 2563.5212 | 2550.1592 | 2538.5304 | 2526.4495 | 2515.8531 | 2506.6699 | 1.245%
| Pacific Gas and Electric Company (Clean Power San Francisco Clean CCA) | 176 | 524.2811 | 610.3567 | 599.4163 | 598.8405 | 595.5665 | 595.4279 | 592.1125 | 588.6119 | 587.2859 | 584.1892 | 581.2892 | 578.6888 | 576.6212 | 573.8262 | 8.808%
| Pacific Gas and Electric Company (Peninsula Clean Energy Authority CCA) | 146 | 2645.3726 | 3804.3595 | 3737.0772 | 3730.9403 | 3713.2527 | 3709.6849 | 3690.5262 | 3669.4702 | 3659.7282 | 3641.1792 | 3624.7159 | 3606.6107 | 3591.8694 | 3578.7742 | 25.67%
| Pacific Gas and Electric Company (Silicon Valley Clean Energy CCA) | 0 | 3325.4401 | 3712.5097 | 3646.2862 | 3640.2945 | 3623.8226 | 3619.5255 | 3601.7094 | 3580.9503 | 3571.4552 | 3553.1507 | 3536.9079 | 3519.8508 | 3505.2046 | 3492.1909 | --
| Pacific Gas and Electric Company (Redwood Coast Energy Authority CCA) | 0 | 187.7426 | 662.7013 | 651.1574 | 649.9493 | 646.9413 | 646.1426 | 642.9972 | 638.8036 | 637.7277 | 633.9831 | 631.3398 | 628.142 | 625.531 | 623.0598 | --
| Pacific Gas and Electric Company (Pioneer Community Energy CCA) | 0 | 0 | 1143.6782 | 1123.6614 | 1121.5 | 1115.9737 | 1114.7838 | 1109.2858 | 1103.305 | 1099.81 | 1094.5767 | 1089.6978 | 1084.4993 | 1079.4486 | 1075.4997 | --
| Pacific Gas and Electric Company (Monterrey Bay Community Power Authority CCA) | 0 | 0 | 2370.3175 | 3499.849 | 3472.5035 | 3456.379 | 3452.3549 | 3435.1777 | 3414.8614 | 3405.718 | 3388.653 | 3373.5849 | 3356.7421 | 3343.0299 | 3330.9084 | --
| Pacific Gas and Electric Company (East Bay Community Energy CCA) | 0 | 0 | 1415.2771 | 6447.1416 | 6396.3109 | 6366.6634 | 6359.0574 | 6327.2772 | 6290.39 | 6273.6911 | 6242.0215 | 6214.175 | 6183.381 | 6158.3485 | 6135.5265 | --
| Pacific Gas and Electric Company (Valley Clean Energy Alliance CCA) | 0 | 0 | 456.2861 | 762.4497 | 756.0241 | 752.5449 | 752.2678 | 748.4672 | 743.7499 | 742.2141 | 738.0168 | 734.9533 | 731.3863 | 728.4991 | 725.7713 | --
| Pacific Gas and Electric Company (San Jose City CCA) | 0 | 0 | 843.438 | 4497.5744 | 4461.8921 | 4441.0617 | 4436.5953 | 4414.0137 | 4388.5805 | 4376.7215 | 4354.299 | 4335.0829 | 4313.7043 | 4296.3426 | 4279.9287 | --
| Plumas-Sierra Rural Electric Cooperation | 142 | 142 | 142 | 141 | 142.9812 | 143.9462 | 145.9113 | 146.8765 | 148.842 | 149.8074 | 150.7728 | 152.7387 | 153.7051 | 154.6723 | 155.6403 | 0.6573%
| Port of Oakland | 48 | 47.9293 | 47.65 | 46.3399 | 46.9656 | 46.5286 | 47.0985 | 46.5496 | 47.0539 | 46.5647 | 47.0848 | 46.6148 | 47.1768 | 46.7513 | 46.3208 | -0.254%
| Port of Stockton | 20 | 20 | 20 | 20 | 20 | 20 | 20 | 21 | 21 | 21 | 21 | 21 | 22 | 22 | 22 | 0.6831%
| Silicon Valley Power | 3306 | 3297.1312 | 3255.7546 | 3221.3843 | 3222.9525 | 3216.3528 | 3220.3297 | 3210.035 | 3199.2651 | 3200.9666 | 3194.771 | 3192.6864 | 3190.216 | 3189.004 | 3190.1456 | -0.2545%
| Tuolumne County Public Power Agency | 23 | 23 | 23 | 23 | 23 | 23 | 24 | 24 | 24 | 24 | 24 | 25 | 25 | 25 | 25 | 0.5974%
| WAPA (CAISO) | 1305 | 1294 | 1305 | 1317 | 1328 | 1342 | 1357 | 1372 | 1385 | 1397 | 1408 | 1420 | 1435 | 1450 | 1463 | 0.8197%
PGE Total |  | 94051 | 93839.9256 | 92587.7567 | 91561.493 | 91575.8632 | 91329.3589 | 91399.1328 | 91129.3888 | 90774.303 | 90708.021 | 90419.6901 | 90183.9382 | 89902.6333 | 89682.5454 | 89494.1586 | -0.3541%
SCE | Anza Electric Cooperative, Inc. | 53 | 53 | 52 | 53 | 53 | 54 | 54 | 55 | 56 | 56 | 56 | 57 | 57 | 58 | 58 | 0.646%
| Azusa Light & Water | 266 | 262.6784 | 259.0681 | 257.3295 | 257.3728 | 256.1956 | 257.0514 | 257.424 | 256.0951 | 255.8689 | 253.7812 | 252.8687 | 252.2131 | 251.7328 | 251.211 | -0.4078%
| Bear Valley Electric Service | 129 | 128 | 127 | 128 | 128.9969 | 129.9911 | 131.9852 | 133.9792 | 134.9734 | 135.9675 | 136.9615 | 137.9557 | 138.95 | 139.9444 | 140.9389 | 0.6342%
| City of Anaheim | 2484 | 2456.9967 | 2421.6146 | 2403.6865 | 2397.5641 | 2391.9721 | 2392.5036 | 2396.1221 | 2386.0404 | 2377.092 | 2363.7561 | 2355.0168 | 2346.8186 | 2340.3071 | 2333.4787 | -0.4455%
| City of Banning | 134 | 132.838 | 131.0012 | 131.0643 | 130.9754 | 130.7189 | 131.4416 | 131.892 | 131.4963 | 131.1729 | 130.9322 | 130.7564 | 130.7052 | 130.7279 | 130.7575 | -0.1748%
| City of Cerritos | 75 | 75 | 74 | 75 | 74.9908 | 75.9731 | 76.9551 | 77.9372 | 78.9195 | 79.9017 | 79.8838 | 80.8663 | 80.8491 | 81.832 | 81.8153 | 0.6232%
| City of Colton | 371 | 366.5514 | 360.5358 | 358.3609 | 356.8418 | 355.9715 | 355.0277 | 355.3559 | 354.2703 | 352.6215 | 350.3648 | 349.4349 | 349.0039 | 347.9289 | 347.861 | -0.4589%
| City of Corona | 137 | 135.8344 | 134.1052 | 134.2857 | 134.3875 | 135.4067 | 135.4371 | 136.1895 | 137.0745 | 136.9972 | 136.9687 | 136.9855 | 137.1004 | 137.2663 | 137.4339 | 0.02259%
| City of Pasadena | 1154 | 1141.6048 | 1118.8454 | 1105.7322 | 1097.1058 | 1089.4625 | 1083.9144 | 1080.3716 | 1070.6629 | 1062.178 | 1052.8396 | 1045.5592 | 1038.8164 | 1033.1937 | 1026.2996 | -0.8342%
| City of Rancho Cucamonga | 77 | 75.9069 | 75.3261 | 74.705 | 74.9845 | 75.1504 | 75.2886 | 75.2546 | 74.2985 | 74.3742 | 74.4933 | 73.6541 | 73.8868 | 73.1642 | 73.4316 | -0.3384%
| City of Riverside | 2323 | 2298.1914 | 2258.7684 | 2237.0611 | 2226.0764 | 2216.1032 | 2213.5118 | 2214.3932 | 2203.8381 | 2194.0627 | 2182.2075 | 2173.3938 | 2166.4377 | 2161.573 | 2156.6805 | -0.5292%
| City of Vernon | 1118 | 1105.6483 | 1094.7492 | 1091.0006 | 1092.3002 | 1274.5277 | 1279.094 | 1284.7835 | 1285.0335 | 1285.8336 | 1285.1031 | 1284.8882 | 1285.5835 | 1285.8222 | 1287.1577 | 1.011%
| Department of Water Resources (South) | 5167 | 4953 | 4953 | 4953 | 4953 | 4953 | 4953 | 4953 | 4953 | 4953 | 4953 | 4953 | 4953 | 4953 | 4953 | -0.3017%
| Metropolitan Water District | 2071 | 2051 | 2043 | 2051 | 2069 | 2090 | 2115 | 2148 | 2166 | 2184 | 2198 | 2213 | 2228 | 2242 | 2256 | 0.613%
| Moreno Valley Utilities | 192 | 189.7679 | 187.2863 | 186.7157 | 186.8049 | 186.572 | 186.5109 | 187.1951 | 187.1715 | 186.2719 | 186.5044 | 185.8459 | 185.383 | 186.0411 | 185.7473 | -0.2362%
| Southern California Edison Company (Bundled) | 73260 | 72331.486 | 69215.9254 | 68770.7517 | 68567.23 | 68352.6814 | 68304.925 | 68327.8734 | 67922.7348 | 67481.2693 | 66936.7233 | 66426.2415 | 65925.0742 | 65421.217 | 64936.1165 | -0.8578%
| Southern California Edison Company (Direct Access) | 10929 | 10806 | 10451 | 10499 | 10599 | 10713 | 10852 | 11026 | 11129 | 11226 | 11302 | 11385 | 11465 | 11541 | 11618 | 0.4376%
| Southern California Edison Company (Lancaster Energy Clean CCA) | 640 | 633.094 | 623.4156 | 619.5123 | 616.7142 | 614.8895 | 614.0992 | 613.8341 | 610.0054 | 605.3218 | 599.9133 | 595.3763 | 591.0293 | 586.0358 | 581.179 | -0.6863%
| Southern California Edison Company (Apple Valley Choice Energy CCA) | 0 | 220.6842 | 215.3797 | 213.0184 | 212.3273 | 212.2606 | 211.2727 | 211.6988 | 210.3153 | 208.9481 | 206.7448 | 205.4222 | 203.3004 | 202.1105 | 200.119 | --
| Southern California Edison Company (Pico Rivera Innovative Municipal Energy CCA) | 0 | 76.89 | 75.0865 | 75.2405 | 74.3145 | 74.2436 | 74.1802 | 73.9559 | 73.7469 | 73.5354 | 72.449 | 72.246 | 71.198 | 71.0346 | 70.0417 | --
| Southern California Edison Company (Los Angeles Community Choice Energy CCA) | 0 | 0 | 2339.5374 | 2291.4138 | 2283.4832 | 2274.9009 | 2271.416 | 2270.4467 | 2256.1095 | 2240.1389 | 2221.1814 | 2203.0665 | 2185.6933 | 2168.248 | 2151.2793 | --
| Victorville Municipal | 93 | 92.8876 | 91.3854 | 91.8269 | 91.2122 | 91.534 | 91.8578 | 92.9895 | 93.2147 | 93.4708 | 92.7652 | 93.0953 | 93.4971 | 92.9385 | 93.3834 | 0.02939%
SCE Total |  | 100673 | 99587.0597 | 98302.0303 | 97800.7052 | 97677.6824 | 97748.5548 | 97860.4725 | 98103.6965 | 97770.0005 | 97394.0261 | 96872.5732 | 96410.6734 | 95958.5399 | 95505.1182 | 95069.9317 | -0.4082%
SDGE | San Diego Gas and Electric Company (Bundled) | 15653 | 15188.3337 | 15016.3597 | 14916.28 | 14834.3553 | 14751.3942 | 14860.618 | 14870.2487 | 14883.3427 | 14863.5982 | 14787.375 | 14679.5806 | 14570.7743 | 14447.8417 | 14318.3805 | -0.6345%
| San Diego Gas and Electric Company (Direct Access) | 3516 | 3416 | 3414 | 3432 | 3459 | 3490 | 3562 | 3562 | 3562 | 3562 | 3562 | 3562 | 3562 | 3562 | 3562 | 0.09289%
SDGE Total |  | 19169 | 18604.3337 | 18430.3597 | 18348.28 | 18293.3553 | 18241.3942 | 18422.618 | 18432.2487 | 18445.3427 | 18425.5982 | 18349.375 | 18241.5806 | 18132.7743 | 18009.8417 | 17880.3805 | -0.4958%
Northern California Non-CAISO | City of Redding | 745 | 738.2265 | 736.3206 | 734.6139 | 730.8263 | 726.9149 | 725.4945 | 720.3985 | 715.8681 | 710.9073 | 707.5909 | 704.2453 | 704.2598 | 704.2202 | 704.425 | -0.3992%
| City of Roseville | 1173 | 1162.2077 | 1156.0265 | 1149.6534 | 1140.0726 | 1130.113 | 1122.0449 | 1109.5103 | 1097.173 | 1086.3185 | 1076.8785 | 1068.2127 | 1063.5197 | 1058.8584 | 1053.2057 | -0.7665%
| City of Shasta Lake | 197 | 195.531 | 195.5709 | 195.402 | 193.6795 | 193.4289 | 192.1975 | 191.1592 | 189.5424 | 188.0899 | 186.8321 | 185.7667 | 185.0477 | 184.5429 | 184.1253 | -0.4816%
| Merced Irrigation District | 460 | 460.905 | 456.2079 | 454.0089 | 451.0628 | 448.3572 | 446.7588 | 442.3968 | 439.0643 | 435.1016 | 431.5287 | 428.2669 | 425.6988 | 422.4986 | 419.4191 | -0.6575%
| Modesto Irrigation District | 2487 | 2464.0797 | 2459.3405 | 2453.4478 | 2440.4039 | 2428.2023 | 2418.9304 | 2397.5277 | 2377.0656 | 2358.214 | 2339.7054 | 2325.9448 | 2319.6018 | 2315.1209 | 2309.1277 | -0.5286%
| Sacramento Municipal Utility District | 10485 | 10506.1826 | 10499.8174 | 10517.3492 | 10535.2408 | 10550.5242 | 10575.2351 | 10566.9378 | 10565.4953 | 10573.0474 | 10571.2476 | 10585.1714 | 10624.8163 | 10676.7104 | 10723.6752 | 0.1609%
| Turlock Irrigation District | 2059 | 2063.0986 | 2040.6414 | 2027.092 | 2009.6001 | 1994.1403 | 1980.9904 | 1958.8202 | 1937.0983 | 1916.498 | 1896.8008 | 1877.7428 | 1863.0118 | 1845.1696 | 1824.7872 | -0.8588%
| WAPA (BANC) | 381 | 382 | 388 | 393 | 398.9265 | 404.7889 | 410.644 | 417.4956 | 422.349 | 428.2031 | 435.0584 | 439.9164 | 444.7779 | 449.6433 | 453.513 | 1.252%
Northern California Non-CAISO Total |  | 17987 | 17972.2312 | 17931.9253 | 17924.5672 | 17899.8126 | 17876.4698 | 17872.2956 | 17804.2462 | 17743.656 | 17696.3798 | 17645.6424 | 17615.267 | 17630.7339 | 17656.7644 | 17672.2782 | -0.126%
LADWP | Los Angeles Department of Water and Power | 23495 | 22986.6979 | 22458.7047 | 22281.8974 | 22188.5444 | 22118.4898 | 22087.6149 | 21821.7395 | 21676.3366 | 21425.435 | 21338.1945 | 21153.8365 | 21001.0648 | 20834.7027 | 20646.5222 | -0.9189%
BUGL | City of Burbank | 1047 | 1048.2677 | 1048.1689 | 1049.1352 | 1053.0176 | 1057.3617 | 1072.3348 | 1078.3111 | 1082.4294 | 1092.8884 | 1097.2366 | 1103.505 | 1115.2173 | 1128.8835 | 1145.0072 | 0.6412%
| City of Glendale | 1066 | 1066.2362 | 1067.9656 | 1069.9502 | 1074.5501 | 1080.7379 | 1096.9854 | 1105.3109 | 1113.0782 | 1127.0373 | 1135.1759 | 1146.3 | 1162.0581 | 1180.8876 | 1202.7039 | 0.8656%
BUGL Total |  | 2113 | 2114.5039 | 2116.1345 | 2119.0854 | 2127.5676 | 2138.0995 | 2169.3202 | 2183.6221 | 2195.5076 | 2219.9256 | 2232.4125 | 2249.8049 | 2277.2754 | 2309.7711 | 2347.7111 | 0.7552%
IID | Imperial Irrigation District | 3386 | 3406.3967 | 3426.123 | 3423.3291 | 3437.008 | 3436.0966 | 3447.7002 | 3444.45 | 3438.626 | 3439.6641 | 3434.645 | 3428.3375 | 3426.0552 | 3419.132 | 3409.487 | 0.04939%
VEA | Valley Electric Association, Inc. | 10 | 10 | 11 | 11 | 11 | 11 | 11 | 12 | 12 | 12 | 12 | 12 | 13 | 13 | 13 | 1.892%
OTHER | Kirkwood Meadows Public Utility District | 7 | 7 | 7 | 7 | 7 | 7 | 7 | 7 | 7 | 7 | 7 | 7 | 7 | 7 | 7 | 0%
| Lathrop Irrigation District | 4 | 4 | 4 | 4 | 4 | 4 | 4 | 4 | 4 | 4 | 4 | 4 | 4 | 4 | 4 | 0%
| Liberty Utilities | 558 | 557 | 555 | 554 | 560 | 565 | 572 | 578 | 583 | 588 | 593 | 598 | 602 | 606 | 610 | 0.6385%
| City of Needles | 36 | 36 | 36 | 36 | 36 | 36 | 37 | 37 | 38 | 38 | 38 | 38 | 39 | 39 | 39 | 0.5734%
| PacifiCorp | 740 | 739 | 736 | 735 | 743 | 749 | 758 | 767 | 774 | 780 | 786 | 793 | 798 | 804 | 809 | 0.6388%
| Surprise Valley Electrification Corporation | 102 | 102 | 102 | 102 | 103 | 104 | 105 | 106 | 107 | 108 | 109 | 110 | 111 | 111 | 112 | 0.6703%
| Truckee-Donner Public Utility District | 163 | 163 | 162 | 162 | 164 | 165 | 167 | 169 | 171 | 172 | 174 | 175 | 176 | 177 | 179 | 0.6711%
OTHER Total |  | 1610 | 1608 | 1602 | 1600 | 1617 | 1630 | 1650 | 1668 | 1684 | 1697 | 1711 | 1725 | 1737 | 1748 | 1760 | 0.6383%
Statewide Total |  | 262494 | 260129.1486 | 256866.0342 | 255070.3573 | 254827.8335 | 254529.4635 | 254920.1542 | 254599.3917 | 253739.7723 | 253018.0498 | 252015.5327 | 251020.4381 | 250079.0769 | 249178.8755 | 248293.4693 | -0.3965%
Total Pumping Load |  | 8939 | 8576 | 8567 | 8575 | 8593 | 8614 | 8640 | 8672 | 8691 | 8709 | 8723 | 8738 | 8753 | 8767 | 8781 | -0.1273%
Total Statewide Retail Deliveries excluding pumping |  | 253555 | 251553.1486 | 248299.0342 | 246495.3573 | 246234.8335 | 245915.4635 | 246280.1542 | 245927.3917 | 245048.7723 | 244309.0498 | 243292.5327 | 242282.4381 | 241326.0769 | 240411.8755 | 239512.4693 | -0.4061%
This table includes retail sales and other deliveries only measured at the customer level. Losses and consumption served by self-generation are excluded. Table developed based on actual 2016 data.
Table includes sales from entities outside of California control area. Thus, total sales in row 85 are higher than state totals given in Form 1.1b.
Pacific Gas and Electric Company (Direct Access) includes BART.

## Data Sources
Data Sources
1. Hourly Profiles (Renewable Profiles and Load Profiles)
Variable renewable profiles are created using NREL weather data (NSRDB / Wind Toolkit), and NREL's System Advisor Model (SAM), assuming 2007 weather
Historical Load profiles are based on 2007 CAISO loads
RESOLVE uses the same hourly data sources as this GHG calculator but models 37 different days from 2007-2008-2009, sampled such that these 37 days represent the full distribution as closely as possible
2. Load Modifiers Shapes
Load modifier shapes (shown in the Load Profiles tab) are taken from the RESOLVE User Interface, released on 2017-09-07, LOADS_HourlyProfiles tab
3. Emissions Factors
Values in the Emissions Factors tab are based on hourly average GHG emissions from dispatchable GHG-emitting resources in the 42mmt_Ref_20170831 scenario, released on 2017-09-07 as part of the CPUC Public Release
The CAISO Import Emissions Offset is based on data in the RESOLVE User Interface, released on 2017-09-07, tab SYS_RPS_GHG_Targets
4. Hydro Dispatch
The hydro dispatch tables on the Hydro Dispatch tab are based on the modeled dispatch patterns of the CAISO Hydro resource in the 42mmt_Ref_20170831 scenario
5. Battery Storage and Pumped Storage Dispatch
The storage charge/discharge tables on the (Pumped) Storage Dispatch tab are based on the modeled charge/discharge patterns of the Storage Mandate Batteries (1325 MW, 4 hours duration) and the Pumped Storage resources in the 42mmt_Ref_20170831 scenario
6. IEPR Form 1.1c
CEC 2017 IEPR data: TN222582 LSE and BA Tables Mid Baseline Mid AAEE-AAPV (Revised CCA). Available here:
http://docketpublic.energy.ca.gov/PublicDocuments/17-IEPR-03/TN222582_20180216T094947_LSE_and_BA_Tables_Mid_Baseline_Demand_Mid_AAEEAAPV_Revised_CCA.xlsx
7. IEPR CAISO Load Modifiers
CEC 2017 IEPR data: TN222501 CAISO Load Modifiers (Corrected) Mid Baseline Mid AAEE-AAPV CED 2017. Available here:
http://docketpublic.energy.ca.gov/PublicDocuments/17-IEPR-03/TN222501_20180209T074222_CAISO_Load_Modifiers_Corrected_Mid_Baseline_Mid_AAEEAAPV_CED_20.xlsx

## Calculations
Clean Net Short Calculations
|  |  | Load (MW) |  |  |  | Owned and Contracted Fossil (MW) |  |  |  | Large Hydro (MW) |  |  |  | Nuclear (MW) |  |  |  | Renewables (MW) |  |  |  | User-specified GHG-free Power (MW) |  |  |  | Battery Storage (MW) |  |  |  | Pumped Storage (MW) |  |  |  | Clean Net Short (MW) |  |  |  | Emission Intensity (tCO2/MWh) |  |  |  | Emissions from Clean Net Short (tCO2)
Month | Day | Hour | 2018 | 2022 | 2026 | 2030 | 2018 | 2022 | 2026 | 2030 | 2018 | 2022 | 2026 | 2030 | 2018 | 2022 | 2026 | 2030 | 2018 | 2022 | 2026 | 2030 | 2018 | 2022 | 2026 | 2030 | 2018 | 2022 | 2026 | 2030 | 2018 | 2022 | 2026 | 2030 | 2018 | 2022 | 2026 | 2030 | 2018 | 2022 | 2026 | 2030 | 2018 | 2022 | 2026 | 2030
1 | 1 | 1 | 590.5769 | 595.4361 | 598.9914 | 693.3124 | 378.8299 | 100.3275 | 0 | 0 | 30.7371 | 67.4166 | 72.208 | 71.2741 | 0 | 0 | 0 | 0 | 180.4316 | 273.4862 | 294.54 | 343.503 | 0 | 0 | 0 | 0 | 0.22597 | -0.46495 | 2.8892 | 15.4648 | 0 | 0 | 0 | 0 | 0.35235 | 154.6707 | 229.3543 | 263.0704 | 0.399 | 0.39187 | 0.38588 | 0.36679 | 0.14059 | 60.6108 | 88.5032 | 96.4905
1 | 1 | 2 | 564.7447 | 566.9712 | 567.6521 | 654.7065 | 378.8299 | 100.3275 | 0 | 0 | 29.8385 | 59.6359 | 61.373 | 63.0662 | 0 | 0 | 0 | 0 | 179.1028 | 277.2507 | 306.0721 | 362.4907 | 0 | 0 | 0 | 0 | 0.21324 | 1.4983 | -0.99528 | -0.46838 | 0 | 0 | 0 | 0 | -23.2397 | 128.2589 | 201.2023 | 229.6179 | 0.39922 | 0.39186 | 0.38422 | 0.36646 | -9.2778 | 50.26 | 77.3058 | 84.1464
1 | 1 | 3 | 553.7139 | 553.8072 | 552.177 | 634.9614 | 378.8299 | 100.3275 | 0 | 0 | 29.9745 | 58.5101 | 61.3864 | 56.6375 | 0 | 0 | 0 | 0 | 181.9587 | 279.9766 | 325.6856 | 381.4225 | 0 | 0 | 0 | 0 | -0.20254 | -1.6205 | 12.5461 | -17.3473 | 0 | 0 | 0 | 0 | -36.8466 | 116.6135 | 152.5589 | 214.2488 | 0.39872 | 0.3916 | 0.38238 | 0.3658 | -14.6916 | 45.6653 | 58.3361 | 78.3721
1 | 1 | 4 | 550.6789 | 548.8532 | 545.0742 | 624.9087 | 378.8299 | 100.3275 | 0 | 0 | 28.6135 | 60.8307 | 58.3383 | 46.9639 | 0 | 0 | 0 | 0 | 189.0871 | 286.1019 | 351.3592 | 406.1799 | 0 | 0 | 0 | 0 | -0.18951 | -0.31489 | -4.0495 | -8.9138 | 0 | 0 | 0 | 0 | -45.6621 | 101.908 | 139.4261 | 180.6787 | 0.39774 | 0.39105 | 0.38218 | 0.36579 | -18.1617 | 39.8507 | 53.2864 | 66.0896
1 | 1 | 5 | 570.7635 | 567.2731 | 561.5661 | 642.2555 | 378.8299 | 100.3275 | 0 | 0 | 26.6163 | 67.301 | 61.7632 | 53.3728 | 0 | 0 | 0 | 0 | 192.2645 | 289.6862 | 370.5226 | 424.3556 | 0 | 0 | 0 | 0 | -0.26257 | -0.35029 | 1.71 | -4.0426 | 0 | 0 | 0 | 0 | -26.6846 | 110.3087 | 127.5703 | 168.5697 | 0.39572 | 0.38832 | 0.382 | 0.36494 | -10.5596 | 42.8346 | 48.7318 | 61.5184
1 | 1 | 6 | 629.6895 | 624.5829 | 616.874 | 704.2648 | 378.8299 | 100.3275 | 0 | 0 | 34.2228 | 71.6019 | 71.4215 | 61.5188 | 0 | 0 | 0 | 0 | 188.8621 | 287.6532 | 376.7651 | 425.5045 | 0 | 0 | 0 | 0 | 0.49123 | 8.6332 | -0.51685 | -6.6926 | 0 | 0 | 0 | 0 | 27.2834 | 156.3671 | 169.2042 | 223.9341 | 0.39561 | 0.38891 | 0.3827 | 0.36553 | 10.7937 | 60.8126 | 64.7544 | 81.8557
1 | 1 | 7 | 733.094 | 728.0523 | 720.315 | 823.8696 | 378.8299 | 100.3275 | 0 | 0 | 37.6096 | 81.3451 | 76.4825 | 76.0794 | 0 | 0 | 0 | 0 | 192.5421 | 288.3181 | 385.6627 | 429.9578 | 0 | 0 | 0 | 0 | 0.025725 | 10.0937 | 14.452 | 18.3384 | 0 | 0 | 0 | 0 | 124.0867 | 247.9678 | 243.7178 | 299.494 | 0.39512 | 0.39346 | 0.38571 | 0.37033 | 49.0287 | 97.5648 | 94.0053 | 110.9115
1 | 1 | 8 | 802.6213 | 798.0518 | 790.7303 | 905.579 | 378.8299 | 100.3275 | 0 | 0 | 34.2161 | 67.3892 | 61.2105 | 57.2804 | 0 | 0 | 0 | 0 | 252.905 | 451.8164 | 560.8059 | 600.7355 | 0 | 0 | 0 | 0 | -0.19 | -0.80234 | 2.8909 | -3.9716 | 0 | 0 | 0 | 0 | 136.8603 | 179.321 | 165.823 | 251.5347 | 0.39371 | 0.38507 | 0.38401 | 0.3747 | 53.8827 | 69.0504 | 63.6769 | 94.251
1 | 1 | 9 | 802.6025 | 798.2115 | 790.9543 | 905.6433 | 378.8299 | 100.3275 | 0 | 0 | 28.7792 | 51.4939 | 52.2393 | 55.7068 | 0 | 0 | 0 | 0 | 353.6581 | 729.8741 | 878.2367 | 924.0049 | 0 | 0 | 0 | 0 | -0.22291 | -7.9615 | -5.7928 | -7.038 | 0 | 0 | 0 | 0 | 41.5582 | -75.5225 | -133.729 | -67.0305 | 0.37693 | 0.19574 | 0.19483 | 0.1952 | 15.6647 | -14.7826 | -26.0538 | -13.0845
1 | 1 | 10 | 809.3674 | 804.9812 | 797.6787 | 913.2984 | 378.8299 | 100.3275 | 0 | 0 | 29.8088 | 49.8129 | 51.5604 | 49.2522 | 0 | 0 | 0 | 0 | 434.7986 | 916.9018 | 1089.1187 | 1139.4421 | 0 | 0 | 0 | 0 | -0.42922 | -6.8713 | -16.1745 | -51.967 | 0 | 0 | 0 | 0 | -33.6408 | -255.1898 | -326.8259 | -223.4289 | 0.37868 | 0.19544 | 0.19523 | 0.10268 | -12.739 | -49.8739 | -63.8077 | -22.9423
1 | 1 | 11 | 803.5791 | 799.3904 | 792.2789 | 907.1489 | 378.8299 | 100.3275 | 0 | 0 | 26.8639 | 46.8571 | 47.9886 | 47.6414 | 0 | 0 | 0 | 0 | 471.7091 | 1007.8881 | 1175.6152 | 1236.8847 | 0 | 0 | 0 | 0 | -0.42003 | -9.7659 | -21.2795 | -48.5868 | 0 | 0 | 0 | 0 | -73.4038 | -345.9164 | -410.0455 | -328.7904 | 0.37978 | 0.19887 | 0.19965 | 0.10268 | -27.877 | -68.7911 | -81.8656 | -33.7612
1 | 1 | 12 | 792.2831 | 788.3814 | 781.5463 | 894.8698 | 378.8299 | 100.3275 | 0 | 0 | 25.0922 | 47.003 | 48.518 | 44.8066 | 0 | 0 | 0 | 0 | 496.5033 | 1050.5833 | 1212.6801 | 1287.1738 | 0 | 0 | 0 | 0 | -0.79343 | -9.7115 | -22.4647 | -50.0996 | 0 | 0 | 0 | 0 | -107.3489 | -399.8209 | -457.187 | -387.011 | 0.37904 | 0.19928 | 0.19965 | 0.10268 | -40.6899 | -79.6761 | -91.2774 | -39.7394
1 | 1 | 13 | 775.2067 | 772.6312 | 767.2513 | 879.4954 | 378.8299 | 100.3275 | 0 | 0 | 26.0455 | 46.9939 | 48.0516 | 44.6959 | 0 | 0 | 0 | 0 | 541.8523 | 1116.6444 | 1287.6323 | 1370.4272 | 0 | 0 | 0 | 0 | -0.73289 | -9.5666 | -22.2233 | -49.1282 | 0 | 0 | 0 | 0 | -170.7881 | -481.768 | -546.2094 | -486.4996 | 0.37914 | 0.19928 | 0.19965 | 0.10268 | -64.7533 | -96.0065 | -109.0507 | -49.9552
1 | 1 | 14 | 763.8254 | 761.9456 | 757.2975 | 868.503 | 378.8299 | 100.3275 | 0 | 0 | 27.4571 | 48.1931 | 48.0734 | 44.6361 | 0 | 0 | 0 | 0 | 539.7111 | 1099.584 | 1267.1769 | 1353.996 | 0 | 0 | 0 | 0 | -0.84364 | -10.1206 | -20.1686 | -38.5848 | 0 | 0 | 0 | 0 | -181.3291 | -476.0383 | -537.7843 | -491.5442 | 0.37923 | 0.19925 | 0.19951 | 0.10268 | -68.7663 | -94.8524 | -107.2952 | -50.4732
1 | 1 | 15 | 747.4769 | 746.4783 | 742.8245 | 852.5997 | 378.8299 | 100.3275 | 0 | 0 | 27.8466 | 50.1417 | 50.3916 | 44.8966 | 0 | 0 | 0 | 0 | 519.0866 | 1033.6425 | 1191.0376 | 1276.308 | 0 | 0 | 0 | 0 | -0.7055 | -7.3277 | -14.7198 | -30.1282 | 0 | 0 | 0 | 0 | -177.5808 | -430.3056 | -483.8849 | -438.4767 | 0.37903 | 0.19565 | 0.19571 | 0.097328 | -67.3087 | -84.188 | -94.7021 | -42.6762
1 | 1 | 16 | 740.0958 | 741.5079 | 740.5189 | 852.1327 | 378.8299 | 100.3275 | 0 | 0 | 28.4741 | 57.9441 | 52.127 | 57.5736 | 0 | 0 | 0 | 0 | 473.1329 | 870.9033 | 1010.6089 | 1096.0732 | 0 | 0 | 0 | 0 | -0.13843 | -4.1094 | -0.67978 | -4.1315 | 0 | 0 | 0 | 0 | -140.2027 | -283.5576 | -321.5373 | -297.3826 | 0.37973 | 0.1927 | 0.19404 | 0.18663 | -53.2398 | -54.6419 | -62.3923 | -55.4994
1 | 1 | 17 | 761.0292 | 764.6336 | 765.9927 | 883.437 | 378.8299 | 100.3275 | 0 | 0 | 35.326 | 70.49 | 60.1886 | 75.9532 | 0 | 0 | 0 | 0 | 367.1379 | 554.2708 | 658.2019 | 740.8311 | 141.5984 | 151.5027 | 151.5027 | 151.5027 | -0.19919 | -0.26113 | -0.86071 | 11.7797 | 0 | 0 | 0 | 0 | -161.6638 | -111.6963 | -103.0399 | -96.6297 | 0.39657 | 0.40209 | 0.39866 | 0.38696 | -64.1108 | -44.9124 | -41.0781 | -37.3919
1 | 1 | 18 | 851.4358 | 859.5259 | 865.8689 | 1003.2735 | 378.8299 | 100.3275 | 0 | 0 | 41.4042 | 84.0215 | 80.3574 | 84.5208 | 0 | 0 | 0 | 0 | 347.8456 | 448.5277 | 543.018 | 642.7812 | 141.5984 | 151.5027 | 151.5027 | 151.5027 | 0.45155 | 5.8262 | 8.4445 | 38.9977 | 0 | 0 | 0 | 0 | -58.6939 | 69.3203 | 82.5463 | 85.471 | 0.40419 | 0.40413 | 0.39849 | 0.38211 | -23.7232 | 28.0141 | 32.8938 | 32.6597
1 | 1 | 19 | 885.9183 | 897.2062 | 907.1514 | 1054.1892 | 378.8299 | 100.3275 | 0 | 0 | 42.8898 | 82.1359 | 82.0978 | 88.0252 | 0 | 0 | 0 | 0 | 345.8541 | 438.3353 | 537.1783 | 656.1363 | 141.5984 | 151.5027 | 151.5027 | 151.5027 | 0.69155 | 5.2843 | 11.0632 | 33.6304 | 0 | 0 | 0 | 0 | -23.9454 | 119.6205 | 125.3093 | 124.8946 | 0.40616 | 0.40567 | 0.40134 | 0.38379 | -9.7256 | 48.5271 | 50.2913 | 47.9339
1 | 1 | 20 | 882.3403 | 894.706 | 905.9301 | 1053.9947 | 378.8299 | 100.3275 | 0 | 0 | 40.6181 | 86.6082 | 90.5505 | 96.9021 | 0 | 0 | 0 | 0 | 346.163 | 430.2699 | 532.0726 | 667.027 | 141.5984 | 151.5027 | 151.5027 | 151.5027 | 0.56658 | 0.84582 | 5.2907 | 28.7915 | 0 | 0 | 0 | 0 | -25.4357 | 125.1519 | 126.5136 | 109.7714 | 0.40529 | 0.40498 | 0.3998 | 0.38283 | -10.3089 | 50.6844 | 50.5807 | 42.0235
1 | 1 | 21 | 851.8957 | 864.1442 | 875.3478 | 1018.7584 | 378.8299 | 100.3275 | 0 | 0 | 41.2797 | 81.9237 | 83.8568 | 95.871 | 0 | 0 | 0 | 0 | 334.9808 | 411.4775 | 515.5137 | 669.2973 | 141.5984 | 151.5027 | 151.5027 | 151.5027 | 0.37596 | 1.4536 | 4.3384 | 36.5466 | 0 | 0 | 0 | 0 | -45.1691 | 117.4591 | 120.1361 | 65.5408 | 0.40397 | 0.40336 | 0.39852 | 0.38167 | -18.2468 | 47.3782 | 47.8769 | 25.0149
1 | 1 | 22 | 790.3061 | 802.375 | 813.5952 | 947.6464 | 378.8299 | 100.3275 | 0 | 0 | 40.3094 | 82.2735 | 89.366 | 91.9562 | 0 | 0 | 0 | 0 | 325.9011 | 386.2282 | 489.0982 | 648.3304 | 141.5984 | 151.5027 | 151.5027 | 151.5027 | 0.5743 | 5.0557 | 13.5128 | 8.1223 | 0 | 0 | 0 | 0 | -96.907 | 76.9874 | 70.1154 | 47.7348 | 0.40092 | 0.40074 | 0.39596 | 0.37797 | -38.8523 | 30.8521 | 27.7627 | 18.0423
1 | 1 | 23 | 709.4609 | 720.4279 | 730.5911 | 850.9338 | 378.8299 | 100.3275 | 0 | 0 | 37.605 | 79.9929 | 87.78 | 88.942 | 0 | 0 | 0 | 0 | 315.5957 | 362.6325 | 460.4764 | 625.357 | 0 | 0 | 0 | 0 | 0.30992 | 5.6017 | 4.1367 | 28.6682 | 0 | 0 | 0 | 0 | -22.8796 | 171.8733 | 178.198 | 107.9666 | 0.39777 | 0.39563 | 0.3915 | 0.37266 | -9.1009 | 67.9978 | 69.7648 | 40.2353
1 | 1 | 24 | 635.1391 | 643.3967 | 650.6756 | 756.1967 | 378.8299 | 100.3275 | 0 | 0 | 31.5149 | 79.002 | 81.5871 | 81.3454 | 0 | 0 | 0 | 0 | 298.0542 | 330.7949 | 420.5434 | 588.9832 | 0 | 0 | 0 | 0 | -0.21786 | 4.6043 | 11.7543 | 13.3911 | 0 | 0 | 0 | 0 | -73.042 | 128.668 | 136.7908 | 72.477 | 0.39698 | 0.39267 | 0.38667 | 0.36903 | -28.9963 | 50.5246 | 52.8926 | 26.7465
1 | 2 | 1 | 586.0751 | 590.7685 | 594.1253 | 687.491 | 378.8299 | 100.3275 | 0 | 0 | 30.7371 | 67.4166 | 72.208 | 71.2741 | 0 | 0 | 0 | 0 | 298.0067 | 318.7797 | 399.5988 | 568.5126 | 0 | 0 | 0 | 0 | 0.22597 | -0.46495 | 2.8892 | 15.4648 | 0 | 0 | 0 | 0 | -121.7246 | 104.7097 | 119.4292 | 32.2395 | 0.399 | 0.39187 | 0.38588 | 0.36679 | -48.5681 | 41.0326 | 46.0853 | 11.825
1 | 2 | 2 | 557.2495 | 559.2364 | 559.6318 | 645.1485 | 378.8299 | 100.3275 | 0 | 0 | 29.8385 | 59.6359 | 61.373 | 63.0662 | 0 | 0 | 0 | 0 | 285.7838 | 297.7407 | 371.3688 | 539.3403 | 0 | 0 | 0 | 0 | 0.21324 | 1.4983 | -0.99528 | -0.46838 | 0 | 0 | 0 | 0 | -137.4159 | 100.0342 | 127.8854 | 43.2104 | 0.39922 | 0.39186 | 0.38422 | 0.36646 | -54.8596 | 39.1998 | 49.136 | 15.835
1 | 2 | 3 | 546.6473 | 546.5238 | 544.6358 | 625.9835 | 378.8299 | 100.3275 | 0 | 0 | 29.9745 | 58.5101 | 61.3864 | 56.6375 | 0 | 0 | 0 | 0 | 277.4007 | 280.8053 | 351.7803 | 512.1799 | 0 | 0 | 0 | 0 | -0.20254 | -1.6205 | 12.5461 | -17.3473 | 0 | 0 | 0 | 0 | -139.3553 | 108.5014 | 118.923 | 74.5135 | 0.39872 | 0.3916 | 0.38238 | 0.3658 | -55.564 | 42.4886 | 45.4743 | 27.257
1 | 2 | 4 | 542.8295 | 540.774 | 536.7224 | 614.9771 | 378.8299 | 100.3275 | 0 | 0 | 28.6135 | 60.8307 | 58.3383 | 46.9639 | 0 | 0 | 0 | 0 | 273.4786 | 270.539 | 334.9488 | 491.114 | 0 | 0 | 0 | 0 | -0.18951 | -0.31489 | -4.0495 | -8.9138 | 0 | 0 | 0 | 0 | -137.903 | 109.3918 | 147.4848 | 85.813 | 0.39774 | 0.39105 | 0.38218 | 0.36579 | -54.8499 | 42.7772 | 56.3663 | 31.3891
1 | 2 | 5 | 562.5714 | 558.8556 | 552.8819 | 631.9432 | 378.8299 | 100.3275 | 0 | 0 | 26.6163 | 67.301 | 61.7632 | 53.3728 | 0 | 0 | 0 | 0 | 267.6692 | 261.6987 | 321.5857 | 475.4733 | 0 | 0 | 0 | 0 | -0.26257 | -0.35029 | 1.71 | -4.0426 | 0 | 0 | 0 | 0 | -110.2814 | 129.8787 | 167.823 | 107.1397 | 0.39572 | 0.38832 | 0.382 | 0.36494 | -43.6405 | 50.4339 | 64.1083 | 39.0999
1 | 2 | 6 | 618.6688 | 613.2868 | 605.2538 | 690.4948 | 378.8299 | 100.3275 | 0 | 0 | 34.2228 | 71.6019 | 71.4215 | 61.5188 | 0 | 0 | 0 | 0 | 234.2795 | 230.5096 | 285.0065 | 437.6164 | 0 | 0 | 0 | 0 | 0.49123 | 8.6332 | -0.51685 | -6.6926 | 0 | 0 | 0 | 0 | -29.1547 | 202.2146 | 249.3426 | 198.0522 | 0.39561 | 0.38891 | 0.3827 | 0.36553 | -11.534 | 78.6431 | 95.4233 | 72.395
1 | 2 | 7 | 724.3692 | 719.1581 | 711.2248 | 813.1479 | 378.8299 | 100.3275 | 0 | 0 | 37.6096 | 81.3451 | 76.4825 | 76.0794 | 0 | 0 | 0 | 0 | 227.9834 | 223.8642 | 268.3405 | 420.068 | 0 | 0 | 0 | 0 | 0.025725 | 10.0937 | 14.452 | 18.3384 | 0 | 0 | 0 | 0 | 79.9205 | 303.5276 | 351.9499 | 298.6622 | 0.39512 | 0.39346 | 0.38571 | 0.37033 | 31.5779 | 119.4252 | 135.7518 | 110.6035
1 | 2 | 8 | 792.0859 | 787.3247 | 779.7824 | 892.6794 | 378.8299 | 100.3275 | 0 | 0 | 34.2161 | 67.3892 | 61.2105 | 57.2804 | 0 | 0 | 0 | 0 | 269.3611 | 346.5553 | 383.8221 | 534.0231 | 0 | 0 | 0 | 0 | -0.19 | -0.80234 | 2.8909 | -3.9716 | 0 | 0 | 0 | 0 | 109.8688 | 273.855 | 331.8589 | 305.3475 | 0.39371 | 0.38507 | 0.38401 | 0.3747 | 43.256 | 105.4522 | 127.4355 | 114.4149
1 | 2 | 9 | 790.5888 | 785.9737 | 778.4579 | 890.9134 | 378.8299 | 100.3275 | 0 | 0 | 28.7792 | 51.4939 | 52.2393 | 55.7068 | 0 | 0 | 0 | 0 | 331.369 | 529.7991 | 565.1121 | 715.3009 | 0 | 0 | 0 | 0 | -0.22291 | -7.9615 | -5.7928 | -7.038 | 0 | 0 | 0 | 0 | 51.8337 | 112.3147 | 166.8992 | 126.9437 | 0.37693 | 0.19574 | 0.19483 | 0.1952 | 19.5378 | 21.9842 | 32.5162 | 24.7796
1 | 2 | 10 | 797.9927 | 793.3988 | 785.857 | 899.3685 | 378.8299 | 100.3275 | 0 | 0 | 29.8088 | 49.8129 | 51.5604 | 49.2522 | 0 | 0 | 0 | 0 | 367.7064 | 651.0958 | 692.7063 | 848.6822 | 0 | 0 | 0 | 0 | -0.42922 | -6.8713 | -16.1745 | -51.967 | 0 | 0 | 0 | 0 | 22.0768 | -0.96615 | 57.7648 | 53.4011 | 0.37868 | 0.19544 | 0.19523 | 0.10268 | 8.36 | -0.18882 | 11.2777 | 5.4834
1 | 2 | 11 | 795.1108 | 790.7963 | 783.5424 | 896.8844 | 378.8299 | 100.3275 | 0 | 0 | 26.8639 | 46.8571 | 47.9886 | 47.6414 | 0 | 0 | 0 | 0 | 392.6143 | 748.3958 | 814.0895 | 976.1642 | 0 | 0 | 0 | 0 | -0.42003 | -9.7659 | -21.2795 | -48.5868 | 0 | 0 | 0 | 0 | -2.7773 | -95.0183 | -57.2563 | -78.3344 | 0.37978 | 0.19887 | 0.19965 | 0.10268 | -1.0547 | -18.8959 | -11.4312 | -8.0436
1 | 2 | 12 | 789.7517 | 785.8864 | 779.1008 | 892.0747 | 378.8299 | 100.3275 | 0 | 0 | 25.0922 | 47.003 | 48.518 | 44.8066 | 0 | 0 | 0 | 0 | 439.9466 | 835.3949 | 915.3051 | 1079.5159 | 0 | 0 | 0 | 0 | -0.79343 | -9.7115 | -22.4647 | -50.0996 | 0 | 0 | 0 | 0 | -53.3236 | -187.1275 | -162.2576 | -182.1483 | 0.37904 | 0.19928 | 0.19965 | 0.10268 | -20.2119 | -37.2907 | -32.3947 | -18.7035
1 | 2 | 13 | 774.4014 | 771.9051 | 766.6251 | 878.856 | 378.8299 | 100.3275 | 0 | 0 | 26.0455 | 46.9939 | 48.0516 | 44.6959 | 0 | 0 | 0 | 0 | 520.1792 | 877.623 | 937.388 | 1099.9417 | 0 | 0 | 0 | 0 | -0.73289 | -9.5666 | -22.2233 | -49.1282 | 0 | 0 | 0 | 0 | -149.9203 | -243.4727 | -196.5911 | -216.6535 | 0.37914 | 0.19928 | 0.19965 | 0.10268 | -56.8414 | -48.5191 | -39.2494 | -22.2466
1 | 2 | 14 | 758.744 | 756.8239 | 752.134 | 862.4735 | 378.8299 | 100.3275 | 0 | 0 | 27.4571 | 48.1931 | 48.0734 | 44.6361 | 0 | 0 | 0 | 0 | 596.4697 | 911.8206 | 970.4974 | 1127.535 | 0 | 0 | 0 | 0 | -0.84364 | -10.1206 | -20.1686 | -38.5848 | 0 | 0 | 0 | 0 | -243.169 | -293.3966 | -246.2682 | -271.1128 | 0.37923 | 0.19925 | 0.19951 | 0.10268 | -92.2182 | -58.4604 | -49.1338 | -27.8387
1 | 2 | 15 | 747.9636 | 747.0828 | 743.5746 | 853.5975 | 378.8299 | 100.3275 | 0 | 0 | 27.8466 | 50.1417 | 50.3916 | 44.8966 | 0 | 0 | 0 | 0 | 609.0534 | 885.017 | 944.8698 | 1096.7483 | 0 | 0 | 0 | 0 | -0.7055 | -7.3277 | -14.7198 | -30.1282 | 0 | 0 | 0 | 0 | -267.0608 | -281.0757 | -236.9669 | -257.9191 | 0.37903 | 0.19565 | 0.19571 | 0.097328 | -101.2244 | -54.9916 | -46.3773 | -25.1029
1 | 2 | 16 | 744.3549 | 745.985 | 745.2602 | 857.8664 | 378.8299 | 100.3275 | 0 | 0 | 28.4741 | 57.9441 | 52.127 | 57.5736 | 0 | 0 | 0 | 0 | 561.5733 | 748.9556 | 802.4752 | 949.1475 | 0 | 0 | 0 | 0 | -0.13843 | -4.1094 | -0.67978 | -4.1315 | 0 | 0 | 0 | 0 | -224.384 | -157.1328 | -108.6623 | -144.7231 | 0.37973 | 0.1927 | 0.19404 | 0.18663 | -85.2064 | -30.2797 | -21.0853 | -27.0091
1 | 2 | 17 | 756.3416 | 759.9005 | 761.2108 | 877.8443 | 378.8299 | 100.3275 | 0 | 0 | 35.326 | 70.49 | 60.1886 | 75.9532 | 0 | 0 | 0 | 0 | 457.0644 | 478.2949 | 509.1223 | 649.3792 | 141.5984 | 151.5027 | 151.5027 | 151.5027 | -0.19919 | -0.26113 | -0.86071 | 11.7797 | 0 | 0 | 0 | 0 | -256.2779 | -40.4536 | 41.2579 | -10.7705 | 0.39657 | 0.40209 | 0.39866 | 0.38696 | -101.6317 | -16.2661 | 16.448 | -4.1677
1 | 2 | 18 | 838.4369 | 846.2374 | 852.2419 | 987.1616 | 378.8299 | 100.3275 | 0 | 0 | 41.4042 | 84.0215 | 80.3574 | 84.5208 | 0 | 0 | 0 | 0 | 410.1835 | 376.3996 | 406.5563 | 548.5677 | 141.5984 | 151.5027 | 151.5027 | 151.5027 | 0.45155 | 5.8262 | 8.4445 | 38.9977 | 0 | 0 | 0 | 0 | -134.0306 | 128.1599 | 205.381 | 163.5727 | 0.40419 | 0.40413 | 0.39849 | 0.38211 | -54.1732 | 51.7927 | 81.8422 | 62.5035
1 | 2 | 19 | 875.2073 | 886.2624 | 895.9361 | 1040.9351 | 378.8299 | 100.3275 | 0 | 0 | 42.8898 | 82.1359 | 82.0978 | 88.0252 | 0 | 0 | 0 | 0 | 391.2031 | 360.2317 | 394.3797 | 535.7213 | 141.5984 | 151.5027 | 151.5027 | 151.5027 | 0.69155 | 5.2843 | 11.0632 | 33.6304 | 0 | 0 | 0 | 0 | -80.0054 | 186.7803 | 256.8927 | 232.0554 | 0.40616 | 0.40567 | 0.40134 | 0.38379 | -32.4948 | 75.7721 | 103.1007 | 89.0616
1 | 2 | 20 | 860.5689 | 872.3875 | 882.9675 | 1026.7806 | 378.8299 | 100.3275 | 0 | 0 | 40.6181 | 86.6082 | 90.5505 | 96.9021 | 0 | 0 | 0 | 0 | 396.2991 | 367.2094 | 401.7739 | 541.6149 | 141.5984 | 151.5027 | 151.5027 | 151.5027 | 0.56658 | 0.84582 | 5.2907 | 28.7915 | 0 | 0 | 0 | 0 | -97.3433 | 165.8939 | 233.8497 | 207.9694 | 0.40529 | 0.40498 | 0.3998 | 0.38283 | -39.4526 | 67.1842 | 93.4941 | 79.6164
1 | 2 | 21 | 834.6056 | 846.4247 | 857.123 | 997.1645 | 378.8299 | 100.3275 | 0 | 0 | 41.2797 | 81.9237 | 83.8568 | 95.871 | 0 | 0 | 0 | 0 | 386.0994 | 356.6439 | 395.5945 | 534.342 | 141.5984 | 151.5027 | 151.5027 | 151.5027 | 0.37596 | 1.4536 | 4.3384 | 36.5466 | 0 | 0 | 0 | 0 | -113.5777 | 154.5733 | 221.8306 | 178.9021 | 0.40397 | 0.40336 | 0.39852 | 0.38167 | -45.8815 | 62.3485 | 88.4044 | 68.2815
1 | 2 | 22 | 783.8935 | 795.8273 | 806.8902 | 939.7269 | 378.8299 | 100.3275 | 0 | 0 | 40.3094 | 82.2735 | 89.366 | 91.9562 | 0 | 0 | 0 | 0 | 359.8267 | 331.6412 | 383.7722 | 519.2245 | 141.5984 | 151.5027 | 151.5027 | 151.5027 | 0.5743 | 5.0557 | 13.5128 | 8.1223 | 0 | 0 | 0 | 0 | -137.2452 | 125.0267 | 168.7364 | 168.9212 | 0.40092 | 0.40074 | 0.39596 | 0.37797 | -55.0248 | 50.1034 | 66.8123 | 63.847
1 | 2 | 23 | 702.1167 | 712.9155 | 722.8816 | 841.8137 | 378.8299 | 100.3275 | 0 | 0 | 37.605 | 79.9929 | 87.78 | 88.942 | 0 | 0 | 0 | 0 | 363.4245 | 335.4046 | 402.3525 | 532.1452 | 0 | 0 | 0 | 0 | 0.30992 | 5.6017 | 4.1367 | 28.6682 | 0 | 0 | 0 | 0 | -78.0526 | 191.5889 | 228.6125 | 192.0584 | 0.39777 | 0.39563 | 0.3915 | 0.37266 | -31.0472 | 75.7978 | 89.5022 | 71.5733
1 | 2 | 24 | 627.9841 | 636.0758 | 643.1601 | 747.3039 | 378.8299 | 100.3275 | 0 | 0 | 31.5149 | 79.002 | 81.5871 | 81.3454 | 0 | 0 | 0 | 0 | 345.486 | 319.3213 | 399.2461 | 527.9292 | 0 | 0 | 0 | 0 | -0.21786 | 4.6043 | 11.7543 | 13.3911 | 0 | 0 | 0 | 0 | -127.6288 | 132.8206 | 150.5727 | 124.6382 | 0.39698 | 0.39267 | 0.38667 | 0.36903 | -50.6662 | 52.1552 | 58.2215 | 45.9958
1 | 3 | 1 | 581.6351 | 586.235 | 589.4828 | 682.0075 | 378.8299 | 100.3275 | 0 | 0 | 30.7371 | 67.4166 | 72.208 | 71.2741 | 0 | 0 | 0 | 0 | 299.3837 | 276.861 | 371.7792 | 502.2275 | 0 | 0 | 0 | 0 | 0.22597 | -0.46495 | 2.8892 | 15.4648 | 0 | 0 | 0 | 0 | -127.5415 | 142.0949 | 142.6063 | 93.0411 | 0.399 | 0.39187 | 0.38588 | 0.36679 | -50.889 | 55.6827 | 55.0289 | 34.1262
1 | 3 | 2 | 554.3569 | 556.2908 | 556.625 | 641.6052 | 378.8299 | 100.3275 | 0 | 0 | 29.8385 | 59.6359 | 61.373 | 63.0662 | 0 | 0 | 0 | 0 | 282.9661 | 262.5165 | 372.0679 | 503.7924 | 0 | 0 | 0 | 0 | 0.21324 | 1.4983 | -0.99528 | -0.46838 | 0 | 0 | 0 | 0 | -137.4907 | 132.3126 | 124.1794 | 75.2149 | 0.39922 | 0.39186 | 0.38422 | 0.36646 | -54.8895 | 51.8486 | 47.7121 | 27.5635
1 | 3 | 3 | 542.5068 | 542.292 | 540.2975 | 620.8551 | 378.8299 | 100.3275 | 0 | 0 | 29.9745 | 58.5101 | 61.3864 | 56.6375 | 0 | 0 | 0 | 0 | 252.5333 | 234.9498 | 356.3739 | 488.5253 | 0 | 0 | 0 | 0 | -0.20254 | -1.6205 | 12.5461 | -17.3473 | 0 | 0 | 0 | 0 | -118.6283 | 150.1252 | 109.991 | 93.0397 | 0.39872 | 0.3916 | 0.38238 | 0.3658 | -47.2997 | 58.7883 | 42.0588 | 34.0339
1 | 3 | 4 | 542.1222 | 540.0713 | 536.0265 | 614.1754 | 378.8299 | 100.3275 | 0 | 0 | 28.6135 | 60.8307 | 58.3383 | 46.9639 | 0 | 0 | 0 | 0 | 235.0606 | 220.212 | 349.3412 | 478.6197 | 0 | 0 | 0 | 0 | -0.18951 | -0.31489 | -4.0495 | -8.9138 | 0 | 0 | 0 | 0 | -100.1923 | 159.016 | 132.3965 | 97.5055 | 0.39774 | 0.39105 | 0.38218 | 0.36579 | -39.8507 | 62.1825 | 50.5998 | 35.6661
1 | 3 | 5 | 563.5748 | 559.9099 | 553.9978 | 633.2923 | 378.8299 | 100.3275 | 0 | 0 | 26.6163 | 67.301 | 61.7632 | 53.3728 | 0 | 0 | 0 | 0 | 223.4858 | 214.9634 | 348.8188 | 475.9671 | 0 | 0 | 0 | 0 | -0.26257 | -0.35029 | 1.71 | -4.0426 | 0 | 0 | 0 | 0 | -65.0947 | 177.6683 | 141.7059 | 107.995 | 0.39572 | 0.38832 | 0.382 | 0.36494 | -25.7592 | 68.9913 | 54.1316 | 39.412
1 | 3 | 6 | 620.477 | 615.166 | 607.2182 | 692.8492 | 378.8299 | 100.3275 | 0 | 0 | 34.2228 | 71.6019 | 71.4215 | 61.5188 | 0 | 0 | 0 | 0 | 227.7857 | 226.9562 | 368.7 | 496.9362 | 0 | 0 | 0 | 0 | 0.49123 | 8.6332 | -0.51685 | -6.6926 | 0 | 0 | 0 | 0 | -20.8526 | 207.6472 | 167.6136 | 141.0868 | 0.39561 | 0.38891 | 0.3827 | 0.36553 | -8.2496 | 80.7559 | 64.1456 | 51.5721
1 | 3 | 7 | 726.0969 | 720.954 | 713.1026 | 815.3989 | 378.8299 | 100.3275 | 0 | 0 | 37.6096 | 81.3451 | 76.4825 | 76.0794 | 0 | 0 | 0 | 0 | 281.2579 | 284.0358 | 430.8799 | 561.7224 | 0 | 0 | 0 | 0 | 0.025725 | 10.0937 | 14.452 | 18.3384 | 0 | 0 | 0 | 0 | 28.3737 | 245.1518 | 191.2883 | 159.2587 | 0.39512 | 0.39346 | 0.38571 | 0.37033 | 11.2109 | 96.4568 | 73.7825 | 58.9783
1 | 3 | 8 | 798.332 | 793.7708 | 786.4669 | 900.646 | 378.8299 | 100.3275 | 0 | 0 | 34.2161 | 67.3892 | 61.2105 | 57.2804 | 0 | 0 | 0 | 0 | 369.8229 | 425.6747 | 577.7717 | 709.9516 | 0 | 0 | 0 | 0 | -0.19 | -0.80234 | 2.8909 | -3.9716 | 0 | 0 | 0 | 0 | 15.6531 | 201.1817 | 144.5938 | 137.3857 | 0.39371 | 0.38507 | 0.38401 | 0.3747 | 6.1627 | 77.4682 | 55.5247 | 51.4789
1 | 3 | 9 | 796.7793 | 792.3573 | 785.0714 | 898.7902 | 378.8299 | 100.3275 | 0 | 0 | 28.7792 | 51.4939 | 52.2393 | 55.7068 | 0 | 0 | 0 | 0 | 485.1773 | 711.7484 | 878.2102 | 1018.4038 | 0 | 0 | 0 | 0 | -0.22291 | -7.9615 | -5.7928 | -7.038 | 0 | 0 | 0 | 0 | -95.7842 | -63.251 | -139.5853 | -168.2824 | 0.37693 | 0.19574 | 0.19483 | 0.1952 | -36.1042 | -12.3806 | -27.1948 | -32.849
1 | 3 | 10 | 805.6638 | 801.298 | 794.0274 | 909.0882 | 378.8299 | 100.3275 | 0 | 0 | 29.8088 | 49.8129 | 51.5604 | 49.2522 | 0 | 0 | 0 | 0 | 580.4277 | 902.025 | 1066.2859 | 1210.2503 | 0 | 0 | 0 | 0 | -0.42922 | -6.8713 | -16.1745 | -51.967 | 0 | 0 | 0 | 0 | -182.9735 | -243.996 | -307.6444 | -298.4473 | 0.37868 | 0.19544 | 0.19523 | 0.10268 | -69.2878 | -47.6862 | -60.0628 | -30.6455
1 | 3 | 11 | 801.8138 | 797.6967 | 790.6772 | 905.3702 | 378.8299 | 100.3275 | 0 | 0 | 26.8639 | 46.8571 | 47.9886 | 47.6414 | 0 | 0 | 0 | 0 | 647.3196 | 1021.4041 | 1197.3214 | 1343.7621 | 0 | 0 | 0 | 0 | -0.42003 | -9.7659 | -21.2795 | -48.5868 | 0 | 0 | 0 | 0 | -250.7797 | -361.1262 | -433.3534 | -437.4466 | 0.37978 | 0.19887 | 0.19965 | 0.10268 | -95.2402 | -71.8158 | -86.519 | -44.9183
1 | 3 | 12 | 791.3937 | 787.5845 | 780.8659 | 894.1819 | 378.8299 | 100.3275 | 0 | 0 | 25.0922 | 47.003 | 48.518 | 44.8066 | 0 | 0 | 0 | 0 | 696.6292 | 1093.781 | 1283.0892 | 1436.0785 | 0 | 0 | 0 | 0 | -0.79343 | -9.7115 | -22.4647 | -50.0996 | 0 | 0 | 0 | 0 | -308.3641 | -443.8155 | -528.2766 | -536.6037 | 0.37904 | 0.19928 | 0.19965 | 0.10268 | -116.8834 | -88.4433 | -105.4704 | -55.1001
1 | 3 | 13 | 773.4393 | 770.9297 | 765.6348 | 877.6934 | 378.8299 | 100.3275 | 0 | 0 | 26.0455 | 46.9939 | 48.0516 | 44.6959 | 0 | 0 | 0 | 0 | 699.744 | 1106.0255 | 1303.7709 | 1459.5709 | 0 | 0 | 0 | 0 | -0.73289 | -9.5666 | -22.2233 | -49.1282 | 0 | 0 | 0 | 0 | -330.4472 | -472.8506 | -563.9645 | -577.4452 | 0.37914 | 0.19928 | 0.19965 | 0.10268 | -125.287 | -94.2294 | -112.5955 | -59.2938
1 | 3 | 14 | 756.8764 | 754.9204 | 750.189 | 860.1799 | 378.8299 | 100.3275 | 0 | 0 | 27.4571 | 48.1931 | 48.0734 | 44.6361 | 0 | 0 | 0 | 0 | 676.1275 | 1077.4239 | 1286.4773 | 1438.1822 | 0 | 0 | 0 | 0 | -0.84364 | -10.1206 | -20.1686 | -38.5848 | 0 | 0 | 0 | 0 | -324.6945 | -460.9034 | -564.193 | -584.0535 | 0.37923 | 0.19925 | 0.19951 | 0.10268 | -123.1355 | -91.8367 | -112.5641 | -59.9724
1 | 3 | 15 | 743.4194 | 742.4242 | 738.7813 | 847.9165 | 378.8299 | 100.3275 | 0 | 0 | 27.8466 | 50.1417 | 50.3916 | 44.8966 | 0 | 0 | 0 | 0 | 638.0986 | 1009.8378 | 1234.2324 | 1376.548 | 0 | 0 | 0 | 0 | -0.7055 | -7.3277 | -14.7198 | -30.1282 | 0 | 0 | 0 | 0 | -300.6502 | -410.5551 | -531.1229 | -543.3998 | 0.37903 | 0.19565 | 0.19571 | 0.097328 | -113.9559 | -80.3239 | -103.9471 | -52.8882
1 | 3 | 16 | 735.5905 | 736.9858 | 735.9836 | 846.8572 | 378.8299 | 100.3275 | 0 | 0 | 28.4741 | 57.9441 | 52.127 | 57.5736 | 0 | 0 | 0 | 0 | 652.1223 | 936.6245 | 1171.6182 | 1305.8546 | 0 | 0 | 0 | 0 | -0.13843 | -4.1094 | -0.67978 | -4.1315 | 0 | 0 | 0 | 0 | -323.6974 | -353.8009 | -487.0819 | -512.4395 | 0.37973 | 0.1927 | 0.19404 | 0.18663 | -122.9192 | -68.1779 | -94.5152 | -95.6347
1 | 3 | 17 | 756.3101 | 759.876 | 761.195 | 877.8337 | 378.8299 | 100.3275 | 0 | 0 | 35.326 | 70.49 | 60.1886 | 75.9532 | 0 | 0 | 0 | 0 | 598.8155 | 722.5685 | 950.4769 | 1081.1811 | 141.5984 | 151.5027 | 151.5027 | 151.5027 | -0.19919 | -0.26113 | -0.86071 | 11.7797 | 0 | 0 | 0 | 0 | -398.0605 | -284.7516 | -400.1125 | -442.583 | 0.39657 | 0.40209 | 0.39866 | 0.38696 | -157.8582 | -114.4969 | -159.5099 | -171.2623
1 | 3 | 18 | 832.1292 | 839.7553 | 845.5535 | 979.2186 | 378.8299 | 100.3275 | 0 | 0 | 41.4042 | 84.0215 | 80.3574 | 84.5208 | 0 | 0 | 0 | 0 | 560.637 | 616.0935 | 852.4879 | 988.2089 | 141.5984 | 151.5027 | 151.5027 | 151.5027 | 0.45155 | 5.8262 | 8.4445 | 38.9977 | 0 | 0 | 0 | 0 | -290.7918 | -118.0161 | -247.239 | -284.0115 | 0.40419 | 0.40413 | 0.39849 | 0.38211 | -117.5338 | -47.6933 | -98.5221 | -108.5249
1 | 3 | 19 | 877.126 | 888.2344 | 897.971 | 1043.3518 | 378.8299 | 100.3275 | 0 | 0 | 42.8898 | 82.1359 | 82.0978 | 88.0252 | 0 | 0 | 0 | 0 | 543.6488 | 606.0138 | 839.2986 | 986.4181 | 141.5984 | 151.5027 | 151.5027 | 151.5027 | 0.69155 | 5.2843 | 11.0632 | 33.6304 | 0 | 0 | 0 | 0 | -230.5324 | -57.0299 | -185.9914 | -216.2246 | 0.40616 | 0.40567 | 0.40134 | 0.38379 | -93.6325 | -23.1356 | -74.6454 | -82.9858
1 | 3 | 20 | 870.1772 | 882.2689 | 893.1727 | 1038.908 | 378.8299 | 100.3275 | 0 | 0 | 40.6181 | 86.6082 | 90.5505 | 96.9021 | 0 | 0 | 0 | 0 | 545.93 | 614.3295 | 839.1288 | 993.1588 | 141.5984 | 151.5027 | 151.5027 | 151.5027 | 0.56658 | 0.84582 | 5.2907 | 28.7915 | 0 | 0 | 0 | 0 | -237.3658 | -71.3447 | -193.3 | -231.4471 | 0.40529 | 0.40498 | 0.3998 | 0.38283 | -96.2027 | -28.8934 | -77.2822 | -88.6043
1 | 3 | 21 | 843.7348 | 855.8157 | 866.8245 | 1008.6957 | 378.8299 | 100.3275 | 0 | 0 | 41.2797 | 81.9237 | 83.8568 | 95.871 | 0 | 0 | 0 | 0 | 504.5151 | 581.7357 | 801.047 | 960.1028 | 141.5984 | 151.5027 | 151.5027 | 151.5027 | 0.37596 | 1.4536 | 4.3384 | 36.5466 | 0 | 0 | 0 | 0 | -222.8643 | -61.1275 | -173.9205 | -235.3275 | 0.40397 | 0.40336 | 0.39852 | 0.38167 | -90.0296 | -24.6564 | -69.3112 | -89.8173
1 | 3 | 22 | 785.145 | 797.1237 | 808.2403 | 941.3408 | 378.8299 | 100.3275 | 0 | 0 | 40.3094 | 82.2735 | 89.366 | 91.9562 | 0 | 0 | 0 | 0 | 492.8287 | 576.4937 | 795.3759 | 954.9557 | 141.5984 | 151.5027 | 151.5027 | 151.5027 | 0.5743 | 5.0557 | 13.5128 | 8.1223 | 0 | 0 | 0 | 0 | -268.9957 | -118.5294 | -241.5171 | -265.1961 | 0.40092 | 0.40074 | 0.39596 | 0.37797 | -107.8467 | -47.4997 | -95.6303 | -100.2359
1 | 3 | 23 | 705.3707 | 716.269 | 726.3534 | 845.9466 | 378.8299 | 100.3275 | 0 | 0 | 37.605 | 79.9929 | 87.78 | 88.942 | 0 | 0 | 0 | 0 | 480.3564 | 567.5755 | 791.1297 | 950.5885 | 0 | 0 | 0 | 0 | 0.30992 | 5.6017 | 4.1367 | 28.6682 | 0 | 0 | 0 | 0 | -191.7305 | -37.2286 | -156.6929 | -222.2521 | 0.39777 | 0.39563 | 0.3915 | 0.37266 | -76.2651 | -14.7286 | -61.3455 | -82.8254
1 | 3 | 24 | 630.4376 | 638.6049 | 645.7793 | 750.4226 | 378.8299 | 100.3275 | 0 | 0 | 31.5149 | 79.002 | 81.5871 | 81.3454 | 0 | 0 | 0 | 0 | 514.4043 | 596.9021 | 819.0478 | 976.3537 | 0 | 0 | 0 | 0 | -0.21786 | 4.6043 | 11.7543 | 13.3911 | 0 | 0 | 0 | 0 | -294.0937 | -142.231 | -266.6099 | -320.6676 | 0.39698 | 0.39267 | 0.38667 | 0.36903 | -116.7497 | -55.8504 | -103.0893 | -118.3374
1 | 4 | 1 | 585.2269 | 589.9299 | 593.3001 | 686.5449 | 378.8299 | 100.3275 | 0 | 0 | 30.7371 | 67.4166 | 72.208 | 71.2741 | 0 | 0 | 0 | 0 | 542.5777 | 616.425 | 836.9907 | 993.0284 | 0 | 0 | 0 | 0 | 0.22597 | -0.46495 | 2.8892 | 15.4648 | 0 | 0 | 0 | 0 | -367.1438 | -193.7741 | -318.7879 | -393.2223 | 0.399 | 0.39187 | 0.38588 | 0.36679 | -146.4902 | -75.9343 | -123.0138 | -144.2284
1 | 4 | 2 | 558.3682 | 560.4154 | 560.8841 | 646.6659 | 378.8299 | 100.3275 | 0 | 0 | 29.8385 | 59.6359 | 61.373 | 63.0662 | 0 | 0 | 0 | 0 | 519.3374 | 588.2602 | 808.955 | 962.9009 | 0 | 0 | 0 | 0 | 0.21324 | 1.4983 | -0.99528 | -0.46838 | 0 | 0 | 0 | 0 | -369.8509 | -189.3064 | -308.4486 | -378.8329 | 0.39922 | 0.39186 | 0.38422 | 0.36646 | -147.653 | -74.1824 | -118.5119 | -138.8282
1 | 4 | 3 | 544.7608 | 544.6087 | 542.6882 | 623.6946 | 378.8299 | 100.3275 | 0 | 0 | 29.9745 | 58.5101 | 61.3864 | 56.6375 | 0 | 0 | 0 | 0 | 505.5744 | 569.3324 | 777.0777 | 934.9837 | 0 | 0 | 0 | 0 | -0.20254 | -1.6205 | 12.5461 | -17.3473 | 0 | 0 | 0 | 0 | -369.4154 | -181.9408 | -308.322 | -350.5792 | 0.39872 | 0.3916 | 0.38238 | 0.3658 | -147.2941 | -71.2471 | -117.8974 | -128.2416
1 | 4 | 4 | 541.2457 | 539.1685 | 535.0924 | 613.0639 | 378.8299 | 100.3275 | 0 | 0 | 28.6135 | 60.8307 | 58.3383 | 46.9639 | 0 | 0 | 0 | 0 | 490.6369 | 552.6927 | 739.5889 | 904.8564 | 0 | 0 | 0 | 0 | -0.18951 | -0.31489 | -4.0495 | -8.9138 | 0 | 0 | 0 | 0 | -356.6451 | -174.3675 | -258.7853 | -329.8427 | 0.39774 | 0.39105 | 0.38218 | 0.36579 | -141.8529 | -68.1857 | -98.9036 | -120.6515
1 | 4 | 5 | 559.9389 | 556.1693 | 550.1332 | 628.6984 | 378.8299 | 100.3275 | 0 | 0 | 26.6163 | 67.301 | 61.7632 | 53.3728 | 0 | 0 | 0 | 0 | 436.0286 | 500.0308 | 678.1757 | 846.1182 | 0 | 0 | 0 | 0 | -0.26257 | -0.35029 | 1.71 | -4.0426 | 0 | 0 | 0 | 0 | -281.2733 | -111.1398 | -191.5157 | -266.75 | 0.39572 | 0.38832 | 0.382 | 0.36494 | -111.3054 | -43.1573 | -73.1589 | -97.3486
1 | 4 | 6 | 615.0511 | 609.5853 | 601.4541 | 685.9988 | 378.8299 | 100.3275 | 0 | 0 | 34.2228 | 71.6019 | 71.4215 | 61.5188 | 0 | 0 | 0 | 0 | 432.4617 | 494.7576 | 659.4722 | 829.486 | 0 | 0 | 0 | 0 | 0.49123 | 8.6332 | -0.51685 | -6.6926 | 0 | 0 | 0 | 0 | -230.9546 | -65.7349 | -128.9229 | -198.3134 | 0.39561 | 0.38891 | 0.3827 | 0.36553 | -91.3688 | -25.5649 | -49.3387 | -72.4905
1 | 4 | 7 | 718.8925 | 713.5434 | 705.4475 | 806.3005 | 378.8299 | 100.3275 | 0 | 0 | 37.6096 | 81.3451 | 76.4825 | 76.0794 | 0 | 0 | 0 | 0 | 427.6279 | 487.7258 | 659.7042 | 822.9331 | 0 | 0 | 0 | 0 | 0.025725 | 10.0937 | 14.452 | 18.3384 | 0 | 0 | 0 | 0 | -125.2007 | 34.0513 | -45.1911 | -111.0504 | 0.39512 | 0.39346 | 0.38571 | 0.37033 | -49.4689 | 13.3977 | -17.4308 | -41.1253
1 | 4 | 8 | 785.082 | 780.1493 | 772.4054 | 883.9411 | 378.8299 | 100.3275 | 0 | 0 | 34.2161 | 67.3892 | 61.2105 | 57.2804 | 0 | 0 | 0 | 0 | 452.9175 | 589.3446 | 768.7131 | 916.6273 | 0 | 0 | 0 | 0 | -0.19 | -0.80234 | 2.8909 | -3.9716 | 0 | 0 | 0 | 0 | -80.6916 | 23.8903 | -60.4091 | -85.9949 | 0.39371 | 0.38507 | 0.38401 | 0.3747 | -31.7687 | 9.1993 | -23.1974 | -32.2226
1 | 4 | 9 | 793.9958 | 789.4987 | 782.124 | 895.2918 | 378.8299 | 100.3275 | 0 | 0 | 28.7792 | 51.4939 | 52.2393 | 55.7068 | 0 | 0 | 0 | 0 | 497.9554 | 731.9952 | 937.7381 | 1073.0524 | 0 | 0 | 0 | 0 | -0.22291 | -7.9615 | -5.7928 | -7.038 | 0 | 0 | 0 | 0 | -111.3458 | -86.3564 | -202.0607 | -226.4295 | 0.37693 | 0.19574 | 0.19483 | 0.1952 | -41.9699 | -16.9032 | -39.3666 | -44.1994
1 | 4 | 10 | 801.2961 | 796.8145 | 789.4069 | 903.6059 | 378.8299 | 100.3275 | 0 | 0 | 29.8088 | 49.8129 | 51.5604 | 49.2522 | 0 | 0 | 0 | 0 | 550.1228 | 836.212 | 1051.2968 | 1192.9317 | 0 | 0 | 0 | 0 | -0.42922 | -6.8713 | -16.1745 | -51.967 | 0 | 0 | 0 | 0 | -157.0362 | -182.6666 | -297.2758 | -286.611 | 0.37868 | 0.19544 | 0.19523 | 0.10268 | -59.4659 | -35.7001 | -58.0385 | -29.4301
1 | 4 | 11 | 797.6105 | 793.3826 | 786.2323 | 900.097 | 378.8299 | 100.3275 | 0 | 0 | 26.8639 | 46.8571 | 47.9886 | 47.6414 | 0 | 0 | 0 | 0 | 643.457 | 934.7688 | 1165.5123 | 1320.6334 | 0 | 0 | 0 | 0 | -0.42003 | -9.7659 | -21.2795 | -48.5868 | 0 | 0 | 0 | 0 | -251.1203 | -278.8049 | -405.9891 | -419.5911 | 0.37978 | 0.19887 | 0.19965 | 0.10268 | -95.3695 | -55.4449 | -81.0557 | -43.0849
1 | 4 | 12 | 786.1587 | 782.212 | 775.3312 | 887.6164 | 378.8299 | 100.3275 | 0 | 0 | 25.0922 | 47.003 | 48.518 | 44.8066 | 0 | 0 | 0 | 0 | 761.7653 | 1055.8418 | 1282.9895 | 1445.0323 | 0 | 0 | 0 | 0 | -0.79343 | -9.7115 | -22.4647 | -50.0996 | 0 | 0 | 0 | 0 | -378.7353 | -411.2487 | -533.7115 | -552.123 | 0.37904 | 0.19928 | 0.19965 | 0.10268 | -143.5572 | -81.9534 | -106.5555 | -56.6936
1 | 4 | 13 | 769.1588 | 766.5358 | 761.1071 | 872.3215 | 378.8299 | 100.3275 | 0 | 0 | 26.0455 | 46.9939 | 48.0516 | 44.6959 | 0 | 0 | 0 | 0 | 860.3019 | 1176.9747 | 1413.6921 | 1581.7325 | 0 | 0 | 0 | 0 | -0.73289 | -9.5666 | -22.2233 | -49.1282 | 0 | 0 | 0 | 0 | -495.2857 | -548.1936 | -678.4133 | -704.9788 | 0.37914 | 0.19928 | 0.19965 | 0.10268 | -187.7845 | -109.2437 | -135.4452 | -72.3893
1 | 4 | 14 | 755.0239 | 753.0216 | 748.2358 | 857.8654 | 378.8299 | 100.3275 | 0 | 0 | 27.4571 | 48.1931 | 48.0734 | 44.6361 | 0 | 0 | 0 | 0 | 905.158 | 1237.5742 | 1483.7132 | 1651.3967 | 0 | 0 | 0 | 0 | -0.84364 | -10.1206 | -20.1686 | -38.5848 | 0 | 0 | 0 | 0 | -555.5775 | -622.9525 | -763.3822 | -799.5826 | 0.37923 | 0.19925 | 0.19951 | 0.10268 | -210.6944 | -124.1256 | -152.305 | -82.1035
1 | 4 | 15 | 738.6389 | 737.5152 | 733.7204 | 841.9098 | 378.8299 | 100.3275 | 0 | 0 | 27.8466 | 50.1417 | 50.3916 | 44.8966 | 0 | 0 | 0 | 0 | 891.828 | 1228.7673 | 1487.7044 | 1644.9909 | 0 | 0 | 0 | 0 | -0.7055 | -7.3277 | -14.7198 | -30.1282 | 0 | 0 | 0 | 0 | -559.1601 | -634.3936 | -789.6559 | -817.8495 | 0.37903 | 0.19565 | 0.19571 | 0.097328 | -211.9392 | -124.1172 | -154.5451 | -79.6
1 | 4 | 16 | 729.2831 | 730.5123 | 729.314 | 838.9448 | 378.8299 | 100.3275 | 0 | 0 | 28.4741 | 57.9441 | 52.127 | 57.5736 | 0 | 0 | 0 | 0 | 822.2973 | 1098.1598 | 1346.9945 | 1485.9411 | 0 | 0 | 0 | 0 | -0.13843 | -4.1094 | -0.67978 | -4.1315 | 0 | 0 | 0 | 0 | -500.1798 | -521.8097 | -669.1278 | -700.4383 | 0.37973 | 0.1927 | 0.19404 | 0.18663 | -189.9357 | -100.5534 | -129.8402 | -130.7202
1 | 4 | 17 | 743.8942 | 747.1357 | 748.0719 | 862.2679 | 378.8299 | 100.3275 | 0 | 0 | 35.326 | 70.49 | 60.1886 | 75.9532 | 0 | 0 | 0 | 0 | 726.357 | 883.7057 | 1089.6045 | 1218.5602 | 141.5984 | 151.5027 | 151.5027 | 151.5027 | -0.19919 | -0.26113 | -0.86071 | 11.7797 | 0 | 0 | 0 | 0 | -538.0179 | -458.6292 | -552.3632 | -595.5279 | 0.39657 | 0.40209 | 0.39866 | 0.38696 | -213.3609 | -184.412 | -220.2065 | -230.446
1 | 4 | 18 | 817.3271 | 824.5564 | 829.8858 | 960.6244 | 378.8299 | 100.3275 | 0 | 0 | 41.4042 | 84.0215 | 80.3574 | 84.5208 | 0 | 0 | 0 | 0 | 684.2833 | 799.0361 | 1017.0967 | 1139.3391 | 141.5984 | 151.5027 | 151.5027 | 151.5027 | 0.45155 | 5.8262 | 8.4445 | 38.9977 | 0 | 0 | 0 | 0 | -429.2402 | -316.1576 | -427.5155 | -453.736 | 0.40419 | 0.40413 | 0.39849 | 0.38211 | -173.4926 | -127.7674 | -170.3605 | -173.3791
1 | 4 | 19 | 846.3041 | 856.5689 | 865.3077 | 1004.5697 | 378.8299 | 100.3275 | 0 | 0 | 42.8898 | 82.1359 | 82.0978 | 88.0252 | 0 | 0 | 0 | 0 | 667.7282 | 782.504 | 1019.1783 | 1146.0783 | 141.5984 | 151.5027 | 151.5027 | 151.5027 | 0.69155 | 5.2843 | 11.0632 | 33.6304 | 0 | 0 | 0 | 0 | -385.4337 | -265.1855 | -398.5344 | -414.6669 | 0.40616 | 0.40567 | 0.40134 | 0.38379 | -156.5469 | -107.5791 | -159.9469 | -159.1469
1 | 4 | 20 | 834.9165 | 846.0369 | 855.7914 | 994.5176 | 378.8299 | 100.3275 | 0 | 0 | 40.6181 | 86.6082 | 90.5505 | 96.9021 | 0 | 0 | 0 | 0 | 643.505 | 757.556 | 1006.2055 | 1145.2644 | 141.5984 | 151.5027 | 151.5027 | 151.5027 | 0.56658 | 0.84582 | 5.2907 | 28.7915 | 0 | 0 | 0 | 0 | -370.2015 | -250.8033 | -397.7581 | -427.9431 | 0.40529 | 0.40498 | 0.3998 | 0.38283 | -150.0401 | -101.5711 | -159.0253 | -163.8284
1 | 4 | 21 | 807.0334 | 818.1033 | 827.9159 | 962.4917 | 378.8299 | 100.3275 | 0 | 0 | 41.2797 | 81.9237 | 83.8568 | 95.871 | 0 | 0 | 0 | 0 | 597.2474 | 711.0673 | 969.6634 | 1110.3626 | 141.5984 | 151.5027 | 151.5027 | 151.5027 | 0.37596 | 1.4536 | 4.3384 | 36.5466 | 0 | 0 | 0 | 0 | -352.2981 | -228.1716 | -381.4454 | -431.7913 | 0.40397 | 0.40336 | 0.39852 | 0.38167 | -142.3164 | -92.0351 | -152.0145 | -164.8015
1 | 4 | 22 | 763.8365 | 775.2337 | 785.6627 | 914.5355 | 378.8299 | 100.3275 | 0 | 0 | 40.3094 | 82.2735 | 89.366 | 91.9562 | 0 | 0 | 0 | 0 | 590.4893 | 702.7948 | 959.7431 | 1092.177 | 141.5984 | 151.5027 | 151.5027 | 151.5027 | 0.5743 | 5.0557 | 13.5128 | 8.1223 | 0 | 0 | 0 | 0 | -387.9648 | -266.7205 | -428.4619 | -429.2227 | 0.40092 | 0.40074 | 0.39596 | 0.37797 | -155.5443 | -106.8861 | -169.6523 | -162.2328
1 | 4 | 23 | 701.5697 | 712.3747 | 722.3494 | 841.2035 | 378.8299 | 100.3275 | 0 | 0 | 37.605 | 79.9929 | 87.78 | 88.942 | 0 | 0 | 0 | 0 | 662.6238 | 773.3087 | 1031.2798 | 1152.6652 | 0 | 0 | 0 | 0 | 0.30992 | 5.6017 | 4.1367 | 28.6682 | 0 | 0 | 0 | 0 | -377.7989 | -246.856 | -400.847 | -429.0718 | 0.39777 | 0.39563 | 0.3915 | 0.37266 | -150.2779 | -97.663 | -156.9322 | -159.8998
1 | 4 | 24 | 638.8407 | 647.2526 | 654.7172 | 761.0497 | 378.8299 | 100.3275 | 0 | 0 | 31.5149 | 79.002 | 81.5871 | 81.3454 | 0 | 0 | 0 | 0 | 688.8943 | 802.0218 | 1068.8678 | 1183.888 | 0 | 0 | 0 | 0 | -0.21786 | 4.6043 | 11.7543 | 13.3911 | 0 | 0 | 0 | 0 | -460.1805 | -338.703 | -507.492 | -517.5749 | 0.39698 | 0.39267 | 0.38667 | 0.36903 | -182.683 | -132.9999 | -196.2306 | -191.003
1 | 5 | 1 | 588.8477 | 593.6627 | 597.1661 | 691.1483 | 378.8299 | 100.3275 | 0 | 0 | 30.7371 | 67.4166 | 72.208 | 71.2741 | 0 | 0 | 0 | 0 | 673.7673 | 789.6562 | 1049.3754 | 1161.6118 | 0 | 0 | 0 | 0 | 0.22597 | -0.46495 | 2.8892 | 15.4648 | 0 | 0 | 0 | 0 | -494.7126 | -363.2726 | -527.3066 | -557.2024 | 0.399 | 0.39187 | 0.38588 | 0.36679 | -197.3901 | -142.3556 | -203.477 | -204.3739
1 | 5 | 2 | 559.3282 | 561.4154 | 561.9321 | 647.9243 | 378.8299 | 100.3275 | 0 | 0 | 29.8385 | 59.6359 | 61.373 | 63.0662 | 0 | 0 | 0 | 0 | 640.7457 | 754.759 | 1011.4847 | 1119.6529 | 0 | 0 | 0 | 0 | 0.21324 | 1.4983 | -0.99528 | -0.46838 | 0 | 0 | 0 | 0 | -490.299 | -354.8052 | -509.9303 | -534.3264 | 0.39922 | 0.39186 | 0.38422 | 0.36646 | -195.7387 | -139.0354 | -195.9251 | -195.8108
1 | 5 | 3 | 543.1557 | 542.9721 | 541.0153 | 621.7213 | 378.8299 | 100.3275 | 0 | 0 | 29.9745 | 58.5101 | 61.3864 | 56.6375 | 0 | 0 | 0 | 0 | 642.1423 | 753.3417 | 1000.171 | 1114.6915 | 0 | 0 | 0 | 0 | -0.20254 | -1.6205 | 12.5461 | -17.3473 | 0 | 0 | 0 | 0 | -507.5885 | -367.5866 | -533.0882 | -532.2604 | 0.39872 | 0.3916 | 0.38238 | 0.3658 | -202.3867 | -143.9451 | -203.8444 | -194.7005
1 | 5 | 4 | 533.4495 | 531.1713 | 526.8582 | 603.2999 | 378.8299 | 100.3275 | 0 | 0 | 28.6135 | 60.8307 | 58.3383 | 46.9639 | 0 | 0 | 0 | 0 | 658.0868 | 768.745 | 1013.7005 | 1124.9938 | 0 | 0 | 0 | 0 | -0.18951 | -0.31489 | -4.0495 | -8.9138 | 0 | 0 | 0 | 0 | -531.8912 | -398.417 | -541.1311 | -559.744 | 0.39774 | 0.39105 | 0.38218 | 0.36579 | -211.5557 | -155.7993 | -206.8116 | -204.746
1 | 5 | 5 | 540.681 | 536.391 | 529.7397 | 604.4913 | 378.8299 | 100.3275 | 0 | 0 | 26.6163 | 67.301 | 61.7632 | 53.3728 | 0 | 0 | 0 | 0 | 651.1485 | 760.3226 | 997.6204 | 1097.9191 | 0 | 0 | 0 | 0 | -0.26257 | -0.35029 | 1.71 | -4.0426 | 0 | 0 | 0 | 0 | -515.6511 | -391.2098 | -531.3539 | -542.7579 | 0.39572 | 0.38832 | 0.382 | 0.36494 | -204.0532 | -151.9128 | -202.9768 | -198.0758
1 | 5 | 6 | 565.4984 | 558.6669 | 548.9198 | 623.6134 | 378.8299 | 100.3275 | 0 | 0 | 34.2228 | 71.6019 | 71.4215 | 61.5188 | 0 | 0 | 0 | 0 | 590.7426 | 699.1797 | 932.0439 | 1027.4916 | 0 | 0 | 0 | 0 | 0.49123 | 8.6332 | -0.51685 | -6.6926 | 0 | 0 | 0 | 0 | -438.7882 | -321.0753 | -454.0288 | -458.7044 | 0.39561 | 0.38891 | 0.3827 | 0.36553 | -173.5907 | -124.8692 | -173.7566 | -167.6725
1 | 5 | 7 | 610.3434 | 601.9803 | 590.317 | 669.5581 | 378.8299 | 100.3275 | 0 | 0 | 37.6096 | 81.3451 | 76.4825 | 76.0794 | 0 | 0 | 0 | 0 | 544.374 | 655.4806 | 885.094 | 983.7363 | 0 | 0 | 0 | 0 | 0.025725 | 10.0937 | 14.452 | 18.3384 | 0 | 0 | 0 | 0 | -350.4959 | -245.2666 | -385.7115 | -408.596 | 0.39512 | 0.39346 | 0.38571 | 0.37033 | -138.4868 | -96.502 | -148.7741 | -151.3153
1 | 5 | 8 | 651.4605 | 642.8094 | 630.6637 | 715.5839 | 378.8299 | 100.3275 | 0 | 0 | 34.2161 | 67.3892 | 61.2105 | 57.2804 | 0 | 0 | 0 | 0 | 623.8765 | 812.9992 | 1037.7512 | 1129.3305 | 0 | 0 | 0 | 0 | -0.19 | -0.80234 | 2.8909 | -3.9716 | 0 | 0 | 0 | 0 | -385.272 | -337.1042 | -471.1889 | -467.0554 | 0.39371 | 0.38507 | 0.38401 | 0.3747 | -151.6838 | -129.8073 | -180.9389 | -175.0075
1 | 5 | 9 | 692.4325 | 685.1079 | 674.3859 | 767.3218 | 378.8299 | 100.3275 | 0 | 0 | 28.7792 | 51.4939 | 52.2393 | 55.7068 | 0 | 0 | 0 | 0 | 769.4152 | 1141.6597 | 1406.8697 | 1481.757 | 0 | 0 | 0 | 0 | -0.22291 | -7.9615 | -5.7928 | -7.038 | 0 | 0 | 0 | 0 | -484.3689 | -600.4117 | -778.9304 | -763.104 | 0.37693 | 0.19574 | 0.19483 | 0.1952 | -182.5746 | -117.5233 | -151.7555 | -148.9593
1 | 5 | 10 | 727.5407 | 721.0067 | 711.1697 | 810.6778 | 378.8299 | 100.3275 | 0 | 0 | 29.8088 | 49.8129 | 51.5604 | 49.2522 | 0 | 0 | 0 | 0 | 819.3934 | 1317.3974 | 1590.4323 | 1672.5642 | 0 | 0 | 0 | 0 | -0.42922 | -6.8713 | -16.1745 | -51.967 | 0 | 0 | 0 | 0 | -500.0623 | -739.6598 | -914.6485 | -859.1716 | 0.37868 | 0.19544 | 0.19523 | 0.10268 | -189.3619 | -144.5579 | -178.5711 | -88.2223
1 | 5 | 11 | 733.5709 | 727.5568 | 718.2916 | 819.3944 | 378.8299 | 100.3275 | 0 | 0 | 26.8639 | 46.8571 | 47.9886 | 47.6414 | 0 | 0 | 0 | 0 | 808.2609 | 1367.574 | 1633.1982 | 1722.2288 | 0 | 0 | 0 | 0 | -0.42003 | -9.7659 | -21.2795 | -48.5868 | 0 | 0 | 0 | 0 | -479.9638 | -777.436 | -941.6157 | -901.8891 | 0.37978 | 0.19887 | 0.19965 | 0.10268 | -182.2789 | -154.6058 | -187.9936 | -92.6087
1 | 5 | 12 | 724.6046 | 718.936 | 710.0162 | 810.0275 | 378.8299 | 100.3275 | 0 | 0 | 25.0922 | 47.003 | 48.518 | 44.8066 | 0 | 0 | 0 | 0 | 809.7639 | 1398.7664 | 1662.8774 | 1754.3761 | 0 | 0 | 0 | 0 | -0.79343 | -9.7115 | -22.4647 | -50.0996 | 0 | 0 | 0 | 0 | -488.2879 | -817.4494 | -978.9145 | -939.0557 | 0.37904 | 0.19928 | 0.19965 | 0.10268 | -185.0824 | -162.9009 | -195.4403 | -96.425
1 | 5 | 13 | 709.7032 | 705.4121 | 698.0077 | 797.3596 | 378.8299 | 100.3275 | 0 | 0 | 26.0455 | 46.9939 | 48.0516 | 44.6959 | 0 | 0 | 0 | 0 | 871.2547 | 1468.8874 | 1727.282 | 1821.5047 | 0 | 0 | 0 | 0 | -0.73289 | -9.5666 | -22.2233 | -49.1282 | 0 | 0 | 0 | 0 | -565.6939 | -901.2301 | -1055.1025 | -1019.7129 | 0.37914 | 0.19928 | 0.19965 | 0.10268 | -214.4794 | -179.5966 | -210.6512 | -104.7072
1 | 5 | 14 | 692.5856 | 688.825 | 681.9564 | 779.1189 | 378.8299 | 100.3275 | 0 | 0 | 27.4571 | 48.1931 | 48.0734 | 44.6361 | 0 | 0 | 0 | 0 | 878.2795 | 1469.6505 | 1720.9504 | 1802.4191 | 0 | 0 | 0 | 0 | -0.84364 | -10.1206 | -20.1686 | -38.5848 | 0 | 0 | 0 | 0 | -591.1373 | -919.2255 | -1066.8988 | -1029.3515 | 0.37923 | 0.19925 | 0.19951 | 0.10268 | -224.1799 | -183.1591 | -212.8607 | -105.6969
1 | 5 | 15 | 678.4298 | 675.6115 | 669.8095 | 765.9786 | 378.8299 | 100.3275 | 0 | 0 | 27.8466 | 50.1417 | 50.3916 | 44.8966 | 0 | 0 | 0 | 0 | 853.6637 | 1401.5114 | 1631.207 | 1703.4252 | 0 | 0 | 0 | 0 | -0.7055 | -7.3277 | -14.7198 | -30.1282 | 0 | 0 | 0 | 0 | -581.2049 | -869.0414 | -997.0693 | -952.215 | 0.37903 | 0.19565 | 0.19571 | 0.097328 | -220.2949 | -170.0254 | -195.1384 | -92.6775
1 | 5 | 16 | 671.2667 | 670.859 | 667.7216 | 765.7639 | 378.8299 | 100.3275 | 0 | 0 | 28.4741 | 57.9441 | 52.127 | 57.5736 | 0 | 0 | 0 | 0 | 805.6458 | 1236.3527 | 1421.6944 | 1488.1327 | 0 | 0 | 0 | 0 | -0.13843 | -4.1094 | -0.67978 | -4.1315 | 0 | 0 | 0 | 0 | -541.5447 | -719.6559 | -805.4201 | -775.8108 | 0.37973 | 0.1927 | 0.19404 | 0.18663 | -205.6434 | -138.6786 | -156.2868 | -144.7867
1 | 5 | 17 | 692.8457 | 694.6396 | 693.8605 | 797.8491 | 378.8299 | 100.3275 | 0 | 0 | 35.326 | 70.49 | 60.1886 | 75.9532 | 0 | 0 | 0 | 0 | 756.3876 | 965.8136 | 1109.5627 | 1171.2734 | 141.5984 | 151.5027 | 151.5027 | 151.5027 | -0.19919 | -0.26113 | -0.86071 | 11.7797 | 0 | 0 | 0 | 0 | -619.0969 | -593.2331 | -626.5328 | -612.6599 | 0.39657 | 0.40209 | 0.39866 | 0.38696 | -245.5143 | -238.5355 | -249.7752 | -237.0754
1 | 5 | 18 | 775.5088 | 781.5515 | 785.4747 | 907.8503 | 378.8299 | 100.3275 | 0 | 0 | 41.4042 | 84.0215 | 80.3574 | 84.5208 | 0 | 0 | 0 | 0 | 724.2903 | 822.1936 | 938.4925 | 1014.088 | 141.5984 | 151.5027 | 151.5027 | 151.5027 | 0.45155 | 5.8262 | 8.4445 | 38.9977 | 0 | 0 | 0 | 0 | -511.0655 | -382.32 | -393.3225 | -381.2589 | 0.40419 | 0.40413 | 0.39849 | 0.38211 | -206.5652 | -154.5054 | -156.7349 | -145.6846
1 | 5 | 19 | 812.7734 | 822.0889 | 829.703 | 962.2627 | 378.8299 | 100.3275 | 0 | 0 | 42.8898 | 82.1359 | 82.0978 | 88.0252 | 0 | 0 | 0 | 0 | 698.5828 | 790.6806 | 903.9736 | 1002.6701 | 141.5984 | 151.5027 | 151.5027 | 151.5027 | 0.69155 | 5.2843 | 11.0632 | 33.6304 | 0 | 0 | 0 | 0 | -449.819 | -307.8421 | -318.9343 | -313.5657 | 0.40616 | 0.40567 | 0.40134 | 0.38379 | -182.6975 | -124.8838 | -128.0004 | -120.3448
1 | 5 | 20 | 800.6956 | 810.8452 | 819.4492 | 951.3321 | 378.8299 | 100.3275 | 0 | 0 | 40.6181 | 86.6082 | 90.5505 | 96.9021 | 0 | 0 | 0 | 0 | 661.7087 | 751.4085 | 857.7663 | 964.2112 | 141.5984 | 151.5027 | 151.5027 | 151.5027 | 0.56658 | 0.84582 | 5.2907 | 28.7915 | 0 | 0 | 0 | 0 | -422.6261 | -279.8475 | -285.6611 | -290.0755 | 0.40529 | 0.40498 | 0.3998 | 0.38283 | -171.2874 | -113.3335 | -114.2085 | -111.0488
1 | 5 | 21 | 779.5626 | 789.8521 | 798.7399 | 927.8206 | 378.8299 | 100.3275 | 0 | 0 | 41.2797 | 81.9237 | 83.8568 | 95.871 | 0 | 0 | 0 | 0 | 623.1975 | 705.5666 | 806.9552 | 921.5792 | 141.5984 | 151.5027 | 151.5027 | 151.5027 | 0.37596 | 1.4536 | 4.3384 | 36.5466 | 0 | 0 | 0 | 0 | -405.7189 | -250.922 | -247.9133 | -277.6789 | 0.40397 | 0.40336 | 0.39852 | 0.38167 | -163.8965 | -101.2117 | -98.799 | -105.9815
1 | 5 | 22 | 740.0544 | 750.7851 | 760.4248 | 884.5536 | 378.8299 | 100.3275 | 0 | 0 | 40.3094 | 82.2735 | 89.366 | 91.9562 | 0 | 0 | 0 | 0 | 611.3726 | 688.1716 | 795.3729 | 940.0403 | 141.5984 | 151.5027 | 151.5027 | 151.5027 | 0.5743 | 5.0557 | 13.5128 | 8.1223 | 0 | 0 | 0 | 0 | -432.6302 | -276.5459 | -289.3297 | -307.0678 | 0.40092 | 0.40074 | 0.39596 | 0.37797 | -173.4517 | -110.8236 | -114.562 | -116.0621
1 | 5 | 23 | 683.8782 | 694.2019 | 703.6077 | 818.9539 | 378.8299 | 100.3275 | 0 | 0 | 37.605 | 79.9929 | 87.78 | 88.942 | 0 | 0 | 0 | 0 | 600.7575 | 677.3771 | 812.8113 | 987.1613 | 0 | 0 | 0 | 0 | 0.30992 | 5.6017 | 4.1367 | 28.6682 | 0 | 0 | 0 | 0 | -333.6241 | -169.0972 | -201.1203 | -285.8175 | 0.39777 | 0.39563 | 0.3915 | 0.37266 | -132.7064 | -66.8995 | -78.7389 | -106.514
1 | 5 | 24 | 627.0271 | 635.125 | 642.2187 | 746.2194 | 378.8299 | 100.3275 | 0 | 0 | 31.5149 | 79.002 | 81.5871 | 81.3454 | 0 | 0 | 0 | 0 | 539.8371 | 619.7098 | 743.9476 | 932.2728 | 0 | 0 | 0 | 0 | -0.21786 | 4.6043 | 11.7543 | 13.3911 | 0 | 0 | 0 | 0 | -322.9369 | -168.5186 | -195.0703 | -280.79 | 0.39698 | 0.39267 | 0.38667 | 0.36903 | -128.1999 | -66.1729 | -75.4273 | -103.6212
1 | 6 | 1 | 580.4343 | 585.0329 | 588.2812 | 680.6132 | 378.8299 | 100.3275 | 0 | 0 | 30.7371 | 67.4166 | 72.208 | 71.2741 | 0 | 0 | 0 | 0 | 476.2992 | 552.5789 | 657.4748 | 851.1506 | 0 | 0 | 0 | 0 | 0.22597 | -0.46495 | 2.8892 | 15.4648 | 0 | 0 | 0 | 0 | -305.6579 | -134.8251 | -144.2908 | -257.2763 | 0.399 | 0.39187 | 0.38588 | 0.36679 | -121.9573 | -52.8339 | -55.6789 | -94.3653
1 | 6 | 2 | 551.752 | 553.6416 | 553.9253 | 638.4276 | 378.8299 | 100.3275 | 0 | 0 | 29.8385 | 59.6359 | 61.373 | 63.0662 | 0 | 0 | 0 | 0 | 458.5817 | 525.2883 | 624.1822 | 822.3795 | 0 | 0 | 0 | 0 | 0.21324 | 1.4983 | -0.99528 | -0.46838 | 0 | 0 | 0 | 0 | -315.7113 | -133.1083 | -130.6346 | -246.5498 | 0.39922 | 0.39186 | 0.38422 | 0.36646 | -126.0393 | -52.1604 | -50.1923 | -90.3513
1 | 6 | 3 | 536.1346 | 535.7706 | 533.6011 | 612.9301 | 378.8299 | 100.3275 | 0 | 0 | 29.9745 | 58.5101 | 61.3864 | 56.6375 | 0 | 0 | 0 | 0 | 423.9227 | 486.2115 | 577.4515 | 766.3554 | 0 | 0 | 0 | 0 | -0.20254 | -1.6205 | 12.5461 | -17.3473 | 0 | 0 | 0 | 0 | -296.39 | -107.6579 | -117.783 | -192.7154 | 0.39872 | 0.3916 | 0.38238 | 0.3658 | -118.1772 | -42.1583 | -45.0383 | -70.4952
1 | 6 | 4 | 527.3468 | 524.9073 | 520.4039 | 595.6424 | 378.8299 | 100.3275 | 0 | 0 | 28.6135 | 60.8307 | 58.3383 | 46.9639 | 0 | 0 | 0 | 0 | 390.6861 | 447.9587 | 532.1704 | 705.0579 | 0 | 0 | 0 | 0 | -0.18951 | -0.31489 | -4.0495 | -8.9138 | 0 | 0 | 0 | 0 | -270.5932 | -83.8947 | -66.0553 | -147.4656 | 0.39774 | 0.39105 | 0.38218 | 0.36579 | -107.6264 | -32.8067 | -25.2453 | -53.9407
1 | 6 | 5 | 534.0326 | 529.555 | 522.6815 | 596.1053 | 378.8299 | 100.3275 | 0 | 0 | 26.6163 | 67.301 | 61.7632 | 53.3728 | 0 | 0 | 0 | 0 | 419.6373 | 472.6531 | 547.025 | 693.6461 | 0 | 0 | 0 | 0 | -0.26257 | -0.35029 | 1.71 | -4.0426 | 0 | 0 | 0 | 0 | -290.7883 | -110.3763 | -87.8167 | -146.871 | 0.39572 | 0.38832 | 0.382 | 0.36494 | -115.0706 | -42.8608 | -33.5459 | -53.5996
1 | 6 | 6 | 553.1079 | 545.9082 | 535.7236 | 607.9153 | 378.8299 | 100.3275 | 0 | 0 | 34.2228 | 71.6019 | 71.4215 | 61.5188 | 0 | 0 | 0 | 0 | 458.6567 | 509.5543 | 577.4995 | 713.0517 | 0 | 0 | 0 | 0 | 0.49123 | 8.6332 | -0.51685 | -6.6926 | 0 | 0 | 0 | 0 | -319.0928 | -144.2087 | -112.6806 | -159.9626 | 0.39561 | 0.38891 | 0.3827 | 0.36553 | -126.2375 | -56.0841 | -43.1228 | -58.4719
1 | 6 | 7 | 593.1623 | 584.2711 | 571.9794 | 647.7258 | 378.8299 | 100.3275 | 0 | 0 | 37.6096 | 81.3451 | 76.4825 | 76.0794 | 0 | 0 | 0 | 0 | 470.8581 | 514.6831 | 580.2125 | 707.8236 | 0 | 0 | 0 | 0 | 0.025725 | 10.0937 | 14.452 | 18.3384 | 0 | 0 | 0 | 0 | -294.161 | -122.1783 | -99.1676 | -154.5155 | 0.39512 | 0.39346 | 0.38571 | 0.37033 | -116.228 | -48.072 | -38.2503 | -57.2217
1 | 6 | 8 | 628.2046 | 618.8317 | 605.827 | 686.0069 | 378.8299 | 100.3275 | 0 | 0 | 34.2161 | 67.3892 | 61.2105 | 57.2804 | 0 | 0 | 0 | 0 | 499.3406 | 646.7278 | 716.2284 | 824.3868 | 0 | 0 | 0 | 0 | -0.19 | -0.80234 | 2.8909 | -3.9716 | 0 | 0 | 0 | 0 | -283.992 | -194.8105 | -174.5028 | -191.6886 | 0.39371 | 0.38507 | 0.38401 | 0.3747 | -111.8093 | -75.0148 | -67.0099 | -71.8265
1 | 6 | 9 | 667.5503 | 659.4631 | 647.8341 | 735.7123 | 378.8299 | 100.3275 | 0 | 0 | 28.7792 | 51.4939 | 52.2393 | 55.7068 | 0 | 0 | 0 | 0 | 580.754 | 918.4624 | 1023.8367 | 1133.9346 | 0 | 0 | 0 | 0 | -0.22291 | -7.9615 | -5.7928 | -7.038 | 0 | 0 | 0 | 0 | -320.5899 | -402.8592 | -422.4491 | -446.8911 | 0.37693 | 0.19574 | 0.19483 | 0.1952 | -120.8409 | -78.8548 | -82.3039 | -87.234
1 | 6 | 10 | 703.4442 | 696.1765 | 685.4669 | 780.0838 | 378.8299 | 100.3275 | 0 | 0 | 29.8088 | 49.8129 | 51.5604 | 49.2522 | 0 | 0 | 0 | 0 | 675.4166 | 1107.6424 | 1223.101 | 1337.0081 | 0 | 0 | 0 | 0 | -0.42922 | -6.8713 | -16.1745 | -51.967 | 0 | 0 | 0 | 0 | -380.182 | -554.735 | -573.02 | -554.2096 | 0.37868 | 0.19544 | 0.19523 | 0.10268 | -143.966 | -108.4165 | -111.8733 | -56.9079
1 | 6 | 11 | 716.3383 | 709.7839 | 699.8756 | 797.458 | 378.8299 | 100.3275 | 0 | 0 | 26.8639 | 46.8571 | 47.9886 | 47.6414 | 0 | 0 | 0 | 0 | 719.1239 | 1206.7251 | 1329.1181 | 1444.749 | 0 | 0 | 0 | 0 | -0.42003 | -9.7659 | -21.2795 | -48.5868 | 0 | 0 | 0 | 0 | -408.0594 | -634.3599 | -655.9517 | -646.3456 | 0.37978 | 0.19887 | 0.19965 | 0.10268 | -154.9713 | -126.1528 | -130.9607 | -66.3687
1 | 6 | 12 | 715.5196 | 709.5352 | 700.2379 | 798.3486 | 378.8299 | 100.3275 | 0 | 0 | 25.0922 | 47.003 | 48.518 | 44.8066 | 0 | 0 | 0 | 0 | 744.3941 | 1264.6246 | 1392.749 | 1512.0578 | 0 | 0 | 0 | 0 | -0.79343 | -9.7115 | -22.4647 | -50.0996 | 0 | 0 | 0 | 0 | -432.0032 | -692.7083 | -718.5644 | -708.4162 | 0.37904 | 0.19928 | 0.19965 | 0.10268 | -163.7481 | -138.0425 | -143.4614 | -72.7423
1 | 6 | 13 | 707.0206 | 702.5928 | 695.0228 | 793.7505 | 378.8299 | 100.3275 | 0 | 0 | 26.0455 | 46.9939 | 48.0516 | 44.6959 | 0 | 0 | 0 | 0 | 723.1563 | 1251.93 | 1380.9913 | 1505.6118 | 0 | 0 | 0 | 0 | -0.73289 | -9.5666 | -22.2233 | -49.1282 | 0 | 0 | 0 | 0 | -420.2782 | -687.0921 | -711.7969 | -707.429 | 0.37914 | 0.19928 | 0.19965 | 0.10268 | -159.3459 | -136.9233 | -142.1102 | -72.6409
1 | 6 | 14 | 697.6149 | 693.9322 | 687.1521 | 785.2267 | 378.8299 | 100.3275 | 0 | 0 | 27.4571 | 48.1931 | 48.0734 | 44.6361 | 0 | 0 | 0 | 0 | 666.3841 | 1190.7614 | 1321.1389 | 1450.8354 | 0 | 0 | 0 | 0 | -0.84364 | -10.1206 | -20.1686 | -38.5848 | 0 | 0 | 0 | 0 | -374.2126 | -635.2291 | -661.8916 | -671.66 | 0.37923 | 0.19925 | 0.19951 | 0.10268 | -141.9145 | -126.5718 | -132.0563 | -68.968
1 | 6 | 15 | 686.0057 | 683.3328 | 677.6991 | 775.2824 | 378.8299 | 100.3275 | 0 | 0 | 27.8466 | 50.1417 | 50.3916 | 44.8966 | 0 | 0 | 0 | 0 | 678.728 | 1152.505 | 1274.1481 | 1406.8985 | 0 | 0 | 0 | 0 | -0.7055 | -7.3277 | -14.7198 | -30.1282 | 0 | 0 | 0 | 0 | -398.6934 | -612.3137 | -632.1208 | -646.3845 | 0.37903 | 0.19565 | 0.19571 | 0.097328 | -151.1173 | -119.7973 | -123.7136 | -62.9116
1 | 6 | 16 | 680.4559 | 680.2419 | 677.3299 | 777.1128 | 378.8299 | 100.3275 | 0 | 0 | 28.4741 | 57.9441 | 52.127 | 57.5736 | 0 | 0 | 0 | 0 | 613.8032 | 987.8784 | 1108.0779 | 1241.2024 | 0 | 0 | 0 | 0 | -0.13843 | -4.1094 | -0.67978 | -4.1315 | 0 | 0 | 0 | 0 | -340.5128 | -461.7987 | -482.1953 | -517.5316 | 0.37973 | 0.1927 | 0.19404 | 0.18663 | -129.3046 | -88.9892 | -93.567 | -96.585
1 | 6 | 17 | 693.5902 | 695.3464 | 694.5193 | 798.5719 | 378.8299 | 100.3275 | 0 | 0 | 35.326 | 70.49 | 60.1886 | 75.9532 | 0 | 0 | 0 | 0 | 496.6675 | 676.7911 | 770.6693 | 907.1302 | 141.5984 | 151.5027 | 151.5027 | 151.5027 | -0.19919 | -0.26113 | -0.86071 | 11.7797 | 0 | 0 | 0 | 0 | -358.6323 | -303.5038 | -286.9806 | -347.7939 | 0.39657 | 0.40209 | 0.39866 | 0.38696 | -142.2223 | -122.0371 | -114.4084 | -134.5826
1 | 6 | 18 | 781.4952 | 787.6563 | 791.7168 | 915.2151 | 378.8299 | 100.3275 | 0 | 0 | 41.4042 | 84.0215 | 80.3574 | 84.5208 | 0 | 0 | 0 | 0 | 411.8487 | 497.6083 | 588.3616 | 741.0717 | 141.5984 | 151.5027 | 151.5027 | 151.5027 | 0.45155 | 5.8262 | 8.4445 | 38.9977 | 0 | 0 | 0 | 0 | -192.6375 | -51.6299 | -36.9495 | -100.8777 | 0.40419 | 0.40413 | 0.39849 | 0.38211 | -77.8613 | -20.865 | -14.724 | -38.5469
1 | 6 | 19 | 826.8632 | 836.5223 | 844.5402 | 979.8363 | 378.8299 | 100.3275 | 0 | 0 | 42.8898 | 82.1359 | 82.0978 | 88.0252 | 0 | 0 | 0 | 0 | 387.0807 | 469.4265 | 584.0262 | 749.9463 | 141.5984 | 151.5027 | 151.5027 | 151.5027 | 0.69155 | 5.2843 | 11.0632 | 33.6304 | 0 | 0 | 0 | 0 | -124.2272 | 27.8453 | 15.8503 | -43.2683 | 0.40616 | 0.40567 | 0.40134 | 0.38379 | -50.4558 | 11.2962 | 6.3613 | -16.6061
1 | 6 | 20 | 822.6621 | 833.3789 | 842.6517 | 978.8462 | 378.8299 | 100.3275 | 0 | 0 | 40.6181 | 86.6082 | 90.5505 | 96.9021 | 0 | 0 | 0 | 0 | 350.1929 | 429.2879 | 564.995 | 733.0456 | 141.5984 | 151.5027 | 151.5027 | 151.5027 | 0.56658 | 0.84582 | 5.2907 | 28.7915 | 0 | 0 | 0 | 0 | -89.1438 | 64.8068 | 30.3128 | -31.3957 | 0.40529 | 0.40498 | 0.3998 | 0.38283 | -36.1294 | 26.2456 | 12.1192 | -12.0191
1 | 6 | 21 | 807.8797 | 818.9182 | 828.6904 | 963.3552 | 378.8299 | 100.3275 | 0 | 0 | 41.2797 | 81.9237 | 83.8568 | 95.871 | 0 | 0 | 0 | 0 | 349.765 | 428.5676 | 575.1234 | 734.7671 | 141.5984 | 151.5027 | 151.5027 | 151.5027 | 0.37596 | 1.4536 | 4.3384 | 36.5466 | 0 | 0 | 0 | 0 | -103.9692 | 55.1431 | 13.869 | -55.3323 | 0.40397 | 0.40336 | 0.39852 | 0.38167 | -42 | 22.2425 | 5.5271 | -21.1186
1 | 6 | 22 | 757.5301 | 768.708 | 778.8748 | 906.428 | 378.8299 | 100.3275 | 0 | 0 | 40.3094 | 82.2735 | 89.366 | 91.9562 | 0 | 0 | 0 | 0 | 372.6441 | 454.3605 | 609.367 | 765.1875 | 141.5984 | 151.5027 | 151.5027 | 151.5027 | 0.5743 | 5.0557 | 13.5128 | 8.1223 | 0 | 0 | 0 | 0 | -176.4259 | -24.8119 | -84.8737 | -110.3407 | 0.40092 | 0.40074 | 0.39596 | 0.37797 | -70.7333 | -9.9432 | -33.6063 | -41.7054
1 | 6 | 23 | 684.5932 | 694.8964 | 704.2753 | 819.7055 | 378.8299 | 100.3275 | 0 | 0 | 37.605 | 79.9929 | 87.78 | 88.942 | 0 | 0 | 0 | 0 | 343.77 | 432.8122 | 590.3135 | 741.4796 | 0 | 0 | 0 | 0 | 0.30992 | 5.6017 | 4.1367 | 28.6682 | 0 | 0 | 0 | 0 | -75.9216 | 76.1621 | 22.0452 | -39.3843 | 0.39777 | 0.39563 | 0.3915 | 0.37266 | -30.1995 | 30.1318 | 8.6307 | -14.6771
1 | 6 | 24 | 617.517 | 625.3171 | 632.0564 | 734.115 | 378.8299 | 100.3275 | 0 | 0 | 31.5149 | 79.002 | 81.5871 | 81.3454 | 0 | 0 | 0 | 0 | 356.9718 | 445.9919 | 605.315 | 752.1871 | 0 | 0 | 0 | 0 | -0.21786 | 4.6043 | 11.7543 | 13.3911 | 0 | 0 | 0 | 0 | -149.5818 | -4.6086 | -66.6 | -112.8086 | 0.39698 | 0.39267 | 0.38667 | 0.36903 | -59.3811 | -1.8097 | -25.752 | -41.6303
1 | 7 | 1 | 578.1123 | 582.6137 | 585.7449 | 677.5673 | 378.8299 | 100.3275 | 0 | 0 | 30.7371 | 67.4166 | 72.208 | 71.2741 | 0 | 0 | 0 | 0 | 302.5167 | 385.6426 | 548.8838 | 689.626 | 0 | 0 | 0 | 0 | 0.22597 | -0.46495 | 2.8892 | 15.4648 | 0 | 0 | 0 | 0 | -134.1974 | 29.6921 | -38.2361 | -98.7976 | 0.399 | 0.39187 | 0.38588 | 0.36679 | -53.5447 | 11.6354 | -14.7545 | -36.2375
1 | 7 | 2 | 555.2706 | 557.2289 | 557.5921 | 642.7529 | 378.8299 | 100.3275 | 0 | 0 | 29.8385 | 59.6359 | 61.373 | 63.0662 | 0 | 0 | 0 | 0 | 287.8057 | 353.8225 | 510.9006 | 658.7093 | 0 | 0 | 0 | 0 | 0.21324 | 1.4983 | -0.99528 | -0.46838 | 0 | 0 | 0 | 0 | -141.4167 | 41.9448 | -13.6863 | -78.5543 | 0.39922 | 0.39186 | 0.38422 | 0.36646 | -56.4568 | 16.4367 | -5.2585 | -28.7872
1 | 7 | 3 | 545.1256 | 544.9814 | 543.0702 | 624.1461 | 378.8299 | 100.3275 | 0 | 0 | 29.9745 | 58.5101 | 61.3864 | 56.6375 | 0 | 0 | 0 | 0 | 319.1352 | 362.4279 | 517.116 | 660.0296 | 0 | 0 | 0 | 0 | -0.20254 | -1.6205 | 12.5461 | -17.3473 | 0 | 0 | 0 | 0 | -182.6115 | 25.3364 | -47.9783 | -75.1737 | 0.39872 | 0.3916 | 0.38238 | 0.3658 | -72.8112 | 9.9216 | -18.3462 | -27.4985
1 | 7 | 4 | 544.4541 | 542.4615 | 538.4855 | 617.0895 | 378.8299 | 100.3275 | 0 | 0 | 28.6135 | 60.8307 | 58.3383 | 46.9639 | 0 | 0 | 0 | 0 | 352.9945 | 384.0801 | 549.7615 | 691.5724 | 0 | 0 | 0 | 0 | -0.18951 | -0.31489 | -4.0495 | -8.9138 | 0 | 0 | 0 | 0 | -215.7943 | -2.4619 | -65.5648 | -112.5331 | 0.39774 | 0.39105 | 0.38218 | 0.36579 | -85.8306 | -0.9627 | -25.0578 | -41.1629
1 | 7 | 5 | 565.9129 | 562.2955 | 556.4387 | 636.1735 | 378.8299 | 100.3275 | 0 | 0 | 26.6163 | 67.301 | 61.7632 | 53.3728 | 0 | 0 | 0 | 0 | 412.0181 | 429.1878 | 596.812 | 746.0297 | 0 | 0 | 0 | 0 | -0.26257 | -0.35029 | 1.71 | -4.0426 | 0 | 0 | 0 | 0 | -251.2887 | -34.1705 | -103.8464 | -159.1865 | 0.39572 | 0.38832 | 0.382 | 0.36494 | -99.4399 | -13.2689 | -39.6693 | -58.094
1 | 7 | 6 | 622.6394 | 617.3456 | 609.4155 | 695.4149 | 378.8299 | 100.3275 | 0 | 0 | 34.2228 | 71.6019 | 71.4215 | 61.5188 | 0 | 0 | 0 | 0 | 451.7635 | 455.7409 | 622.4412 | 775.5961 | 0 | 0 | 0 | 0 | 0.49123 | 8.6332 | -0.51685 | -6.6926 | 0 | 0 | 0 | 0 | -242.6681 | -18.9579 | -83.9304 | -135.0074 | 0.39561 | 0.38891 | 0.3827 | 0.36553 | -96.0029 | -7.3729 | -32.1201 | -49.3499
1 | 7 | 7 | 722.091 | 716.7532 | 708.6661 | 810.0437 | 378.8299 | 100.3275 | 0 | 0 | 37.6096 | 81.3451 | 76.4825 | 76.0794 | 0 | 0 | 0 | 0 | 460.0597 | 460.2813 | 619.9311 | 780.5088 | 0 | 0 | 0 | 0 | 0.025725 | 10.0937 | 14.452 | 18.3384 | 0 | 0 | 0 | 0 | -154.4339 | 64.7056 | -2.1995 | -64.8828 | 0.39512 | 0.39346 | 0.38571 | 0.37033 | -61.0194 | 25.4589 | -0.84837 | -24.028
1 | 7 | 8 | 787.1138 | 782.1282 | 774.315 | 886.0971 | 378.8299 | 100.3275 | 0 | 0 | 34.2161 | 67.3892 | 61.2105 | 57.2804 | 0 | 0 | 0 | 0 | 524.0997 | 624.1991 | 768.993 | 932.8456 | 0 | 0 | 0 | 0 | -0.19 | -0.80234 | 2.8909 | -3.9716 | 0 | 0 | 0 | 0 | -149.8419 | -8.9853 | -58.7794 | -100.0572 | 0.39371 | 0.38507 | 0.38401 | 0.3747 | -58.9936 | -3.4599 | -22.5716 | -37.4918
1 | 7 | 9 | 802.6206 | 798.2543 | 791.0278 | 905.7555 | 378.8299 | 100.3275 | 0 | 0 | 28.7792 | 51.4939 | 52.2393 | 55.7068 | 0 | 0 | 0 | 0 | 619.2238 | 914.804 | 1083.8777 | 1252.3758 | 0 | 0 | 0 | 0 | -0.22291 | -7.9615 | -5.7928 | -7.038 | 0 | 0 | 0 | 0 | -223.9894 | -260.4096 | -339.2965 | -395.2892 | 0.37693 | 0.19574 | 0.19483 | 0.1952 | -84.429 | -50.972 | -66.1036 | -77.1612
1 | 7 | 10 | 823.1439 | 819.1634 | 812.3426 | 930.7387 | 378.8299 | 100.3275 | 0 | 0 | 29.8088 | 49.8129 | 51.5604 | 49.2522 | 0 | 0 | 0 | 0 | 660.5102 | 1061.4238 | 1229.3272 | 1405.3858 | 0 | 0 | 0 | 0 | -0.42922 | -6.8713 | -16.1745 | -51.967 | 0 | 0 | 0 | 0 | -245.5759 | -385.5295 | -452.3704 | -471.9323 | 0.37868 | 0.19544 | 0.19523 | 0.10268 | -92.9938 | -75.3472 | -88.3184 | -48.4594
1 | 7 | 11 | 817.2211 | 813.4371 | 806.8062 | 924.4297 | 378.8299 | 100.3275 | 0 | 0 | 26.8639 | 46.8571 | 47.9886 | 47.6414 | 0 | 0 | 0 | 0 | 680.388 | 1134.8892 | 1295.8569 | 1476.0649 | 0 | 0 | 0 | 0 | -0.42003 | -9.7659 | -21.2795 | -48.5868 | 0 | 0 | 0 | 0 | -268.4407 | -458.8708 | -515.7599 | -550.6898 | 0.37978 | 0.19887 | 0.19965 | 0.10268 | -101.9474 | -91.2539 | -102.9715 | -56.5465
1 | 7 | 12 | 806.4755 | 802.9912 | 796.6515 | 912.8345 | 378.8299 | 100.3275 | 0 | 0 | 25.0922 | 47.003 | 48.518 | 44.8066 | 0 | 0 | 0 | 0 | 659.415 | 1146.4733 | 1302.9167 | 1481.0594 | 0 | 0 | 0 | 0 | -0.79343 | -9.7115 | -22.4647 | -50.0996 | 0 | 0 | 0 | 0 | -256.0681 | -481.1011 | -532.3185 | -562.932 | 0.37904 | 0.19928 | 0.19965 | 0.10268 | -97.061 | -95.8736 | -106.2774 | -57.8035
1 | 7 | 13 | 785.9947 | 783.7374 | 778.7353 | 893.1543 | 378.8299 | 100.3275 | 0 | 0 | 26.0455 | 46.9939 | 48.0516 | 44.6959 | 0 | 0 | 0 | 0 | 678.8151 | 1177.7757 | 1341.7061 | 1509.1431 | 0 | 0 | 0 | 0 | -0.73289 | -9.5666 | -22.2233 | -49.1282 | 0 | 0 | 0 | 0 | -296.9629 | -531.7931 | -588.7991 | -611.5566 | 0.37914 | 0.19928 | 0.19965 | 0.10268 | -112.5917 | -105.9754 | -117.5537 | -62.7965
1 | 7 | 14 | 770.6072 | 768.9298 | 764.5218 | 877.0978 | 378.8299 | 100.3275 | 0 | 0 | 27.4571 | 48.1931 | 48.0734 | 44.6361 | 0 | 0 | 0 | 0 | 706.5541 | 1194.8614 | 1360.0187 | 1510.8841 | 0 | 0 | 0 | 0 | -0.84364 | -10.1206 | -20.1686 | -38.5848 | 0 | 0 | 0 | 0 | -341.3902 | -564.3316 | -623.4017 | -639.8375 | 0.37923 | 0.19925 | 0.19951 | 0.10268 | -129.4671 | -112.4452 | -124.377 | -65.7004
1 | 7 | 15 | 755.3 | 754.5329 | 751.154 | 862.5074 | 378.8299 | 100.3275 | 0 | 0 | 27.8466 | 50.1417 | 50.3916 | 44.8966 | 0 | 0 | 0 | 0 | 635.7612 | 1080.5228 | 1241.9988 | 1373.0429 | 0 | 0 | 0 | 0 | -0.7055 | -7.3277 | -14.7198 | -30.1282 | 0 | 0 | 0 | 0 | -286.4323 | -469.1314 | -526.5166 | -525.3039 | 0.37903 | 0.19565 | 0.19571 | 0.097328 | -108.5668 | -91.7842 | -103.0456 | -51.127
1 | 7 | 16 | 750.4003 | 752.1142 | 751.4834 | 865.1715 | 378.8299 | 100.3275 | 0 | 0 | 28.4741 | 57.9441 | 52.127 | 57.5736 | 0 | 0 | 0 | 0 | 574.8915 | 903.9399 | 1046.4391 | 1152.13 | 0 | 0 | 0 | 0 | -0.13843 | -4.1094 | -0.67978 | -4.1315 | 0 | 0 | 0 | 0 | -231.6568 | -305.9879 | -346.403 | -340.4006 | 0.37973 | 0.1927 | 0.19404 | 0.18663 | -87.9682 | -58.9643 | -67.2174 | -63.5277
1 | 7 | 17 | 770.3157 | 774.1914 | 775.8723 | 895.1849 | 378.8299 | 100.3275 | 0 | 0 | 35.326 | 70.49 | 60.1886 | 75.9532 | 0 | 0 | 0 | 0 | 511.6782 | 628.9215 | 743.242 | 827.3861 | 141.5984 | 151.5027 | 151.5027 | 151.5027 | -0.19919 | -0.26113 | -0.86071 | 11.7797 | 0 | 0 | 0 | 0 | -296.9176 | -176.7893 | -178.2004 | -171.4368 | 0.39657 | 0.40209 | 0.39866 | 0.38696 | -117.7482 | -71.0859 | -71.0418 | -66.3393
1 | 7 | 18 | 862.5396 | 870.9465 | 877.665 | 1017.2926 | 378.8299 | 100.3275 | 0 | 0 | 41.4042 | 84.0215 | 80.3574 | 84.5208 | 0 | 0 | 0 | 0 | 495.5136 | 491.7576 | 596.9622 | 667.7235 | 141.5984 | 151.5027 | 151.5027 | 151.5027 | 0.45155 | 5.8262 | 8.4445 | 38.9977 | 0 | 0 | 0 | 0 | -195.258 | 37.511 | 40.3982 | 74.5479 | 0.40419 | 0.40413 | 0.39849 | 0.38211 | -78.9204 | 15.1592 | 16.0983 | 28.4858
1 | 7 | 19 | 903.0174 | 914.7959 | 925.3227 | 1075.7879 | 378.8299 | 100.3275 | 0 | 0 | 42.8898 | 82.1359 | 82.0978 | 88.0252 | 0 | 0 | 0 | 0 | 491.6838 | 474.0163 | 607.0024 | 671.3868 | 141.5984 | 151.5027 | 151.5027 | 151.5027 | 0.69155 | 5.2843 | 11.0632 | 33.6304 | 0 | 0 | 0 | 0 | -152.676 | 101.5291 | 73.6565 | 131.2428 | 0.40616 | 0.40567 | 0.40134 | 0.38379 | -62.0106 | 41.1878 | 29.5611 | 50.3703
1 | 7 | 20 | 886.8138 | 899.3172 | 910.7051 | 1059.6799 | 378.8299 | 100.3275 | 0 | 0 | 40.6181 | 86.6082 | 90.5505 | 96.9021 | 0 | 0 | 0 | 0 | 498.1353 | 469.6475 | 619.624 | 682.3879 | 141.5984 | 151.5027 | 151.5027 | 151.5027 | 0.56658 | 0.84582 | 5.2907 | 28.7915 | 0 | 0 | 0 | 0 | -172.9345 | 90.3854 | 43.7372 | 100.0957 | 0.40529 | 0.40498 | 0.3998 | 0.38283 | -70.0892 | 36.6046 | 17.4863 | 38.3194
1 | 7 | 21 | 864.2393 | 876.8455 | 888.4734 | 1034.3634 | 378.8299 | 100.3275 | 0 | 0 | 41.2797 | 81.9237 | 83.8568 | 95.871 | 0 | 0 | 0 | 0 | 488.4906 | 459.1245 | 621.308 | 684.5617 | 141.5984 | 151.5027 | 151.5027 | 151.5027 | 0.37596 | 1.4536 | 4.3384 | 36.5466 | 0 | 0 | 0 | 0 | -186.3353 | 82.5135 | 27.4675 | 65.8813 | 0.40397 | 0.40336 | 0.39852 | 0.38167 | -75.2731 | 33.2826 | 10.9464 | 25.1449
1 | 7 | 22 | 801.6674 | 814.0636 | 825.6718 | 962.0021 | 378.8299 | 100.3275 | 0 | 0 | 40.3094 | 82.2735 | 89.366 | 91.9562 | 0 | 0 | 0 | 0 | 481.92 | 450.0699 | 627.9623 | 690.6113 | 141.5984 | 151.5027 | 151.5027 | 151.5027 | 0.5743 | 5.0557 | 13.5128 | 8.1223 | 0 | 0 | 0 | 0 | -241.5645 | 24.8343 | -56.672 | 19.8096 | 0.40092 | 0.40074 | 0.39596 | 0.37797 | -96.8489 | 9.9521 | -22.4396 | 7.4874
1 | 7 | 23 | 718.208 | 729.4319 | 739.8999 | 862.0043 | 378.8299 | 100.3275 | 0 | 0 | 37.605 | 79.9929 | 87.78 | 88.942 | 0 | 0 | 0 | 0 | 462.3409 | 430.8721 | 612.7358 | 673.3125 | 0 | 0 | 0 | 0 | 0.30992 | 5.6017 | 4.1367 | 28.6682 | 0 | 0 | 0 | 0 | -160.8776 | 112.6378 | 35.2474 | 71.0817 | 0.39777 | 0.39563 | 0.3915 | 0.37266 | -63.9926 | 44.5626 | 13.7994 | 26.4896
1 | 7 | 24 | 641.2334 | 649.6768 | 657.1764 | 763.9347 | 378.8299 | 100.3275 | 0 | 0 | 31.5149 | 79.002 | 81.5871 | 81.3454 | 0 | 0 | 0 | 0 | 466.2102 | 433.6156 | 613.1219 | 673.5125 | 0 | 0 | 0 | 0 | -0.21786 | 4.6043 | 11.7543 | 13.3911 | 0 | 0 | 0 | 0 | -235.1037 | 32.1273 | -49.2868 | -4.3143 | 0.39698 | 0.39267 | 0.38667 | 0.36903 | -93.3317 | 12.6156 | -19.0576 | -1.5921
1 | 8 | 1 | 590.5627 | 595.397 | 598.9215 | 693.2042 | 378.8299 | 100.3275 | 0 | 0 | 30.7371 | 67.4166 | 72.208 | 71.2741 | 0 | 0 | 0 | 0 | 502.4047 | 467.5785 | 642.5726 | 704.2624 | 0 | 0 | 0 | 0 | 0.22597 | -0.46495 | 2.8892 | 15.4648 | 0 | 0 | 0 | 0 | -321.635 | -39.4606 | -118.7483 | -97.7971 | 0.399 | 0.39187 | 0.38588 | 0.36679 | -128.3322 | -15.4634 | -45.8226 | -35.8706
1 | 8 | 2 | 564.7375 | 566.9513 | 567.6164 | 654.6514 | 378.8299 | 100.3275 | 0 | 0 | 29.8385 | 59.6359 | 61.373 | 63.0662 | 0 | 0 | 0 | 0 | 504.3652 | 470.4087 | 644.5462 | 706.2689 | 0 | 0 | 0 | 0 | 0.21324 | 1.4983 | -0.99528 | -0.46838 | 0 | 0 | 0 | 0 | -348.5094 | -64.9191 | -137.3075 | -114.2153 | 0.39922 | 0.39186 | 0.38422 | 0.36646 | -139.133 | -25.4395 | -52.7562 | -41.8557
1 | 8 | 3 | 553.7137 | 553.8066 | 552.176 | 634.9599 | 378.8299 | 100.3275 | 0 | 0 | 29.9745 | 58.5101 | 61.3864 | 56.6375 | 0 | 0 | 0 | 0 | 506.5877 | 473.1739 | 646.6946 | 711.9335 | 0 | 0 | 0 | 0 | -0.20254 | -1.6205 | 12.5461 | -17.3473 | 0 | 0 | 0 | 0 | -361.4758 | -76.5843 | -168.4511 | -116.2637 | 0.39872 | 0.3916 | 0.38238 | 0.3658 | -144.1284 | -29.99 | -64.413 | -42.5292
1 | 8 | 4 | 550.6855 | 548.8713 | 545.1067 | 624.9589 | 378.8299 | 100.3275 | 0 | 0 | 28.6135 | 60.8307 | 58.3383 | 46.9639 | 0 | 0 | 0 | 0 | 491.4487 | 459.5798 | 635.151 | 704.2056 | 0 | 0 | 0 | 0 | -0.18951 | -0.31489 | -4.0495 | -8.9138 | 0 | 0 | 0 | 0 | -348.017 | -71.5517 | -144.3331 | -117.2968 | 0.39774 | 0.39105 | 0.38218 | 0.36579 | -138.4212 | -27.98 | -55.1618 | -42.9054
1 | 8 | 5 | 570.7799 | 567.3181 | 561.6467 | 642.38 | 378.8299 | 100.3275 | 0 | 0 | 26.6163 | 67.301 | 61.7632 | 53.3728 | 0 | 0 | 0 | 0 | 483.3082 | 451.678 | 628.828 | 701.1497 | 0 | 0 | 0 | 0 | -0.26257 | -0.35029 | 1.71 | -4.0426 | 0 | 0 | 0 | 0 | -317.7119 | -51.6382 | -130.6545 | -108.0998 | 0.39572 | 0.38832 | 0.382 | 0.36494 | -125.7248 | -20.0519 | -49.9099 | -39.4503
1 | 8 | 6 | 629.7278 | 624.688 | 617.062 | 704.5556 | 378.8299 | 100.3275 | 0 | 0 | 34.2228 | 71.6019 | 71.4215 | 61.5188 | 0 | 0 | 0 | 0 | 455.2931 | 426.212 | 601.9129 | 674.9054 | 0 | 0 | 0 | 0 | 0.49123 | 8.6332 | -0.51685 | -6.6926 | 0 | 0 | 0 | 0 | -239.1093 | 17.9134 | -55.7555 | -25.1761 | 0.39561 | 0.38891 | 0.3827 | 0.36553 | -94.595 | 6.9667 | -21.3376 | -9.2027
1 | 8 | 7 | 733.1647 | 728.2461 | 720.6619 | 824.406 | 378.8299 | 100.3275 | 0 | 0 | 37.6096 | 81.3451 | 76.4825 | 76.0794 | 0 | 0 | 0 | 0 | 406.469 | 382.5038 | 551.9504 | 623.6045 | 0 | 0 | 0 | 0 | 0.025725 | 10.0937 | 14.452 | 18.3384 | 0 | 0 | 0 | 0 | -89.7696 | 153.976 | 77.7771 | 106.3837 | 0.39512 | 0.39346 | 0.38571 | 0.37033 | -35.4695 | 60.583 | 29.9997 | 39.3971
1 | 8 | 8 | 802.7079 | 798.2894 | 791.1558 | 906.2368 | 378.8299 | 100.3275 | 0 | 0 | 34.2161 | 67.3892 | 61.2105 | 57.2804 | 0 | 0 | 0 | 0 | 415.2352 | 499.2333 | 676.008 | 749.0943 | 0 | 0 | 0 | 0 | -0.19 | -0.80234 | 2.8909 | -3.9716 | 0 | 0 | 0 | 0 | -25.3833 | 132.1417 | 51.0464 | 103.8337 | 0.39371 | 0.38507 | 0.38401 | 0.3747 | -9.9936 | 50.8833 | 19.6021 | 38.9069
1 | 8 | 9 | 802.685 | 798.4377 | 791.3593 | 906.2695 | 378.8299 | 100.3275 | 0 | 0 | 28.7792 | 51.4939 | 52.2393 | 55.7068 | 0 | 0 | 0 | 0 | 453.7819 | 738.9148 | 960.7243 | 1053.8314 | 0 | 0 | 0 | 0 | -0.22291 | -7.9615 | -5.7928 | -7.038 | 0 | 0 | 0 | 0 | -58.4831 | -84.3369 | -215.8115 | -196.2308 | 0.37693 | 0.19574 | 0.19483 | 0.1952 | -22.0442 | -16.5079 | -42.0456 | -38.3046
1 | 8 | 10 | 809.4452 | 805.1946 | 798.0609 | 913.8892 | 378.8299 | 100.3275 | 0 | 0 | 29.8088 | 49.8129 | 51.5604 | 49.2522 | 0 | 0 | 0 | 0 | 451.2654 | 854.1982 | 1094.1196 | 1209.023 | 0 | 0 | 0 | 0 | -0.42922 | -6.8713 | -16.1745 | -51.967 | 0 | 0 | 0 | 0 | -50.0298 | -192.2727 | -331.4446 | -292.419 | 0.37868 | 0.19544 | 0.19523 | 0.10268 | -18.9451 | -37.5774 | -64.7095 | -30.0265
1 | 8 | 11 | 803.6544 | 799.5972 | 792.649 | 907.7211 | 378.8299 | 100.3275 | 0 | 0 | 26.8639 | 46.8571 | 47.9886 | 47.6414 | 0 | 0 | 0 | 0 | 442.0703 | 904.1414 | 1144.2086 | 1276.0608 | 0 | 0 | 0 | 0 | -0.42003 | -9.7659 | -21.2795 | -48.5868 | 0 | 0 | 0 | 0 | -43.6897 | -241.9629 | -378.2687 | -367.3944 | 0.37978 | 0.19887 | 0.19965 | 0.10268 | -16.5923 | -48.1183 | -75.5213 | -37.7251
1 | 8 | 12 | 792.3564 | 788.5827 | 781.9066 | 895.4269 | 378.8299 | 100.3275 | 0 | 0 | 25.0922 | 47.003 | 48.518 | 44.8066 | 0 | 0 | 0 | 0 | 405.609 | 898.2715 | 1132.7575 | 1270.8779 | 0 | 0 | 0 | 0 | -0.79343 | -9.7115 | -22.4647 | -50.0996 | 0 | 0 | 0 | 0 | -16.3813 | -247.3078 | -376.9042 | -370.158 | 0.37904 | 0.19928 | 0.19965 | 0.10268 | -6.2092 | -49.2834 | -75.2489 | -38.0089
1 | 8 | 13 | 775.2806 | 772.8339 | 767.614 | 880.0563 | 378.8299 | 100.3275 | 0 | 0 | 26.0455 | 46.9939 | 48.0516 | 44.6959 | 0 | 0 | 0 | 0 | 369.9028 | 875.6208 | 1104.6745 | 1240.5613 | 0 | 0 | 0 | 0 | -0.73289 | -9.5666 | -22.2233 | -49.1282 | 0 | 0 | 0 | 0 | 1.2352 | -240.5417 | -362.8888 | -356.0728 | 0.37914 | 0.19928 | 0.19965 | 0.10268 | 0.46832 | -47.935 | -72.4507 | -36.5626
1 | 8 | 14 | 763.9007 | 762.1523 | 757.6674 | 869.0749 | 378.8299 | 100.3275 | 0 | 0 | 27.4571 | 48.1931 | 48.0734 | 44.6361 | 0 | 0 | 0 | 0 | 345.6021 | 831.7762 | 1049.4759 | 1183.0571 | 0 | 0 | 0 | 0 | -0.84364 | -10.1206 | -20.1686 | -38.5848 | 0 | 0 | 0 | 0 | 12.8552 | -208.0238 | -319.7134 | -320.0334 | 0.37923 | 0.19925 | 0.19951 | 0.10268 | 4.8751 | -41.4495 | -63.7871 | -32.862
1 | 8 | 15 | 747.5518 | 746.684 | 743.1927 | 853.1689 | 378.8299 | 100.3275 | 0 | 0 | 27.8466 | 50.1417 | 50.3916 | 44.8966 | 0 | 0 | 0 | 0 | 320.1314 | 759.6738 | 963.6739 | 1101.0188 | 0 | 0 | 0 | 0 | -0.7055 | -7.3277 | -14.7198 | -30.1282 | 0 | 0 | 0 | 0 | 21.4493 | -156.1313 | -256.153 | -262.6182 | 0.37903 | 0.19565 | 0.19571 | 0.097328 | 8.13 | -30.5466 | -50.1322 | -25.5602
1 | 8 | 16 | 740.1665 | 741.7018 | 740.866 | 852.6693 | 378.8299 | 100.3275 | 0 | 0 | 28.4741 | 57.9441 | 52.127 | 57.5736 | 0 | 0 | 0 | 0 | 260.5193 | 585.9689 | 761.1723 | 901.0081 | 0 | 0 | 0 | 0 | -0.13843 | -4.1094 | -0.67978 | -4.1315 | 0 | 0 | 0 | 0 | 72.4816 | 1.5707 | -71.7536 | -101.7808 | 0.37973 | 0.1927 | 0.19404 | 0.18663 | 27.5238 | 0.30267 | -13.9234 | -18.995
1 | 8 | 17 | 761.0902 | 764.801 | 766.2924 | 883.9004 | 378.8299 | 100.3275 | 0 | 0 | 35.326 | 70.49 | 60.1886 | 75.9532 | 0 | 0 | 0 | 0 | 166.7797 | 292.2983 | 409.3487 | 536.3576 | 141.5984 | 151.5027 | 151.5027 | 151.5027 | -0.19919 | -0.26113 | -0.86071 | 11.7797 | 0 | 0 | 0 | 0 | 38.7555 | 150.4436 | 146.1131 | 108.3072 | 0.39657 | 0.40209 | 0.39866 | 0.38696 | 15.3692 | 60.4925 | 58.2498 | 41.9106
1 | 8 | 18 | 851.4836 | 859.6571 | 866.1037 | 1003.6366 | 378.8299 | 100.3275 | 0 | 0 | 41.4042 | 84.0215 | 80.3574 | 84.5208 | 0 | 0 | 0 | 0 | 141.3047 | 145.6675 | 229.4628 | 351.6727 | 141.5984 | 151.5027 | 151.5027 | 151.5027 | 0.45155 | 5.8262 | 8.4445 | 38.9977 | 0 | 0 | 0 | 0 | 147.8949 | 372.3117 | 396.3363 | 376.9426 | 0.40419 | 0.40413 | 0.39849 | 0.38211 | 59.7769 | 150.4607 | 157.9359 | 144.0353
1 | 8 | 19 | 885.9627 | 897.3278 | 907.369 | 1054.5258 | 378.8299 | 100.3275 | 0 | 0 | 42.8898 | 82.1359 | 82.0978 | 88.0252 | 0 | 0 | 0 | 0 | 165.496 | 171.3054 | 255.0815 | 383.3244 | 141.5984 | 151.5027 | 151.5027 | 151.5027 | 0.69155 | 5.2843 | 11.0632 | 33.6304 | 0 | 0 | 0 | 0 | 156.457 | 386.7719 | 407.6238 | 398.043 | 0.40616 | 0.40567 | 0.40134 | 0.38379 | 63.5462 | 156.9037 | 163.5948 | 152.7668
1 | 8 | 20 | 882.3798 | 894.8143 | 906.124 | 1054.2945 | 378.8299 | 100.3275 | 0 | 0 | 40.6181 | 86.6082 | 90.5505 | 96.9021 | 0 | 0 | 0 | 0 | 160.9455 | 163.1309 | 248.7601 | 379.0177 | 141.5984 | 151.5027 | 151.5027 | 151.5027 | 0.56658 | 0.84582 | 5.2907 | 28.7915 | 0 | 0 | 0 | 0 | 159.8213 | 392.3993 | 410.02 | 398.0805 | 0.40529 | 0.40498 | 0.3998 | 0.38283 | 64.7745 | 158.915 | 163.9277 | 152.3961
1 | 8 | 21 | 851.932 | 864.2436 | 875.5257 | 1019.0335 | 378.8299 | 100.3275 | 0 | 0 | 41.2797 | 81.9237 | 83.8568 | 95.871 | 0 | 0 | 0 | 0 | 159.9567 | 159.3004 | 244.8588 | 363.4542 | 141.5984 | 151.5027 | 151.5027 | 151.5027 | 0.37596 | 1.4536 | 4.3384 | 36.5466 | 0 | 0 | 0 | 0 | 129.8913 | 369.7357 | 390.9689 | 371.6589 | 0.40397 | 0.40336 | 0.39852 | 0.38167 | 52.4716 | 149.1363 | 155.8098 | 141.8508
1 | 8 | 22 | 790.338 | 802.4626 | 813.752 | 947.8889 | 378.8299 | 100.3275 | 0 | 0 | 40.3094 | 82.2735 | 89.366 | 91.9562 | 0 | 0 | 0 | 0 | 163.2126 | 160.1295 | 249.2846 | 350.9819 | 141.5984 | 151.5027 | 151.5027 | 151.5027 | 0.5743 | 5.0557 | 13.5128 | 8.1223 | 0 | 0 | 0 | 0 | 65.8134 | 303.1737 | 310.0859 | 345.3258 | 0.40092 | 0.40074 | 0.39596 | 0.37797 | 26.3862 | 121.4945 | 122.7806 | 130.5224
1 | 8 | 23 | 709.4864 | 720.498 | 730.7166 | 851.1279 | 378.8299 | 100.3275 | 0 | 0 | 37.605 | 79.9929 | 87.78 | 88.942 | 0 | 0 | 0 | 0 | 157.5581 | 154.3713 | 255.3088 | 343.0957 | 0 | 0 | 0 | 0 | 0.30992 | 5.6017 | 4.1367 | 28.6682 | 0 | 0 | 0 | 0 | 135.1835 | 380.2047 | 383.4911 | 390.422 | 0.39777 | 0.39563 | 0.3915 | 0.37266 | 53.7722 | 150.4193 | 150.1374 | 145.4964
1 | 8 | 24 | 635.1638 | 643.4646 | 650.797 | 756.3845 | 378.8299 | 100.3275 | 0 | 0 | 31.5149 | 79.002 | 81.5871 | 81.3454 | 0 | 0 | 0 | 0 | 142.712 | 139.3624 | 238.3096 | 318.6618 | 0 | 0 | 0 | 0 | -0.21786 | 4.6043 | 11.7543 | 13.3911 | 0 | 0 | 0 | 0 | 82.3248 | 320.1683 | 319.1461 | 342.9862 | 0.39698 | 0.39267 | 0.38667 | 0.36903 | 32.6814 | 125.7218 | 123.4034 | 126.5738
1 | 9 | 1 | 586.0961 | 590.8262 | 594.2285 | 687.6506 | 378.8299 | 100.3275 | 0 | 0 | 30.7371 | 67.4166 | 72.208 | 71.2741 | 0 | 0 | 0 | 0 | 140.7989 | 136.6295 | 224.8814 | 301.5924 | 0 | 0 | 0 | 0 | 0.22597 | -0.46495 | 2.8892 | 15.4648 | 0 | 0 | 0 | 0 | 35.5042 | 286.9175 | 294.2499 | 299.3193 | 0.399 | 0.39187 | 0.38588 | 0.36679 | 14.1662 | 112.4344 | 113.5451 | 109.786
1 | 9 | 2 | 557.2697 | 559.2917 | 559.7308 | 645.3016 | 378.8299 | 100.3275 | 0 | 0 | 29.8385 | 59.6359 | 61.373 | 63.0662 | 0 | 0 | 0 | 0 | 153.6343 | 147.6396 | 230.0597 | 306.5175 | 0 | 0 | 0 | 0 | 0.21324 | 1.4983 | -0.99528 | -0.46838 | 0 | 0 | 0 | 0 | -5.2462 | 250.1906 | 269.2934 | 276.1863 | 0.39922 | 0.39186 | 0.38422 | 0.36646 | -2.0944 | 98.0407 | 103.4678 | 101.212
1 | 9 | 3 | 546.6668 | 546.5774 | 544.7318 | 626.132 | 378.8299 | 100.3275 | 0 | 0 | 29.9745 | 58.5101 | 61.3864 | 56.6375 | 0 | 0 | 0 | 0 | 163.0146 | 154.8839 | 235.1491 | 320.0673 | 0 | 0 | 0 | 0 | -0.20254 | -1.6205 | 12.5461 | -17.3473 | 0 | 0 | 0 | 0 | -24.9496 | 234.4765 | 235.6502 | 266.7745 | 0.39872 | 0.3916 | 0.38238 | 0.3658 | -9.948 | 91.8198 | 90.1089 | 97.5859
1 | 9 | 4 | 542.8496 | 540.8291 | 536.8209 | 615.1294 | 378.8299 | 100.3275 | 0 | 0 | 28.6135 | 60.8307 | 58.3383 | 46.9639 | 0 | 0 | 0 | 0 | 169.0096 | 159.0205 | 233.7749 | 326.1361 | 0 | 0 | 0 | 0 | -0.18951 | -0.31489 | -4.0495 | -8.9138 | 0 | 0 | 0 | 0 | -33.414 | 220.9653 | 248.7572 | 250.9432 | 0.39774 | 0.39105 | 0.38218 | 0.36579 | -13.2902 | 86.4075 | 95.071 | 91.7913
1 | 9 | 5 | 562.5911 | 558.9096 | 552.9785 | 632.0926 | 378.8299 | 100.3275 | 0 | 0 | 26.6163 | 67.301 | 61.7632 | 53.3728 | 0 | 0 | 0 | 0 | 171.1444 | 159.8792 | 228.559 | 320.9381 | 0 | 0 | 0 | 0 | -0.26257 | -0.35029 | 1.71 | -4.0426 | 0 | 0 | 0 | 0 | -13.7369 | 231.7521 | 260.9464 | 261.8243 | 0.39572 | 0.38832 | 0.382 | 0.36494 | -5.436 | 89.9929 | 99.6813 | 95.551
1 | 9 | 6 | 618.6907 | 613.347 | 605.3614 | 690.6612 | 378.8299 | 100.3275 | 0 | 0 | 34.2228 | 71.6019 | 71.4215 | 61.5188 | 0 | 0 | 0 | 0 | 195.5887 | 181.7065 | 243.2946 | 334.3293 | 0 | 0 | 0 | 0 | 0.49123 | 8.6332 | -0.51685 | -6.6926 | 0 | 0 | 0 | 0 | 9.558 | 251.0779 | 291.1622 | 301.5057 | 0.39561 | 0.38891 | 0.3827 | 0.36553 | 3.7813 | 97.6465 | 111.4276 | 110.2108
1 | 9 | 7 | 724.3973 | 719.2352 | 711.3628 | 813.3612 | 378.8299 | 100.3275 | 0 | 0 | 37.6096 | 81.3451 | 76.4825 | 76.0794 | 0 | 0 | 0 | 0 | 229.1258 | 212.0074 | 267.1941 | 370.1885 | 0 | 0 | 0 | 0 | 0.025725 | 10.0937 | 14.452 | 18.3384 | 0 | 0 | 0 | 0 | 78.8061 | 315.4615 | 353.2343 | 348.7549 | 0.39512 | 0.39346 | 0.38571 | 0.37033 | 31.1376 | 124.1206 | 136.2472 | 129.1543
1 | 9 | 8 | 792.113 | 787.399 | 779.9155 | 892.8851 | 378.8299 | 100.3275 | 0 | 0 | 34.2161 | 67.3892 | 61.2105 | 57.2804 | 0 | 0 | 0 | 0 | 293.7777 | 379.3738 | 440.8627 | 551.3638 | 0 | 0 | 0 | 0 | -0.19 | -0.80234 | 2.8909 | -3.9716 | 0 | 0 | 0 | 0 | 85.4793 | 241.1108 | 274.9513 | 288.2125 | 0.39371 | 0.38507 | 0.38401 | 0.3747 | 33.6537 | 92.8435 | 105.5827 | 107.9944
1 | 9 | 9 | 790.6063 | 786.0217 | 778.5438 | 891.0463 | 378.8299 | 100.3275 | 0 | 0 | 28.7792 | 51.4939 | 52.2393 | 55.7068 | 0 | 0 | 0 | 0 | 376.4791 | 656.8779 | 767.8783 | 887.5045 | 0 | 0 | 0 | 0 | -0.22291 | -7.9615 | -5.7928 | -7.038 | 0 | 0 | 0 | 0 | 6.741 | -14.7161 | -35.781 | -45.127 | 0.37693 | 0.19574 | 0.19483 | 0.1952 | 2.5409 | -2.8805 | -6.9711 | -8.8089
1 | 9 | 10 | 798.0047 | 793.4316 | 785.9158 | 899.4593 | 378.8299 | 100.3275 | 0 | 0 | 29.8088 | 49.8129 | 51.5604 | 49.2522 | 0 | 0 | 0 | 0 | 396.2487 | 789.1334 | 914.116 | 1044.3343 | 0 | 0 | 0 | 0 | -0.42922 | -6.8713 | -16.1745 | -51.967 | 0 | 0 | 0 | 0 | -6.4535 | -138.9709 | -163.5862 | -142.1602 | 0.37868 | 0.19544 | 0.19523 | 0.10268 | -2.4438 | -27.1602 | -31.9377 | -14.5974
1 | 9 | 11 | 795.1219 | 790.8266 | 783.5967 | 896.9684 | 378.8299 | 100.3275 | 0 | 0 | 26.8639 | 46.8571 | 47.9886 | 47.6414 | 0 | 0 | 0 | 0 | 400.3686 | 852.9588 | 978.3132 | 1122.2329 | 0 | 0 | 0 | 0 | -0.42003 | -9.7659 | -21.2795 | -48.5868 | 0 | 0 | 0 | 0 | -10.5206 | -199.5509 | -221.4256 | -224.3191 | 0.37978 | 0.19887 | 0.19965 | 0.10268 | -3.9955 | -39.6839 | -44.2076 | -23.0338
1 | 9 | 12 | 789.7644 | 785.9212 | 779.1631 | 892.171 | 378.8299 | 100.3275 | 0 | 0 | 25.0922 | 47.003 | 48.518 | 44.8066 | 0 | 0 | 0 | 0 | 381.7576 | 853.8372 | 977.9728 | 1129.6002 | 0 | 0 | 0 | 0 | -0.79343 | -9.7115 | -22.4647 | -50.0996 | 0 | 0 | 0 | 0 | 4.8781 | -205.535 | -224.863 | -232.1363 | 0.37904 | 0.19928 | 0.19965 | 0.10268 | 1.849 | -40.9589 | -44.8939 | -23.8364
1 | 9 | 13 | 774.4183 | 771.9515 | 766.7082 | 878.9844 | 378.8299 | 100.3275 | 0 | 0 | 26.0455 | 46.9939 | 48.0516 | 44.6959 | 0 | 0 | 0 | 0 | 380.9603 | 860.3786 | 989.7387 | 1141.7922 | 0 | 0 | 0 | 0 | -0.73289 | -9.5666 | -22.2233 | -49.1282 | 0 | 0 | 0 | 0 | -10.6846 | -226.1819 | -248.8588 | -258.3756 | 0.37914 | 0.19928 | 0.19965 | 0.10268 | -4.051 | -45.0734 | -49.6847 | -26.5308
1 | 9 | 14 | 758.7639 | 756.8785 | 752.2317 | 862.6246 | 378.8299 | 100.3275 | 0 | 0 | 27.4571 | 48.1931 | 48.0734 | 44.6361 | 0 | 0 | 0 | 0 | 385.4666 | 837.8684 | 964.0877 | 1108.3611 | 0 | 0 | 0 | 0 | -0.84364 | -10.1206 | -20.1686 | -38.5848 | 0 | 0 | 0 | 0 | -32.146 | -219.3898 | -239.7608 | -251.7877 | 0.37923 | 0.19925 | 0.19951 | 0.10268 | -12.1909 | -43.7142 | -47.8355 | -25.8543
1 | 9 | 15 | 747.9815 | 747.132 | 743.6627 | 853.7337 | 378.8299 | 100.3275 | 0 | 0 | 27.8466 | 50.1417 | 50.3916 | 44.8966 | 0 | 0 | 0 | 0 | 396.7734 | 796.1623 | 915.8629 | 1052.7271 | 0 | 0 | 0 | 0 | -0.7055 | -7.3277 | -14.7198 | -30.1282 | 0 | 0 | 0 | 0 | -54.7629 | -192.1718 | -207.872 | -213.7618 | 0.37903 | 0.19565 | 0.19571 | 0.097328 | -20.7568 | -37.5978 | -40.683 | -20.8051
1 | 9 | 16 | 744.3703 | 746.0272 | 745.3357 | 857.9832 | 378.8299 | 100.3275 | 0 | 0 | 28.4741 | 57.9441 | 52.127 | 57.5736 | 0 | 0 | 0 | 0 | 429.4797 | 709.8025 | 812.0748 | 940.2688 | 0 | 0 | 0 | 0 | -0.13843 | -4.1094 | -0.67978 | -4.1315 | 0 | 0 | 0 | 0 | -92.275 | -117.9375 | -118.1864 | -135.7276 | 0.37973 | 0.1927 | 0.19404 | 0.18663 | -35.04 | -22.7267 | -22.9334 | -25.3304
1 | 9 | 17 | 756.3544 | 759.9358 | 761.2739 | 877.9419 | 378.8299 | 100.3275 | 0 | 0 | 35.326 | 70.49 | 60.1886 | 75.9532 | 0 | 0 | 0 | 0 | 431.4772 | 512.7947 | 581.7697 | 700.7372 | 141.5984 | 151.5027 | 151.5027 | 151.5027 | -0.19919 | -0.26113 | -0.86071 | 11.7797 | 0 | 0 | 0 | 0 | -230.6778 | -74.9181 | -31.3264 | -62.0309 | 0.39657 | 0.40209 | 0.39866 | 0.38696 | -91.4795 | -30.1241 | -12.4887 | -24.0035
1 | 9 | 18 | 838.443 | 846.2541 | 852.2718 | 987.208 | 378.8299 | 100.3275 | 0 | 0 | 41.4042 | 84.0215 | 80.3574 | 84.5208 | 0 | 0 | 0 | 0 | 404.1921 | 365.0829 | 408.7872 | 519.3787 | 141.5984 | 151.5027 | 151.5027 | 151.5027 | 0.45155 | 5.8262 | 8.4445 | 38.9977 | 0 | 0 | 0 | 0 | -128.0331 | 139.4934 | 203.1801 | 192.808 | 0.40419 | 0.40413 | 0.39849 | 0.38211 | -51.7491 | 56.3729 | 80.9651 | 73.6748
1 | 9 | 19 | 875.2139 | 886.2805 | 895.9685 | 1040.9852 | 378.8299 | 100.3275 | 0 | 0 | 42.8898 | 82.1359 | 82.0978 | 88.0252 | 0 | 0 | 0 | 0 | 398.5205 | 360.6992 | 408.4185 | 511.5705 | 141.5984 | 151.5027 | 151.5027 | 151.5027 | 0.69155 | 5.2843 | 11.0632 | 33.6304 | 0 | 0 | 0 | 0 | -87.3162 | 186.3309 | 242.8862 | 256.2564 | 0.40616 | 0.40567 | 0.40134 | 0.38379 | -35.4642 | 75.5898 | 97.4794 | 98.3498
1 | 9 | 20 | 860.5744 | 872.4026 | 882.9946 | 1026.8225 | 378.8299 | 100.3275 | 0 | 0 | 40.6181 | 86.6082 | 90.5505 | 96.9021 | 0 | 0 | 0 | 0 | 353.424 | 320.2155 | 381.5652 | 477.0428 | 141.5984 | 151.5027 | 151.5027 | 151.5027 | 0.56658 | 0.84582 | 5.2907 | 28.7915 | 0 | 0 | 0 | 0 | -54.4627 | 212.9029 | 254.0855 | 272.5834 | 0.40529 | 0.40498 | 0.3998 | 0.38283 | -22.0733 | 86.222 | 101.5845 | 104.3524
1 | 9 | 21 | 834.611 | 846.4393 | 857.1493 | 997.2052 | 378.8299 | 100.3275 | 0 | 0 | 41.2797 | 81.9237 | 83.8568 | 95.871 | 0 | 0 | 0 | 0 | 377.1245 | 342.6548 | 417.181 | 513.0341 | 141.5984 | 151.5027 | 151.5027 | 151.5027 | 0.37596 | 1.4536 | 4.3384 | 36.5466 | 0 | 0 | 0 | 0 | -104.5975 | 168.577 | 200.2704 | 200.2507 | 0.40397 | 0.40336 | 0.39852 | 0.38167 | -42.2538 | 67.9971 | 79.8122 | 76.4296
1 | 9 | 22 | 783.8988 | 795.8417 | 806.916 | 939.7668 | 378.8299 | 100.3275 | 0 | 0 | 40.3094 | 82.2735 | 89.366 | 91.9562 | 0 | 0 | 0 | 0 | 437.1048 | 398.2977 | 486.9221 | 588.6298 | 141.5984 | 151.5027 | 151.5027 | 151.5027 | 0.5743 | 5.0557 | 13.5128 | 8.1223 | 0 | 0 | 0 | 0 | -214.518 | 58.3847 | 65.6124 | 99.5559 | 0.40092 | 0.40074 | 0.39596 | 0.37797 | -86.0054 | 23.3972 | 25.9797 | 37.629
1 | 9 | 23 | 702.121 | 712.9273 | 722.9028 | 841.8464 | 378.8299 | 100.3275 | 0 | 0 | 37.605 | 79.9929 | 87.78 | 88.942 | 0 | 0 | 0 | 0 | 485.9219 | 443.6495 | 542.5576 | 651.9692 | 0 | 0 | 0 | 0 | 0.30992 | 5.6017 | 4.1367 | 28.6682 | 0 | 0 | 0 | 0 | -200.5457 | 83.3557 | 88.4285 | 72.2671 | 0.39777 | 0.39563 | 0.3915 | 0.37266 | -79.7715 | 32.9778 | 34.6199 | 26.9314
1 | 9 | 24 | 627.9878 | 636.0858 | 643.178 | 747.3316 | 378.8299 | 100.3275 | 0 | 0 | 31.5149 | 79.002 | 81.5871 | 81.3454 | 0 | 0 | 0 | 0 | 492.6556 | 449.9479 | 565.6995 | 684.8564 | 0 | 0 | 0 | 0 | -0.21786 | 4.6043 | 11.7543 | 13.3911 | 0 | 0 | 0 | 0 | -274.7948 | 2.2041 | -15.8629 | -32.2614 | 0.39698 | 0.39267 | 0.38667 | 0.36903 | -109.0884 | 0.86548 | -6.1337 | -11.9056
1 | 10 | 1 | 581.6396 | 586.2474 | 589.5051 | 682.042 | 378.8299 | 100.3275 | 0 | 0 | 30.7371 | 67.4166 | 72.208 | 71.2741 | 0 | 0 | 0 | 0 | 501.4686 | 457.8471 | 585.6081 | 709.3882 | 0 | 0 | 0 | 0 | 0.22597 | -0.46495 | 2.8892 | 15.4648 | 0 | 0 | 0 | 0 | -329.622 | -38.8787 | -71.2002 | -114.0851 | 0.399 | 0.39187 | 0.38588 | 0.36679 | -131.519 | -15.2354 | -27.4747 | -41.8448
1 | 10 | 2 | 554.3617 | 556.3039 | 556.6485 | 641.6415 | 378.8299 | 100.3275 | 0 | 0 | 29.8385 | 59.6359 | 61.373 | 63.0662 | 0 | 0 | 0 | 0 | 516.0828 | 471.8232 | 600.6422 | 724.6983 | 0 | 0 | 0 | 0 | 0.21324 | 1.4983 | -0.99528 | -0.46838 | 0 | 0 | 0 | 0 | -370.6027 | -76.9809 | -104.3714 | -145.6547 | 0.39922 | 0.39186 | 0.38422 | 0.36646 | -147.9532 | -30.1661 | -40.1015 | -53.377
1 | 10 | 3 | 542.5126 | 542.3078 | 540.3258 | 620.8989 | 378.8299 | 100.3275 | 0 | 0 | 29.9745 | 58.5101 | 61.3864 | 56.6375 | 0 | 0 | 0 | 0 | 526.9899 | 482.3435 | 612.3914 | 735.435 | 0 | 0 | 0 | 0 | -0.20254 | -1.6205 | 12.5461 | -17.3473 | 0 | 0 | 0 | 0 | -393.0792 | -97.2528 | -145.9981 | -153.8262 | 0.39872 | 0.3916 | 0.38238 | 0.3658 | -156.7293 | -38.0837 | -55.8274 | -56.2695
1 | 10 | 4 | 542.1278 | 540.0868 | 536.0543 | 614.2184 | 378.8299 | 100.3275 | 0 | 0 | 28.6135 | 60.8307 | 58.3383 | 46.9639 | 0 | 0 | 0 | 0 | 515.8991 | 472.869 | 609.5677 | 737.3221 | 0 | 0 | 0 | 0 | -0.18951 | -0.31489 | -4.0495 | -8.9138 | 0 | 0 | 0 | 0 | -381.0252 | -93.6255 | -127.8022 | -161.1538 | 0.39774 | 0.39105 | 0.38218 | 0.36579 | -151.5499 | -36.6118 | -48.8439 | -58.9477
1 | 10 | 5 | 563.582 | 559.9298 | 554.0335 | 633.3474 | 378.8299 | 100.3275 | 0 | 0 | 26.6163 | 67.301 | 61.7632 | 53.3728 | 0 | 0 | 0 | 0 | 462.6776 | 425.4819 | 568.3603 | 708.4412 | 0 | 0 | 0 | 0 | -0.26257 | -0.35029 | 1.71 | -4.0426 | 0 | 0 | 0 | 0 | -304.2792 | -32.8304 | -77.7999 | -124.424 | 0.39572 | 0.38832 | 0.382 | 0.36494 | -120.4093 | -12.7485 | -29.7195 | -45.4077
1 | 10 | 6 | 620.4868 | 615.1928 | 607.2661 | 692.9233 | 378.8299 | 100.3275 | 0 | 0 | 34.2228 | 71.6019 | 71.4215 | 61.5188 | 0 | 0 | 0 | 0 | 401.6625 | 370.9766 | 518.7809 | 656.6698 | 0 | 0 | 0 | 0 | 0.49123 | 8.6332 | -0.51685 | -6.6926 | 0 | 0 | 0 | 0 | -194.7197 | 63.6536 | 17.5805 | -18.5727 | 0.39561 | 0.38891 | 0.3827 | 0.36553 | -77.0338 | 24.7555 | 6.7281 | -6.789
1 | 10 | 7 | 726.1141 | 721.0013 | 713.1874 | 815.53 | 378.8299 | 100.3275 | 0 | 0 | 37.6096 | 81.3451 | 76.4825 | 76.0794 | 0 | 0 | 0 | 0 | 348.3621 | 323.5175 | 470.0415 | 600.2418 | 0 | 0 | 0 | 0 | 0.025725 | 10.0937 | 14.452 | 18.3384 | 0 | 0 | 0 | 0 | -38.7133 | 205.7175 | 152.2115 | 120.8704 | 0.39512 | 0.39346 | 0.38571 | 0.37033 | -15.2963 | 80.9411 | 58.71 | 44.7619
1 | 10 | 8 | 798.3539 | 793.831 | 786.5748 | 900.8127 | 378.8299 | 100.3275 | 0 | 0 | 34.2161 | 67.3892 | 61.2105 | 57.2804 | 0 | 0 | 0 | 0 | 346.6192 | 352.5242 | 495.0819 | 608.5048 | 0 | 0 | 0 | 0 | -0.19 | -0.80234 | 2.8909 | -3.9716 | 0 | 0 | 0 | 0 | 38.8787 | 274.3925 | 227.3914 | 238.9991 | 0.39371 | 0.38507 | 0.38401 | 0.3747 | 15.3068 | 105.6591 | 87.3194 | 89.5539
1 | 10 | 9 | 796.7929 | 792.3946 | 785.1382 | 898.8935 | 378.8299 | 100.3275 | 0 | 0 | 28.7792 | 51.4939 | 52.2393 | 55.7068 | 0 | 0 | 0 | 0 | 423.8596 | 545.4515 | 712.7833 | 821.9638 | 0 | 0 | 0 | 0 | -0.22291 | -7.9615 | -5.7928 | -7.038 | 0 | 0 | 0 | 0 | -34.4528 | 103.0833 | 25.9084 | 28.2609 | 0.37693 | 0.19574 | 0.19483 | 0.1952 | -12.9864 | 20.1773 | 5.0476 | 5.5166
1 | 10 | 10 | 805.6762 | 801.3322 | 794.0885 | 909.1827 | 378.8299 | 100.3275 | 0 | 0 | 29.8088 | 49.8129 | 51.5604 | 49.2522 | 0 | 0 | 0 | 0 | 459.3241 | 669.2455 | 857.2632 | 981.04 | 0 | 0 | 0 | 0 | -0.42922 | -6.8713 | -16.1745 | -51.967 | 0 | 0 | 0 | 0 | -61.8575 | -11.1824 | -98.5605 | -69.1425 | 0.37868 | 0.19544 | 0.19523 | 0.10268 | -23.424 | -2.1855 | -19.2424 | -7.0998
1 | 10 | 11 | 801.8223 | 797.7199 | 790.7189 | 905.4346 | 378.8299 | 100.3275 | 0 | 0 | 26.8639 | 46.8571 | 47.9886 | 47.6414 | 0 | 0 | 0 | 0 | 498.8646 | 763.0643 | 959.5546 | 1095.1583 | 0 | 0 | 0 | 0 | -0.42003 | -9.7659 | -21.2795 | -48.5868 | 0 | 0 | 0 | 0 | -102.3162 | -102.7631 | -195.5449 | -188.7784 | 0.37978 | 0.19887 | 0.19965 | 0.10268 | -38.8573 | -20.4361 | -39.0405 | -19.3843
1 | 10 | 12 | 791.4016 | 787.606 | 780.9043 | 894.2413 | 378.8299 | 100.3275 | 0 | 0 | 25.0922 | 47.003 | 48.518 | 44.8066 | 0 | 0 | 0 | 0 | 554.0955 | 855.6408 | 1056.4726 | 1206.8288 | 0 | 0 | 0 | 0 | -0.79343 | -9.7115 | -22.4647 | -50.0996 | 0 | 0 | 0 | 0 | -165.8226 | -205.6538 | -301.6215 | -307.2945 | 0.37904 | 0.19928 | 0.19965 | 0.10268 | -62.854 | -40.9826 | -60.2187 | -31.5539
1 | 10 | 13 | 773.446 | 770.9481 | 765.6676 | 877.7442 | 378.8299 | 100.3275 | 0 | 0 | 26.0455 | 46.9939 | 48.0516 | 44.6959 | 0 | 0 | 0 | 0 | 613.8926 | 911.263 | 1118.7947 | 1280.7811 | 0 | 0 | 0 | 0 | -0.73289 | -9.5666 | -22.2233 | -49.1282 | 0 | 0 | 0 | 0 | -244.5891 | -278.0697 | -378.9554 | -398.6046 | 0.37914 | 0.19928 | 0.19965 | 0.10268 | -92.7344 | -55.4136 | -75.6584 | -40.9299
1 | 10 | 14 | 756.8799 | 754.9299 | 750.206 | 860.2061 | 378.8299 | 100.3275 | 0 | 0 | 27.4571 | 48.1931 | 48.0734 | 44.6361 | 0 | 0 | 0 | 0 | 641.8995 | 944.4383 | 1172.7489 | 1338.2251 | 0 | 0 | 0 | 0 | -0.84364 | -10.1206 | -20.1686 | -38.5848 | 0 | 0 | 0 | 0 | -290.463 | -327.9083 | -450.4478 | -484.0703 | 0.37923 | 0.19925 | 0.19951 | 0.10268 | -110.1537 | -65.337 | -89.8704 | -49.7058
1 | 10 | 15 | 743.4253 | 742.4404 | 738.8103 | 847.9612 | 378.8299 | 100.3275 | 0 | 0 | 27.8466 | 50.1417 | 50.3916 | 44.8966 | 0 | 0 | 0 | 0 | 649.6136 | 890.866 | 1119.8308 | 1281.6585 | 0 | 0 | 0 | 0 | -0.7055 | -7.3277 | -14.7198 | -30.1282 | 0 | 0 | 0 | 0 | -312.1593 | -291.5671 | -416.6924 | -448.4656 | 0.37903 | 0.19565 | 0.19571 | 0.097328 | -118.3182 | -57.0442 | -81.5517 | -43.6484
1 | 10 | 16 | 735.5983 | 737.0073 | 736.022 | 846.9165 | 378.8299 | 100.3275 | 0 | 0 | 28.4741 | 57.9441 | 52.127 | 57.5736 | 0 | 0 | 0 | 0 | 606.5424 | 790.3942 | 1002.1294 | 1165.7109 | 0 | 0 | 0 | 0 | -0.13843 | -4.1094 | -0.67978 | -4.1315 | 0 | 0 | 0 | 0 | -278.1096 | -207.5491 | -317.5547 | -372.2364 | 0.37973 | 0.1927 | 0.19404 | 0.18663 | -105.6079 | -39.995 | -61.6195 | -69.4691
1 | 10 | 17 | 756.321 | 759.9061 | 761.2488 | 877.9168 | 378.8299 | 100.3275 | 0 | 0 | 35.326 | 70.49 | 60.1886 | 75.9532 | 0 | 0 | 0 | 0 | 547.3652 | 624.4676 | 815.314 | 984.0089 | 141.5984 | 151.5027 | 151.5027 | 151.5027 | -0.19919 | -0.26113 | -0.86071 | 11.7797 | 0 | 0 | 0 | 0 | -346.5992 | -186.6206 | -264.8958 | -345.3277 | 0.39657 | 0.40209 | 0.39866 | 0.38696 | -137.4503 | -75.039 | -105.604 | -133.6283
1 | 10 | 18 | 832.1388 | 839.7816 | 845.6005 | 979.2911 | 378.8299 | 100.3275 | 0 | 0 | 41.4042 | 84.0215 | 80.3574 | 84.5208 | 0 | 0 | 0 | 0 | 565.8945 | 582.682 | 759.657 | 935.6739 | 141.5984 | 151.5027 | 151.5027 | 151.5027 | 0.45155 | 5.8262 | 8.4445 | 38.9977 | 0 | 0 | 0 | 0 | -296.0397 | -84.5783 | -154.3612 | -231.404 | 0.40419 | 0.40413 | 0.39849 | 0.38211 | -119.6549 | -34.1803 | -61.5113 | -88.4228
1 | 10 | 19 | 877.1395 | 888.2714 | 898.0372 | 1043.4543 | 378.8299 | 100.3275 | 0 | 0 | 42.8898 | 82.1359 | 82.0978 | 88.0252 | 0 | 0 | 0 | 0 | 569.4036 | 594.6229 | 770.0828 | 949.0631 | 141.5984 | 151.5027 | 151.5027 | 151.5027 | 0.69155 | 5.2843 | 11.0632 | 33.6304 | 0 | 0 | 0 | 0 | -256.2737 | -45.6019 | -116.7093 | -178.7671 | 0.40616 | 0.40567 | 0.40134 | 0.38379 | -104.0875 | -18.4996 | -46.8399 | -68.6099
1 | 10 | 20 | 870.1881 | 882.2989 | 893.2264 | 1038.991 | 378.8299 | 100.3275 | 0 | 0 | 40.6181 | 86.6082 | 90.5505 | 96.9021 | 0 | 0 | 0 | 0 | 599.9045 | 636.1878 | 816.4972 | 988.3692 | 141.5984 | 151.5027 | 151.5027 | 151.5027 | 0.56658 | 0.84582 | 5.2907 | 28.7915 | 0 | 0 | 0 | 0 | -291.3294 | -93.1731 | -170.6148 | -226.5745 | 0.40529 | 0.40498 | 0.3998 | 0.38283 | -118.0738 | -37.7335 | -68.2125 | -86.7389
1 | 10 | 21 | 843.7435 | 855.8394 | 866.867 | 1008.7614 | 378.8299 | 100.3275 | 0 | 0 | 41.2797 | 81.9237 | 83.8568 | 95.871 | 0 | 0 | 0 | 0 | 619.2331 | 677.0074 | 855.009 | 1013.0069 | 141.5984 | 151.5027 | 151.5027 | 151.5027 | 0.37596 | 1.4536 | 4.3384 | 36.5466 | 0 | 0 | 0 | 0 | -337.5736 | -156.3755 | -227.8399 | -288.1658 | 0.40397 | 0.40336 | 0.39852 | 0.38167 | -136.3682 | -63.0755 | -90.7993 | -109.9841
1 | 10 | 22 | 785.1529 | 797.1453 | 808.279 | 941.4006 | 378.8299 | 100.3275 | 0 | 0 | 40.3094 | 82.2735 | 89.366 | 91.9562 | 0 | 0 | 0 | 0 | 611.8013 | 686.8017 | 857.6206 | 996.3694 | 141.5984 | 151.5027 | 151.5027 | 151.5027 | 0.5743 | 5.0557 | 13.5128 | 8.1223 | 0 | 0 | 0 | 0 | -387.9604 | -228.8158 | -303.7231 | -306.55 | 0.40092 | 0.40074 | 0.39596 | 0.37797 | -155.5425 | -91.6961 | -120.2612 | -115.8664
1 | 10 | 23 | 705.3778 | 716.2885 | 726.3883 | 846.0006 | 378.8299 | 100.3275 | 0 | 0 | 37.605 | 79.9929 | 87.78 | 88.942 | 0 | 0 | 0 | 0 | 602.3183 | 685.8923 | 853.5905 | 985.793 | 0 | 0 | 0 | 0 | 0.30992 | 5.6017 | 4.1367 | 28.6682 | 0 | 0 | 0 | 0 | -313.6852 | -155.5259 | -219.1188 | -257.4026 | 0.39777 | 0.39563 | 0.3915 | 0.37266 | -124.7753 | -61.5303 | -85.7854 | -95.9248
1 | 10 | 24 | 630.4446 | 638.6243 | 645.8141 | 750.4764 | 378.8299 | 100.3275 | 0 | 0 | 31.5149 | 79.002 | 81.5871 | 81.3454 | 0 | 0 | 0 | 0 | 590.7022 | 680.4202 | 845.7751 | 978.9436 | 0 | 0 | 0 | 0 | -0.21786 | 4.6043 | 11.7543 | 13.3911 | 0 | 0 | 0 | 0 | -370.3845 | -225.7297 | -293.3023 | -323.2037 | 0.39698 | 0.39267 | 0.38667 | 0.36903 | -147.0357 | -88.6382 | -113.4104 | -119.2734
1 | 11 | 1 | 585.2378 | 589.9598 | 593.3536 | 686.6277 | 378.8299 | 100.3275 | 0 | 0 | 30.7371 | 67.4166 | 72.208 | 71.2741 | 0 | 0 | 0 | 0 | 593.957 | 684.4092 | 849.4485 | 983.1617 | 0 | 0 | 0 | 0 | 0.22597 | -0.46495 | 2.8892 | 15.4648 | 0 | 0 | 0 | 0 | -418.5122 | -261.7284 | -331.1921 | -383.2729 | 0.399 | 0.39187 | 0.38588 | 0.36679 | -166.9861 | -102.5635 | -127.8004 | -140.579
1 | 11 | 2 | 558.3813 | 560.4513 | 560.9484 | 646.7653 | 378.8299 | 100.3275 | 0 | 0 | 29.8385 | 59.6359 | 61.373 | 63.0662 | 0 | 0 | 0 | 0 | 538.8931 | 632.3627 | 782.8255 | 927.0111 | 0 | 0 | 0 | 0 | 0.21324 | 1.4983 | -0.99528 | -0.46838 | 0 | 0 | 0 | 0 | -389.3935 | -233.373 | -282.2548 | -342.8437 | 0.39922 | 0.39186 | 0.38422 | 0.36646 | -155.4549 | -91.4505 | -108.4478 | -125.6395
1 | 11 | 3 | 544.7757 | 544.6493 | 542.761 | 623.8072 | 378.8299 | 100.3275 | 0 | 0 | 29.9745 | 58.5101 | 61.3864 | 56.6375 | 0 | 0 | 0 | 0 | 450.5669 | 548.1771 | 695.4243 | 832.2828 | 0 | 0 | 0 | 0 | -0.20254 | -1.6205 | 12.5461 | -17.3473 | 0 | 0 | 0 | 0 | -314.3931 | -160.7448 | -226.5958 | -247.7658 | 0.39872 | 0.3916 | 0.38238 | 0.3658 | -125.3555 | -62.9469 | -86.6466 | -90.6326
1 | 11 | 4 | 541.2615 | 539.2117 | 535.1698 | 613.1835 | 378.8299 | 100.3275 | 0 | 0 | 28.6135 | 60.8307 | 58.3383 | 46.9639 | 0 | 0 | 0 | 0 | 417.4979 | 511.5721 | 662.7551 | 788.9879 | 0 | 0 | 0 | 0 | -0.18951 | -0.31489 | -4.0495 | -8.9138 | 0 | 0 | 0 | 0 | -283.4903 | -133.2037 | -181.8742 | -213.8545 | 0.39774 | 0.39105 | 0.38218 | 0.36579 | -112.7562 | -52.0888 | -69.5094 | -78.2248
1 | 11 | 5 | 559.9573 | 556.2198 | 550.2234 | 628.8379 | 378.8299 | 100.3275 | 0 | 0 | 26.6163 | 67.301 | 61.7632 | 53.3728 | 0 | 0 | 0 | 0 | 398.7087 | 484.4415 | 636.3253 | 752.8314 | 0 | 0 | 0 | 0 | -0.26257 | -0.35029 | 1.71 | -4.0426 | 0 | 0 | 0 | 0 | -243.935 | -95.4999 | -149.575 | -173.3237 | 0.39572 | 0.38832 | 0.382 | 0.36494 | -96.5299 | -37.0841 | -57.1376 | -63.2533
1 | 11 | 6 | 615.0726 | 609.6443 | 601.5596 | 686.1619 | 378.8299 | 100.3275 | 0 | 0 | 34.2228 | 71.6019 | 71.4215 | 61.5188 | 0 | 0 | 0 | 0 | 384.5817 | 465.4228 | 620.6021 | 740.1276 | 0 | 0 | 0 | 0 | 0.49123 | 8.6332 | -0.51685 | -6.6926 | 0 | 0 | 0 | 0 | -183.0531 | -36.3411 | -89.9472 | -108.7919 | 0.39561 | 0.38891 | 0.3827 | 0.36553 | -72.4184 | -14.1334 | -34.4228 | -39.7673
1 | 11 | 7 | 718.9192 | 713.6166 | 705.5786 | 806.5032 | 378.8299 | 100.3275 | 0 | 0 | 37.6096 | 81.3451 | 76.4825 | 76.0794 | 0 | 0 | 0 | 0 | 376.9413 | 456.5744 | 612.826 | 738.215 | 0 | 0 | 0 | 0 | 0.025725 | 10.0937 | 14.452 | 18.3384 | 0 | 0 | 0 | 0 | -74.4874 | 65.2759 | 1.8182 | -26.1296 | 0.39512 | 0.39346 | 0.38571 | 0.37033 | -29.4312 | 25.6833 | 0.70132 | -9.6766
1 | 11 | 8 | 785.1105 | 780.2274 | 772.5453 | 884.1575 | 378.8299 | 100.3275 | 0 | 0 | 34.2161 | 67.3892 | 61.2105 | 57.2804 | 0 | 0 | 0 | 0 | 425.4912 | 600.6923 | 761.2406 | 887.4449 | 0 | 0 | 0 | 0 | -0.19 | -0.80234 | 2.8909 | -3.9716 | 0 | 0 | 0 | 0 | -53.2367 | 12.6208 | -52.7968 | -56.5962 | 0.39371 | 0.38507 | 0.38401 | 0.3747 | -20.9596 | 4.8598 | -20.2742 | -21.2068
1 | 11 | 9 | 794.0128 | 789.5454 | 782.2077 | 895.4212 | 378.8299 | 100.3275 | 0 | 0 | 28.7792 | 51.4939 | 52.2393 | 55.7068 | 0 | 0 | 0 | 0 | 611.948 | 911.9384 | 1108.4327 | 1236.3917 | 0 | 0 | 0 | 0 | -0.22291 | -7.9615 | -5.7928 | -7.038 | 0 | 0 | 0 | 0 | -225.3214 | -266.2528 | -372.6716 | -389.6393 | 0.37693 | 0.19574 | 0.19483 | 0.1952 | -84.9311 | -52.1158 | -72.6059 | -76.0583
1 | 11 | 10 | 801.3086 | 796.8487 | 789.4681 | 903.7005 | 378.8299 | 100.3275 | 0 | 0 | 29.8088 | 49.8129 | 51.5604 | 49.2522 | 0 | 0 | 0 | 0 | 771.17 | 1149.5946 | 1372.889 | 1501.714 | 0 | 0 | 0 | 0 | -0.42922 | -6.8713 | -16.1745 | -51.967 | 0 | 0 | 0 | 0 | -378.071 | -496.015 | -618.8068 | -595.2987 | 0.37868 | 0.19544 | 0.19523 | 0.10268 | -143.1666 | -96.9403 | -120.8125 | -61.127
1 | 11 | 11 | 797.6208 | 793.4107 | 786.2825 | 900.1745 | 378.8299 | 100.3275 | 0 | 0 | 26.8639 | 46.8571 | 47.9886 | 47.6414 | 0 | 0 | 0 | 0 | 810.4483 | 1237.0815 | 1478.2635 | 1618.7323 | 0 | 0 | 0 | 0 | -0.42003 | -9.7659 | -21.2795 | -48.5868 | 0 | 0 | 0 | 0 | -418.1013 | -581.0895 | -718.6902 | -717.6124 | 0.37978 | 0.19887 | 0.19965 | 0.10268 | -158.785 | -115.5591 | -143.4865 | -73.6866
1 | 11 | 12 | 786.1653 | 782.2301 | 775.3636 | 887.6664 | 378.8299 | 100.3275 | 0 | 0 | 25.0922 | 47.003 | 48.518 | 44.8066 | 0 | 0 | 0 | 0 | 835.3511 | 1284.7882 | 1522.4782 | 1665.615 | 0 | 0 | 0 | 0 | -0.79343 | -9.7115 | -22.4647 | -50.0996 | 0 | 0 | 0 | 0 | -452.3145 | -640.1771 | -773.1679 | -772.6556 | 0.37904 | 0.19928 | 0.19965 | 0.10268 | -171.4469 | -127.5741 | -154.363 | -79.3386
1 | 11 | 13 | 769.1645 | 766.5516 | 761.1353 | 872.3651 | 378.8299 | 100.3275 | 0 | 0 | 26.0455 | 46.9939 | 48.0516 | 44.6959 | 0 | 0 | 0 | 0 | 824.5786 | 1246.0239 | 1461.5991 | 1606.3332 | 0 | 0 | 0 | 0 | -0.73289 | -9.5666 | -22.2233 | -49.1282 | 0 | 0 | 0 | 0 | -459.5566 | -617.227 | -726.2921 | -729.5358 | 0.37914 | 0.19928 | 0.19965 | 0.10268 | -174.238 | -123.0007 | -145.0042 | -74.9109
1 | 11 | 14 | 755.029 | 753.0356 | 748.2608 | 857.904 | 378.8299 | 100.3275 | 0 | 0 | 27.4571 | 48.1931 | 48.0734 | 44.6361 | 0 | 0 | 0 | 0 | 802.6925 | 1226.4144 | 1437.1528 | 1584.5017 | 0 | 0 | 0 | 0 | -0.84364 | -10.1206 | -20.1686 | -38.5848 | 0 | 0 | 0 | 0 | -453.107 | -611.7787 | -716.7967 | -732.6489 | 0.37923 | 0.19925 | 0.19951 | 0.10268 | -171.834 | -121.8992 | -143.0106 | -75.2306
1 | 11 | 15 | 738.6432 | 737.5269 | 733.7413 | 841.9422 | 378.8299 | 100.3275 | 0 | 0 | 27.8466 | 50.1417 | 50.3916 | 44.8966 | 0 | 0 | 0 | 0 | 729.7788 | 1111.0068 | 1313.0459 | 1455.6743 | 0 | 0 | 0 | 0 | -0.7055 | -7.3277 | -14.7198 | -30.1282 | 0 | 0 | 0 | 0 | -397.1066 | -516.6215 | -614.9764 | -628.5005 | 0.37903 | 0.19565 | 0.19571 | 0.097328 | -150.5158 | -101.0754 | -120.3582 | -61.1709
1 | 11 | 16 | 729.2881 | 730.526 | 729.3386 | 838.983 | 378.8299 | 100.3275 | 0 | 0 | 28.4741 | 57.9441 | 52.127 | 57.5736 | 0 | 0 | 0 | 0 | 636.6345 | 941.5464 | 1097.8393 | 1232.0268 | 0 | 0 | 0 | 0 | -0.13843 | -4.1094 | -0.67978 | -4.1315 | 0 | 0 | 0 | 0 | -314.512 | -365.1825 | -419.9479 | -446.4858 | 0.37973 | 0.1927 | 0.19404 | 0.18663 | -119.4312 | -70.3711 | -81.4883 | -83.326
1 | 11 | 17 | 743.8986 | 747.1475 | 748.0931 | 862.3007 | 378.8299 | 100.3275 | 0 | 0 | 35.326 | 70.49 | 60.1886 | 75.9532 | 0 | 0 | 0 | 0 | 531.8122 | 721.0042 | 854.6089 | 974.9735 | 141.5984 | 151.5027 | 151.5027 | 151.5027 | -0.19919 | -0.26113 | -0.86071 | 11.7797 | 0 | 0 | 0 | 0 | -343.4687 | -295.9158 | -317.3464 | -351.9084 | 0.39657 | 0.40209 | 0.39866 | 0.38696 | -136.2089 | -118.986 | -126.5141 | -136.1748
1 | 11 | 18 | 817.3315 | 824.5685 | 829.9075 | 960.6578 | 378.8299 | 100.3275 | 0 | 0 | 41.4042 | 84.0215 | 80.3574 | 84.5208 | 0 | 0 | 0 | 0 | 474.3297 | 600.1604 | 735.4648 | 850.0205 | 141.5984 | 151.5027 | 151.5027 | 151.5027 | 0.45155 | 5.8262 | 8.4445 | 38.9977 | 0 | 0 | 0 | 0 | -219.2822 | -117.2697 | -145.8619 | -164.3839 | 0.40419 | 0.40413 | 0.39849 | 0.38211 | -88.6307 | -47.3917 | -58.1245 | -62.8135
1 | 11 | 19 | 846.3149 | 856.5984 | 865.3607 | 1004.6516 | 378.8299 | 100.3275 | 0 | 0 | 42.8898 | 82.1359 | 82.0978 | 88.0252 | 0 | 0 | 0 | 0 | 466.7129 | 591.7588 | 741.8003 | 847.327 | 141.5984 | 151.5027 | 151.5027 | 151.5027 | 0.69155 | 5.2843 | 11.0632 | 33.6304 | 0 | 0 | 0 | 0 | -184.4076 | -74.4107 | -121.1034 | -115.8337 | 0.40616 | 0.40567 | 0.40134 | 0.38379 | -74.8986 | -30.1866 | -48.6033 | -44.4564
1 | 11 | 20 | 834.9286 | 846.0701 | 855.8507 | 994.6092 | 378.8299 | 100.3275 | 0 | 0 | 40.6181 | 86.6082 | 90.5505 | 96.9021 | 0 | 0 | 0 | 0 | 432.1034 | 552.0919 | 711.2642 | 812.3444 | 141.5984 | 151.5027 | 151.5027 | 151.5027 | 0.56658 | 0.84582 | 5.2907 | 28.7915 | 0 | 0 | 0 | 0 | -158.7878 | -45.3061 | -102.7574 | -94.9315 | 0.40529 | 0.40498 | 0.3998 | 0.38283 | -64.3556 | -18.3482 | -41.0828 | -36.3424
1 | 11 | 21 | 807.0465 | 818.1393 | 827.9805 | 962.5914 | 378.8299 | 100.3275 | 0 | 0 | 41.2797 | 81.9237 | 83.8568 | 95.871 | 0 | 0 | 0 | 0 | 378.4153 | 500.1384 | 670.1573 | 765.1961 | 141.5984 | 151.5027 | 151.5027 | 151.5027 | 0.37596 | 1.4536 | 4.3384 | 36.5466 | 0 | 0 | 0 | 0 | -133.4528 | -17.2066 | -81.8748 | -86.5251 | 0.40397 | 0.40336 | 0.39852 | 0.38167 | -53.9103 | -6.9404 | -32.6289 | -33.024
1 | 11 | 22 | 763.8483 | 775.2663 | 785.7211 | 914.6258 | 378.8299 | 100.3275 | 0 | 0 | 40.3094 | 82.2735 | 89.366 | 91.9562 | 0 | 0 | 0 | 0 | 311.2028 | 435.6095 | 619.6936 | 708.5598 | 141.5984 | 151.5027 | 151.5027 | 151.5027 | 0.5743 | 5.0557 | 13.5128 | 8.1223 | 0 | 0 | 0 | 0 | -108.6664 | 0.4974 | -88.354 | -45.5151 | 0.40092 | 0.40074 | 0.39596 | 0.37797 | -43.5669 | 0.19933 | -34.9844 | -17.2033
1 | 11 | 23 | 701.5846 | 712.4155 | 722.4225 | 841.3165 | 378.8299 | 100.3275 | 0 | 0 | 37.605 | 79.9929 | 87.78 | 88.942 | 0 | 0 | 0 | 0 | 283.1937 | 407.0903 | 602.8899 | 685.2389 | 0 | 0 | 0 | 0 | 0.30992 | 5.6017 | 4.1367 | 28.6682 | 0 | 0 | 0 | 0 | 1.6461 | 119.4031 | 27.616 | 38.4674 | 0.39777 | 0.39563 | 0.3915 | 0.37266 | 0.65476 | 47.2391 | 10.8117 | 14.3354
1 | 11 | 24 | 638.8571 | 647.2976 | 654.7977 | 761.1743 | 378.8299 | 100.3275 | 0 | 0 | 31.5149 | 79.002 | 81.5871 | 81.3454 | 0 | 0 | 0 | 0 | 267.4262 | 383.7817 | 588.1374 | 663.9686 | 0 | 0 | 0 | 0 | -0.21786 | 4.6043 | 11.7543 | 13.3911 | 0 | 0 | 0 | 0 | -38.696 | 79.5821 | -26.681 | 2.4692 | 0.39698 | 0.39267 | 0.38667 | 0.36903 | -15.3616 | 31.2498 | -10.3167 | 0.91122
1 | 12 | 1 | 588.8662 | 593.7136 | 597.2573 | 691.2894 | 378.8299 | 100.3275 | 0 | 0 | 30.7371 | 67.4166 | 72.208 | 71.2741 | 0 | 0 | 0 | 0 | 266.6954 | 381.8866 | 602.7794 | 673.6305 | 0 | 0 | 0 | 0 | 0.22597 | -0.46495 | 2.8892 | 15.4648 | 0 | 0 | 0 | 0 | -87.6221 | 44.5479 | -80.6193 | -69.0799 | 0.399 | 0.39187 | 0.38588 | 0.36679 | -34.9612 | 17.457 | -31.1094 | -25.3375
1 | 12 | 2 | 559.3472 | 561.4674 | 562.0252 | 648.0682 | 378.8299 | 100.3275 | 0 | 0 | 29.8385 | 59.6359 | 61.373 | 63.0662 | 0 | 0 | 0 | 0 | 258.3442 | 369.0104 | 595.7689 | 668.1362 | 0 | 0 | 0 | 0 | 0.21324 | 1.4983 | -0.99528 | -0.46838 | 0 | 0 | 0 | 0 | -107.8786 | 30.9954 | -94.1214 | -82.6659 | 0.39922 | 0.39186 | 0.38422 | 0.36646 | -43.0677 | 12.146 | -36.1633 | -30.294
1 | 12 | 3 | 543.1753 | 543.0261 | 541.1119 | 621.8705 | 378.8299 | 100.3275 | 0 | 0 | 29.9745 | 58.5101 | 61.3864 | 56.6375 | 0 | 0 | 0 | 0 | 266.4575 | 370.2558 | 588.9824 | 662.1834 | 0 | 0 | 0 | 0 | -0.20254 | -1.6205 | 12.5461 | -17.3473 | 0 | 0 | 0 | 0 | -131.884 | 15.5532 | -121.803 | -79.603 | 0.39872 | 0.3916 | 0.38238 | 0.3658 | -52.5851 | 6.0906 | -46.5755 | -29.1187
1 | 12 | 4 | 533.4683 | 531.2229 | 526.9507 | 603.4429 | 378.8299 | 100.3275 | 0 | 0 | 28.6135 | 60.8307 | 58.3383 | 46.9639 | 0 | 0 | 0 | 0 | 243.0513 | 337.5325 | 557.5745 | 630.8559 | 0 | 0 | 0 | 0 | -0.18951 | -0.31489 | -4.0495 | -8.9138 | 0 | 0 | 0 | 0 | -116.8369 | 32.8472 | -84.9126 | -65.4631 | 0.39774 | 0.39105 | 0.38218 | 0.36579 | -46.471 | 12.8448 | -32.4522 | -23.9454
1 | 12 | 5 | 540.702 | 536.4486 | 529.8428 | 604.6507 | 378.8299 | 100.3275 | 0 | 0 | 26.6163 | 67.301 | 61.7632 | 53.3728 | 0 | 0 | 0 | 0 | 204.0704 | 286.7355 | 503.1803 | 577.9629 | 0 | 0 | 0 | 0 | -0.26257 | -0.35029 | 1.71 | -4.0426 | 0 | 0 | 0 | 0 | -68.552 | 82.4348 | -36.8107 | -22.6424 | 0.39572 | 0.38832 | 0.382 | 0.36494 | -27.1274 | 32.0107 | -14.0617 | -8.2632
1 | 12 | 6 | 565.5227 | 558.7336 | 549.039 | 623.7978 | 378.8299 | 100.3275 | 0 | 0 | 34.2228 | 71.6019 | 71.4215 | 61.5188 | 0 | 0 | 0 | 0 | 194.4608 | 266.9911 | 486.0056 | 563.1184 | 0 | 0 | 0 | 0 | 0.49123 | 8.6332 | -0.51685 | -6.6926 | 0 | 0 | 0 | 0 | -42.4821 | 111.1799 | -7.8712 | 5.8532 | 0.39561 | 0.38891 | 0.3827 | 0.36553 | -16.8065 | 43.2389 | -3.0123 | 2.1395
1 | 12 | 7 | 610.3756 | 602.0687 | 590.4752 | 669.8027 | 378.8299 | 100.3275 | 0 | 0 | 37.6096 | 81.3451 | 76.4825 | 76.0794 | 0 | 0 | 0 | 0 | 184.6764 | 251.2387 | 469.8576 | 548.6565 | 0 | 0 | 0 | 0 | 0.025725 | 10.0937 | 14.452 | 18.3384 | 0 | 0 | 0 | 0 | 9.2339 | 159.0637 | 29.6831 | 26.7284 | 0.39512 | 0.39346 | 0.38571 | 0.37033 | 3.6485 | 62.5848 | 11.4492 | 9.8983
1 | 12 | 8 | 651.498 | 642.9123 | 630.848 | 715.8688 | 378.8299 | 100.3275 | 0 | 0 | 34.2161 | 67.3892 | 61.2105 | 57.2804 | 0 | 0 | 0 | 0 | 201.6337 | 307.8421 | 533.4851 | 614.5252 | 0 | 0 | 0 | 0 | -0.19 | -0.80234 | 2.8909 | -3.9716 | 0 | 0 | 0 | 0 | 37.0083 | 168.1558 | 33.2614 | 48.0348 | 0.39371 | 0.38507 | 0.38401 | 0.3747 | 14.5704 | 64.7511 | 12.7726 | 17.9988
1 | 12 | 9 | 692.4616 | 685.1877 | 674.5287 | 767.5426 | 378.8299 | 100.3275 | 0 | 0 | 28.7792 | 51.4939 | 52.2393 | 55.7068 | 0 | 0 | 0 | 0 | 287.8918 | 534.0587 | 807.0989 | 903.2706 | 0 | 0 | 0 | 0 | -0.22291 | -7.9615 | -5.7928 | -7.038 | 0 | 0 | 0 | 0 | -2.8164 | 7.2691 | -179.0167 | -184.3968 | 0.37693 | 0.19574 | 0.19483 | 0.1952 | -1.0616 | 1.4228 | -34.877 | -35.9946
1 | 12 | 10 | 727.5597 | 721.059 | 711.2633 | 810.8226 | 378.8299 | 100.3275 | 0 | 0 | 29.8088 | 49.8129 | 51.5604 | 49.2522 | 0 | 0 | 0 | 0 | 350.0465 | 675.1968 | 971.0397 | 1080.5328 | 0 | 0 | 0 | 0 | -0.42922 | -6.8713 | -16.1745 | -51.967 | 0 | 0 | 0 | 0 | -30.6963 | -97.4069 | -295.1622 | -266.9954 | 0.37868 | 0.19544 | 0.19523 | 0.10268 | -11.624 | -19.037 | -57.6259 | -27.4159
1 | 12 | 11 | 733.5876 | 727.6024 | 718.3733 | 819.5207 | 378.8299 | 100.3275 | 0 | 0 | 26.8639 | 46.8571 | 47.9886 | 47.6414 | 0 | 0 | 0 | 0 | 389.5647 | 764.3005 | 1090.5179 | 1204.9715 | 0 | 0 | 0 | 0 | -0.42003 | -9.7659 | -21.2795 | -48.5868 | 0 | 0 | 0 | 0 | -61.251 | -174.1168 | -398.8537 | -384.5054 | 0.37978 | 0.19887 | 0.19965 | 0.10268 | -23.2617 | -34.626 | -79.6311 | -39.4822
1 | 12 | 12 | 724.6179 | 718.9724 | 710.0813 | 810.1282 | 378.8299 | 100.3275 | 0 | 0 | 25.0922 | 47.003 | 48.518 | 44.8066 | 0 | 0 | 0 | 0 | 384.5464 | 804.7813 | 1155.4455 | 1273.7489 | 0 | 0 | 0 | 0 | -0.79343 | -9.7115 | -22.4647 | -50.0996 | 0 | 0 | 0 | 0 | -63.0572 | -223.4279 | -471.4175 | -458.3277 | 0.37904 | 0.19928 | 0.19965 | 0.10268 | -23.9014 | -44.5246 | -94.1185 | -47.0625
1 | 12 | 13 | 709.7177 | 705.4518 | 698.0788 | 797.4694 | 378.8299 | 100.3275 | 0 | 0 | 26.0455 | 46.9939 | 48.0516 | 44.6959 | 0 | 0 | 0 | 0 | 379.2568 | 821.5916 | 1178.7657 | 1303.4501 | 0 | 0 | 0 | 0 | -0.73289 | -9.5666 | -22.2233 | -49.1282 | 0 | 0 | 0 | 0 | -73.6817 | -253.8946 | -506.5152 | -501.5484 | 0.37914 | 0.19928 | 0.19965 | 0.10268 | -27.9359 | -50.596 | -101.1258 | -51.5005
1 | 12 | 14 | 692.6017 | 688.8691 | 682.0353 | 779.241 | 378.8299 | 100.3275 | 0 | 0 | 27.4571 | 48.1931 | 48.0734 | 44.6361 | 0 | 0 | 0 | 0 | 365.185 | 817.722 | 1178.7382 | 1304.7151 | 0 | 0 | 0 | 0 | -0.84364 | -10.1206 | -20.1686 | -38.5848 | 0 | 0 | 0 | 0 | -78.0267 | -267.2528 | -524.6077 | -531.5254 | 0.37923 | 0.19925 | 0.19951 | 0.10268 | -29.5904 | -53.2511 | -104.6663 | -54.5786
1 | 12 | 15 | 678.443 | 675.6477 | 669.8744 | 766.0789 | 378.8299 | 100.3275 | 0 | 0 | 27.8466 | 50.1417 | 50.3916 | 44.8966 | 0 | 0 | 0 | 0 | 348.1902 | 775.5102 | 1132.8737 | 1252.3032 | 0 | 0 | 0 | 0 | -0.7055 | -7.3277 | -14.7198 | -30.1282 | 0 | 0 | 0 | 0 | -75.7183 | -243.004 | -498.6711 | -500.9927 | 0.37903 | 0.19565 | 0.19571 | 0.097328 | -28.6996 | -47.543 | -97.5959 | -48.7608
1 | 12 | 16 | 671.2812 | 670.8988 | 667.7928 | 765.874 | 378.8299 | 100.3275 | 0 | 0 | 28.4741 | 57.9441 | 52.127 | 57.5736 | 0 | 0 | 0 | 0 | 294.1427 | 642.1744 | 964.9538 | 1072.3797 | 0 | 0 | 0 | 0 | -0.13843 | -4.1094 | -0.67978 | -4.1315 | 0 | 0 | 0 | 0 | -30.0271 | -125.4378 | -348.6083 | -359.9478 | 0.37973 | 0.1927 | 0.19404 | 0.18663 | -11.4023 | -24.172 | -67.6453 | -67.1757
1 | 12 | 17 | 692.8598 | 694.6783 | 693.9297 | 797.9562 | 378.8299 | 100.3275 | 0 | 0 | 35.326 | 70.49 | 60.1886 | 75.9532 | 0 | 0 | 0 | 0 | 208.2159 | 378.6854 | 649.0199 | 745.8485 | 141.5984 | 151.5027 | 151.5027 | 151.5027 | -0.19919 | -0.26113 | -0.86071 | 11.7797 | 0 | 0 | 0 | 0 | -70.9111 | -6.0663 | -165.9209 | -187.1279 | 0.39657 | 0.40209 | 0.39866 | 0.38696 | -28.1211 | -2.4392 | -66.1464 | -72.4112
1 | 12 | 18 | 775.5228 | 781.5899 | 785.5435 | 907.9568 | 378.8299 | 100.3275 | 0 | 0 | 41.4042 | 84.0215 | 80.3574 | 84.5208 | 0 | 0 | 0 | 0 | 169.5862 | 228.018 | 455.4761 | 548.931 | 141.5984 | 151.5027 | 151.5027 | 151.5027 | 0.45155 | 5.8262 | 8.4445 | 38.9977 | 0 | 0 | 0 | 0 | 43.6526 | 211.894 | 89.7627 | 84.0045 | 0.40419 | 0.40413 | 0.39849 | 0.38211 | 17.6437 | 85.6318 | 35.7695 | 32.0994
1 | 12 | 19 | 812.7944 | 822.1466 | 829.8062 | 962.4223 | 378.8299 | 100.3275 | 0 | 0 | 42.8898 | 82.1359 | 82.0978 | 88.0252 | 0 | 0 | 0 | 0 | 175.6549 | 230.498 | 429.4341 | 526.0585 | 141.5984 | 151.5027 | 151.5027 | 151.5027 | 0.69155 | 5.2843 | 11.0632 | 33.6304 | 0 | 0 | 0 | 0 | 73.1299 | 252.3981 | 155.7084 | 163.2055 | 0.40616 | 0.40567 | 0.40134 | 0.38379 | 29.7023 | 102.3916 | 62.4917 | 62.6374
1 | 12 | 20 | 800.7189 | 810.9091 | 819.5636 | 951.5089 | 378.8299 | 100.3275 | 0 | 0 | 40.6181 | 86.6082 | 90.5505 | 96.9021 | 0 | 0 | 0 | 0 | 175.4671 | 222.6617 | 413.2148 | 509.508 | 141.5984 | 151.5027 | 151.5027 | 151.5027 | 0.56658 | 0.84582 | 5.2907 | 28.7915 | 0 | 0 | 0 | 0 | 63.6388 | 248.9631 | 159.0048 | 164.8046 | 0.40529 | 0.40498 | 0.3998 | 0.38283 | 25.7924 | 100.8258 | 63.5708 | 63.0917
1 | 12 | 21 | 779.587 | 789.919 | 798.8597 | 928.0059 | 378.8299 | 100.3275 | 0 | 0 | 41.2797 | 81.9237 | 83.8568 | 95.871 | 0 | 0 | 0 | 0 | 175.9465 | 226.2697 | 411.3432 | 508.5882 | 141.5984 | 151.5027 | 151.5027 | 151.5027 | 0.37596 | 1.4536 | 4.3384 | 36.5466 | 0 | 0 | 0 | 0 | 41.5565 | 228.4418 | 147.8185 | 135.4973 | 0.40397 | 0.40336 | 0.39852 | 0.38167 | 16.7874 | 92.1441 | 58.9089 | 51.7152
1 | 12 | 22 | 740.075 | 750.8415 | 760.5258 | 884.7099 | 378.8299 | 100.3275 | 0 | 0 | 40.3094 | 82.2735 | 89.366 | 91.9562 | 0 | 0 | 0 | 0 | 193.3548 | 252.0677 | 436.175 | 531.0705 | 141.5984 | 151.5027 | 151.5027 | 151.5027 | 0.5743 | 5.0557 | 13.5128 | 8.1223 | 0 | 0 | 0 | 0 | -14.5918 | 159.6144 | 69.9693 | 102.0582 | 0.40092 | 0.40074 | 0.39596 | 0.37797 | -5.8502 | 63.9642 | 27.7048 | 38.5748
1 | 12 | 23 | 683.8973 | 694.2544 | 703.7015 | 819.099 | 378.8299 | 100.3275 | 0 | 0 | 37.605 | 79.9929 | 87.78 | 88.942 | 0 | 0 | 0 | 0 | 200.1497 | 256.7513 | 444.6069 | 536.7916 | 0 | 0 | 0 | 0 | 0.30992 | 5.6017 | 4.1367 | 28.6682 | 0 | 0 | 0 | 0 | 67.0028 | 251.581 | 167.1779 | 164.6972 | 0.39777 | 0.39563 | 0.3915 | 0.37266 | 26.6518 | 99.5323 | 65.4504 | 61.3768
1 | 12 | 24 | 627.0518 | 635.1927 | 642.3399 | 746.4068 | 378.8299 | 100.3275 | 0 | 0 | 31.5149 | 79.002 | 81.5871 | 81.3454 | 0 | 0 | 0 | 0 | 199.0975 | 253.7084 | 440.156 | 526.9387 | 0 | 0 | 0 | 0 | -0.21786 | 4.6043 | 11.7543 | 13.3911 | 0 | 0 | 0 | 0 | 17.8274 | 197.5505 | 108.8426 | 124.7316 | 0.39698 | 0.39267 | 0.38667 | 0.36903 | 7.0771 | 77.5729 | 42.0859 | 46.0303
1 | 13 | 1 | 580.4561 | 585.0926 | 588.3881 | 680.7785 | 378.8299 | 100.3275 | 0 | 0 | 30.7371 | 67.4166 | 72.208 | 71.2741 | 0 | 0 | 0 | 0 | 192.3866 | 244.7059 | 430.3242 | 509.0667 | 0 | 0 | 0 | 0 | 0.22597 | -0.46495 | 2.8892 | 15.4648 | 0 | 0 | 0 | 0 | -21.7235 | 173.1076 | 82.9666 | 84.9729 | 0.399 | 0.39187 | 0.38588 | 0.36679 | -8.6677 | 67.8357 | 32.0151 | 31.1668
1 | 13 | 2 | 551.7747 | 553.7038 | 554.0367 | 638.5998 | 378.8299 | 100.3275 | 0 | 0 | 29.8385 | 59.6359 | 61.373 | 63.0662 | 0 | 0 | 0 | 0 | 187.4257 | 241.5652 | 425.1481 | 496.1324 | 0 | 0 | 0 | 0 | 0.21324 | 1.4983 | -0.99528 | -0.46838 | 0 | 0 | 0 | 0 | -44.5326 | 150.677 | 68.5108 | 79.8696 | 0.39922 | 0.39186 | 0.38422 | 0.36646 | -17.7785 | 59.0449 | 26.3232 | 29.2692
1 | 13 | 3 | 536.1573 | 535.8331 | 533.713 | 613.1031 | 378.8299 | 100.3275 | 0 | 0 | 29.9745 | 58.5101 | 61.3864 | 56.6375 | 0 | 0 | 0 | 0 | 178.7444 | 231.9932 | 410.6405 | 472.9632 | 0 | 0 | 0 | 0 | -0.20254 | -1.6205 | 12.5461 | -17.3473 | 0 | 0 | 0 | 0 | -51.1889 | 146.6228 | 49.14 | 100.8498 | 0.39872 | 0.3916 | 0.38238 | 0.3658 | -20.4101 | 57.4168 | 18.7904 | 36.8908
1 | 13 | 4 | 527.3714 | 524.9749 | 520.5248 | 595.8293 | 378.8299 | 100.3275 | 0 | 0 | 28.6135 | 60.8307 | 58.3383 | 46.9639 | 0 | 0 | 0 | 0 | 174.0119 | 219.8659 | 392.2265 | 444.6555 | 0 | 0 | 0 | 0 | -0.18951 | -0.31489 | -4.0495 | -8.9138 | 0 | 0 | 0 | 0 | -53.8943 | 144.2657 | 74.0094 | 113.1237 | 0.39774 | 0.39105 | 0.38218 | 0.36579 | -21.4361 | 56.4145 | 28.2852 | 41.379
1 | 13 | 5 | 534.0572 | 529.6226 | 522.8025 | 596.2923 | 378.8299 | 100.3275 | 0 | 0 | 26.6163 | 67.301 | 61.7632 | 53.3728 | 0 | 0 | 0 | 0 | 189.138 | 230.0807 | 394.8883 | 439.5301 | 0 | 0 | 0 | 0 | -0.26257 | -0.35029 | 1.71 | -4.0426 | 0 | 0 | 0 | 0 | -60.2645 | 132.2637 | 64.4411 | 107.432 | 0.39572 | 0.38832 | 0.382 | 0.36494 | -23.8478 | 51.36 | 24.6164 | 39.2066
1 | 13 | 6 | 553.1342 | 545.9803 | 535.8528 | 608.1151 | 378.8299 | 100.3275 | 0 | 0 | 34.2228 | 71.6019 | 71.4215 | 61.5188 | 0 | 0 | 0 | 0 | 192.4799 | 233.3537 | 400.3866 | 431.3203 | 0 | 0 | 0 | 0 | 0.49123 | 8.6332 | -0.51685 | -6.6926 | 0 | 0 | 0 | 0 | -52.8897 | 132.064 | 64.5615 | 121.9685 | 0.39561 | 0.38891 | 0.3827 | 0.36553 | -20.9239 | 51.3609 | 24.7076 | 44.5838
1 | 13 | 7 | 593.1876 | 584.3405 | 572.1036 | 647.9179 | 378.8299 | 100.3275 | 0 | 0 | 37.6096 | 81.3451 | 76.4825 | 76.0794 | 0 | 0 | 0 | 0 | 185.1611 | 226.6198 | 389.7627 | 403.4992 | 0 | 0 | 0 | 0 | 0.025725 | 10.0937 | 14.452 | 18.3384 | 0 | 0 | 0 | 0 | -8.4388 | 165.9544 | 91.4064 | 150.0009 | 0.39512 | 0.39346 | 0.38571 | 0.37033 | -3.3343 | 65.296 | 35.2567 | 55.5498
1 | 13 | 8 | 628.2303 | 618.9023 | 605.9535 | 686.2024 | 378.8299 | 100.3275 | 0 | 0 | 34.2161 | 67.3892 | 61.2105 | 57.2804 | 0 | 0 | 0 | 0 | 217.751 | 357.3736 | 521.4561 | 527.9903 | 0 | 0 | 0 | 0 | -0.19 | -0.80234 | 2.8909 | -3.9716 | 0 | 0 | 0 | 0 | -2.3766 | 94.6143 | 20.3959 | 104.9034 | 0.39371 | 0.38507 | 0.38401 | 0.3747 | -0.93569 | 36.4327 | 7.8321 | 39.3077
1 | 13 | 9 | 667.5795 | 659.5433 | 647.9777 | 735.9344 | 378.8299 | 100.3275 | 0 | 0 | 28.7792 | 51.4939 | 52.2393 | 55.7068 | 0 | 0 | 0 | 0 | 279.7966 | 602.8743 | 791.0604 | 802.2114 | 0 | 0 | 0 | 0 | -0.22291 | -7.9615 | -5.7928 | -7.038 | 0 | 0 | 0 | 0 | -19.6033 | -87.1909 | -189.5292 | -114.9459 | 0.37693 | 0.19574 | 0.19483 | 0.1952 | -7.3891 | -17.0666 | -36.9251 | -22.4376
1 | 13 | 10 | 703.4739 | 696.258 | 685.6129 | 780.3094 | 378.8299 | 100.3275 | 0 | 0 | 29.8088 | 49.8129 | 51.5604 | 49.2522 | 0 | 0 | 0 | 0 | 357.2873 | 786.4291 | 974.5604 | 994.2219 | 0 | 0 | 0 | 0 | -0.42922 | -6.8713 | -16.1745 | -51.967 | 0 | 0 | 0 | 0 | -62.023 | -233.4402 | -324.3334 | -211.1977 | 0.37868 | 0.19544 | 0.19523 | 0.10268 | -23.4866 | -45.6232 | -63.3211 | -21.6864
1 | 13 | 11 | 716.3676 | 709.8642 | 700.0194 | 797.6803 | 378.8299 | 100.3275 | 0 | 0 | 26.8639 | 46.8571 | 47.9886 | 47.6414 | 0 | 0 | 0 | 0 | 383.0601 | 854.1179 | 1047.0367 | 1073.2123 | 0 | 0 | 0 | 0 | -0.42003 | -9.7659 | -21.2795 | -48.5868 | 0 | 0 | 0 | 0 | -71.9663 | -281.6724 | -373.7265 | -274.5866 | 0.37978 | 0.19887 | 0.19965 | 0.10268 | -27.3311 | -56.0151 | -74.6145 | -28.1954
1 | 13 | 12 | 715.5454 | 709.6062 | 700.365 | 798.5451 | 378.8299 | 100.3275 | 0 | 0 | 25.0922 | 47.003 | 48.518 | 44.8066 | 0 | 0 | 0 | 0 | 399.3347 | 884.5031 | 1073.3764 | 1106.017 | 0 | 0 | 0 | 0 | -0.79343 | -9.7115 | -22.4647 | -50.0996 | 0 | 0 | 0 | 0 | -86.918 | -312.5159 | -399.0647 | -302.179 | 0.37904 | 0.19928 | 0.19965 | 0.10268 | -32.9457 | -62.278 | -79.6733 | -31.0286
1 | 13 | 13 | 707.0447 | 702.6588 | 695.1409 | 793.9332 | 378.8299 | 100.3275 | 0 | 0 | 26.0455 | 46.9939 | 48.0516 | 44.6959 | 0 | 0 | 0 | 0 | 384.6133 | 869.409 | 1050.3446 | 1088.3645 | 0 | 0 | 0 | 0 | -0.73289 | -9.5666 | -22.2233 | -49.1282 | 0 | 0 | 0 | 0 | -81.7112 | -304.505 | -381.032 | -289.9991 | 0.37914 | 0.19928 | 0.19965 | 0.10268 | -30.9803 | -60.6816 | -76.073 | -29.778
1 | 13 | 14 | 697.6341 | 693.985 | 687.2466 | 785.3728 | 378.8299 | 100.3275 | 0 | 0 | 27.4571 | 48.1931 | 48.0734 | 44.6361 | 0 | 0 | 0 | 0 | 373.1233 | 856.3302 | 1025.4607 | 1065.0029 | 0 | 0 | 0 | 0 | -0.84364 | -10.1206 | -20.1686 | -38.5848 | 0 | 0 | 0 | 0 | -80.9325 | -300.7451 | -366.1188 | -285.6813 | 0.37923 | 0.19925 | 0.19951 | 0.10268 | -30.6924 | -59.9246 | -73.0456 | -29.3346
1 | 13 | 15 | 686.0231 | 683.3805 | 677.7844 | 775.4144 | 378.8299 | 100.3275 | 0 | 0 | 27.8466 | 50.1417 | 50.3916 | 44.8966 | 0 | 0 | 0 | 0 | 346.5635 | 790.8055 | 939.6838 | 976.8178 | 0 | 0 | 0 | 0 | -0.7055 | -7.3277 | -14.7198 | -30.1282 | 0 | 0 | 0 | 0 | -66.5114 | -250.5665 | -297.5712 | -216.1717 | 0.37903 | 0.19565 | 0.19571 | 0.097328 | -25.2099 | -49.0226 | -58.2382 | -21.0396
1 | 13 | 16 | 680.4737 | 680.2906 | 677.4172 | 777.2478 | 378.8299 | 100.3275 | 0 | 0 | 28.4741 | 57.9441 | 52.127 | 57.5736 | 0 | 0 | 0 | 0 | 275.0424 | 608.364 | 717.0624 | 753.1822 | 0 | 0 | 0 | 0 | -0.13843 | -4.1094 | -0.67978 | -4.1315 | 0 | 0 | 0 | 0 | -1.7342 | -82.2355 | -91.0925 | -29.3765 | 0.37973 | 0.1927 | 0.19404 | 0.18663 | -0.65855 | -15.8469 | -17.6759 | -5.4824
1 | 13 | 17 | 693.6097 | 695.4001 | 694.6154 | 798.7204 | 378.8299 | 100.3275 | 0 | 0 | 35.326 | 70.49 | 60.1886 | 75.9532 | 0 | 0 | 0 | 0 | 164.3787 | 304.4583 | 367.8187 | 392.6664 | 141.5984 | 151.5027 | 151.5027 | 151.5027 | -0.19919 | -0.26113 | -0.86071 | 11.7797 | 0 | 0 | 0 | 0 | -26.3241 | 68.8827 | 115.966 | 166.8184 | 0.39657 | 0.40209 | 0.39866 | 0.38696 | -10.4393 | 27.6973 | 46.2313 | 64.5522
1 | 13 | 18 | 781.5179 | 787.7187 | 791.8284 | 915.3877 | 378.8299 | 100.3275 | 0 | 0 | 41.4042 | 84.0215 | 80.3574 | 84.5208 | 0 | 0 | 0 | 0 | 110.1674 | 131.6495 | 175.7294 | 192.1202 | 141.5984 | 151.5027 | 151.5027 | 151.5027 | 0.45155 | 5.8262 | 8.4445 | 38.9977 | 0 | 0 | 0 | 0 | 109.0666 | 314.3913 | 375.7944 | 448.2463 | 0.40419 | 0.40413 | 0.39849 | 0.38211 | 44.0831 | 127.0536 | 149.7501 | 171.2815
1 | 13 | 19 | 826.8925 | 836.6027 | 844.6842 | 980.0589 | 378.8299 | 100.3275 | 0 | 0 | 42.8898 | 82.1359 | 82.0978 | 88.0252 | 0 | 0 | 0 | 0 | 106.9144 | 127.993 | 173.1415 | 189.3106 | 141.5984 | 151.5027 | 151.5027 | 151.5027 | 0.69155 | 5.2843 | 11.0632 | 33.6304 | 0 | 0 | 0 | 0 | 155.9684 | 369.3593 | 426.879 | 517.59 | 0.40616 | 0.40567 | 0.40134 | 0.38379 | 63.3478 | 149.8398 | 171.3226 | 198.6483
1 | 13 | 20 | 822.6944 | 833.4673 | 842.8099 | 979.0909 | 378.8299 | 100.3275 | 0 | 0 | 40.6181 | 86.6082 | 90.5505 | 96.9021 | 0 | 0 | 0 | 0 | 107.0979 | 117.9809 | 163.7937 | 186.1095 | 141.5984 | 151.5027 | 151.5027 | 151.5027 | 0.56658 | 0.84582 | 5.2907 | 28.7915 | 0 | 0 | 0 | 0 | 153.9835 | 376.2022 | 431.6723 | 515.785 | 0.40529 | 0.40498 | 0.3998 | 0.38283 | 62.4084 | 152.3555 | 172.5844 | 197.4567
1 | 13 | 21 | 807.9119 | 819.0067 | 828.8487 | 963.6 | 378.8299 | 100.3275 | 0 | 0 | 41.2797 | 81.9237 | 83.8568 | 95.871 | 0 | 0 | 0 | 0 | 96.1943 | 104.6678 | 149.1018 | 175.7426 | 141.5984 | 151.5027 | 151.5027 | 151.5027 | 0.37596 | 1.4536 | 4.3384 | 36.5466 | 0 | 0 | 0 | 0 | 149.6337 | 379.1314 | 440.0489 | 503.937 | 0.40397 | 0.40336 | 0.39852 | 0.38167 | 60.4469 | 152.9261 | 175.3693 | 192.3373
1 | 13 | 22 | 757.5641 | 768.8012 | 779.0417 | 906.686 | 378.8299 | 100.3275 | 0 | 0 | 40.3094 | 82.2735 | 89.366 | 91.9562 | 0 | 0 | 0 | 0 | 91.186 | 101.5026 | 148.8193 | 177.3798 | 141.5984 | 151.5027 | 151.5027 | 151.5027 | 0.5743 | 5.0557 | 13.5128 | 8.1223 | 0 | 0 | 0 | 0 | 105.0661 | 328.1393 | 375.8409 | 477.7251 | 0.40092 | 0.40074 | 0.39596 | 0.37797 | 42.1235 | 131.4992 | 148.8167 | 180.5652
1 | 13 | 23 | 684.6297 | 694.9964 | 704.4543 | 819.9821 | 378.8299 | 100.3275 | 0 | 0 | 37.605 | 79.9929 | 87.78 | 88.942 | 0 | 0 | 0 | 0 | 82.9406 | 94.1355 | 140.7729 | 162.7579 | 0 | 0 | 0 | 0 | 0.30992 | 5.6017 | 4.1367 | 28.6682 | 0 | 0 | 0 | 0 | 184.9443 | 414.9388 | 471.7647 | 539.614 | 0.39777 | 0.39563 | 0.3915 | 0.37266 | 73.5657 | 164.1611 | 184.6966 | 201.0949
1 | 13 | 24 | 617.5541 | 625.4189 | 632.2385 | 734.3966 | 378.8299 | 100.3275 | 0 | 0 | 31.5149 | 79.002 | 81.5871 | 81.3454 | 0 | 0 | 0 | 0 | 80.9747 | 90.7204 | 142.4409 | 159.168 | 0 | 0 | 0 | 0 | -0.21786 | 4.6043 | 11.7543 | 13.3911 | 0 | 0 | 0 | 0 | 126.4524 | 350.7646 | 396.4563 | 480.4921 | 0.39698 | 0.39267 | 0.38667 | 0.36903 | 50.1992 | 137.7361 | 153.2967 | 177.3182
1 | 14 | 1 | 578.1519 | 582.7222 | 585.9391 | 677.8675 | 378.8299 | 100.3275 | 0 | 0 | 30.7371 | 67.4166 | 72.208 | 71.2741 | 0 | 0 | 0 | 0 | 74.5037 | 79.8918 | 135.6368 | 151.3216 | 0 | 0 | 0 | 0 | 0.22597 | -0.46495 | 2.8892 | 15.4648 | 0 | 0 | 0 | 0 | 93.8552 | 335.5513 | 375.2051 | 439.807 | 0.399 | 0.39187 | 0.38588 | 0.36679 | 37.4482 | 131.4925 | 144.7841 | 161.3149
1 | 14 | 2 | 555.3081 | 557.3317 | 557.7761 | 643.0374 | 378.8299 | 100.3275 | 0 | 0 | 29.8385 | 59.6359 | 61.373 | 63.0662 | 0 | 0 | 0 | 0 | 66.2013 | 66.3728 | 127.2296 | 143.5025 | 0 | 0 | 0 | 0 | 0.21324 | 1.4983 | -0.99528 | -0.46838 | 0 | 0 | 0 | 0 | 80.2251 | 329.4973 | 370.1688 | 436.9371 | 0.39922 | 0.39186 | 0.38422 | 0.36646 | 32.0277 | 129.1182 | 142.226 | 160.1212
1 | 14 | 3 | 545.1639 | 545.0865 | 543.2585 | 624.4372 | 378.8299 | 100.3275 | 0 | 0 | 29.9745 | 58.5101 | 61.3864 | 56.6375 | 0 | 0 | 0 | 0 | 63.4973 | 58.2322 | 131.5049 | 148.2209 | 0 | 0 | 0 | 0 | -0.20254 | -1.6205 | 12.5461 | -17.3473 | 0 | 0 | 0 | 0 | 73.0648 | 329.6373 | 337.8211 | 436.9261 | 0.39872 | 0.3916 | 0.38238 | 0.3658 | 29.1325 | 129.0844 | 129.1774 | 159.8273
1 | 14 | 4 | 544.4911 | 542.5631 | 538.6674 | 617.3707 | 378.8299 | 100.3275 | 0 | 0 | 28.6135 | 60.8307 | 58.3383 | 46.9639 | 0 | 0 | 0 | 0 | 63.0876 | 55.8209 | 136.7528 | 155.5613 | 0 | 0 | 0 | 0 | -0.18951 | -0.31489 | -4.0495 | -8.9138 | 0 | 0 | 0 | 0 | 74.1495 | 325.899 | 347.6257 | 423.7592 | 0.39774 | 0.39105 | 0.38218 | 0.36579 | 29.4924 | 127.4414 | 132.8569 | 155.0048
1 | 14 | 5 | 565.9506 | 562.3987 | 556.6234 | 636.459 | 378.8299 | 100.3275 | 0 | 0 | 26.6163 | 67.301 | 61.7632 | 53.3728 | 0 | 0 | 0 | 0 | 63.07 | 55.7457 | 147.6766 | 170.0843 | 0 | 0 | 0 | 0 | -0.26257 | -0.35029 | 1.71 | -4.0426 | 0 | 0 | 0 | 0 | 97.6969 | 339.3748 | 345.4736 | 417.0446 | 0.39572 | 0.38832 | 0.382 | 0.36494 | 38.6606 | 131.7845 | 131.9707 | 152.1976
1 | 14 | 6 | 622.6799 | 617.4566 | 609.6141 | 695.7221 | 378.8299 | 100.3275 | 0 | 0 | 34.2228 | 71.6019 | 71.4215 | 61.5188 | 0 | 0 | 0 | 0 | 63.07 | 54.9752 | 154.3576 | 175.1887 | 0 | 0 | 0 | 0 | 0.49123 | 8.6332 | -0.51685 | -6.6926 | 0 | 0 | 0 | 0 | 146.0659 | 381.9188 | 384.3518 | 465.7071 | 0.39561 | 0.38891 | 0.3827 | 0.36553 | 57.7857 | 148.5318 | 147.0912 | 170.2322
1 | 14 | 7 | 722.1363 | 716.8775 | 708.8886 | 810.3877 | 378.8299 | 100.3275 | 0 | 0 | 37.6096 | 81.3451 | 76.4825 | 76.0794 | 0 | 0 | 0 | 0 | 63.1724 | 54.8815 | 168.4153 | 187.2684 | 0 | 0 | 0 | 0 | 0.025725 | 10.0937 | 14.452 | 18.3384 | 0 | 0 | 0 | 0 | 242.4986 | 470.2296 | 449.5389 | 528.7015 | 0.39512 | 0.39346 | 0.38571 | 0.37033 | 95.8153 | 185.0153 | 173.3932 | 195.7939
1 | 14 | 8 | 787.1619 | 782.2601 | 774.5513 | 886.4624 | 378.8299 | 100.3275 | 0 | 0 | 34.2161 | 67.3892 | 61.2105 | 57.2804 | 0 | 0 | 0 | 0 | 104.6753 | 208.4539 | 349.4441 | 368.8522 | 0 | 0 | 0 | 0 | -0.19 | -0.80234 | 2.8909 | -3.9716 | 0 | 0 | 0 | 0 | 269.6306 | 406.8918 | 361.0058 | 464.3015 | 0.39371 | 0.38507 | 0.38401 | 0.3747 | 106.1551 | 156.6801 | 138.628 | 173.9756
1 | 14 | 9 | 802.668 | 798.3843 | 791.2606 | 906.1154 | 378.8299 | 100.3275 | 0 | 0 | 28.7792 | 51.4939 | 52.2393 | 55.7068 | 0 | 0 | 0 | 0 | 202.8401 | 513.6468 | 714.4546 | 749.6076 | 0 | 0 | 0 | 0 | -0.22291 | -7.9615 | -5.7928 | -7.038 | 0 | 0 | 0 | 0 | 192.4417 | 140.8777 | 30.3594 | 107.839 | 0.37693 | 0.19574 | 0.19483 | 0.1952 | 72.5376 | 27.5751 | 5.9148 | 21.0504
1 | 14 | 10 | 823.1919 | 819.295 | 812.5782 | 931.103 | 378.8299 | 100.3275 | 0 | 0 | 29.8088 | 49.8129 | 51.5604 | 49.2522 | 0 | 0 | 0 | 0 | 277.2632 | 703.2944 | 929.1272 | 975.2027 | 0 | 0 | 0 | 0 | -0.42922 | -6.8713 | -16.1745 | -51.967 | 0 | 0 | 0 | 0 | 137.7191 | -27.2685 | -151.9349 | -41.3849 | 0.37868 | 0.19544 | 0.19523 | 0.10268 | 52.151 | -5.3293 | -29.663 | -4.2495
1 | 14 | 11 | 817.2616 | 813.5483 | 807.0052 | 924.7373 | 378.8299 | 100.3275 | 0 | 0 | 26.8639 | 46.8571 | 47.9886 | 47.6414 | 0 | 0 | 0 | 0 | 325.9104 | 811.4986 | 1050.7153 | 1103.4637 | 0 | 0 | 0 | 0 | -0.42003 | -9.7659 | -21.2795 | -48.5868 | 0 | 0 | 0 | 0 | 86.0774 | -135.369 | -270.4193 | -177.781 | 0.37978 | 0.19887 | 0.19965 | 0.10268 | 32.6902 | -26.9203 | -53.9892 | -18.2551
1 | 14 | 12 | 806.5064 | 803.0758 | 796.803 | 913.0687 | 378.8299 | 100.3275 | 0 | 0 | 25.0922 | 47.003 | 48.518 | 44.8066 | 0 | 0 | 0 | 0 | 351.9137 | 865.3107 | 1119.8599 | 1179.0578 | 0 | 0 | 0 | 0 | -0.79343 | -9.7115 | -22.4647 | -50.0996 | 0 | 0 | 0 | 0 | 51.464 | -199.8538 | -349.1102 | -260.6962 | 0.37904 | 0.19928 | 0.19965 | 0.10268 | 19.5071 | -39.8268 | -69.6998 | -26.7691
1 | 14 | 13 | 786.0209 | 783.8092 | 778.8638 | 893.353 | 378.8299 | 100.3275 | 0 | 0 | 26.0455 | 46.9939 | 48.0516 | 44.6959 | 0 | 0 | 0 | 0 | 359.6056 | 867.242 | 1124.0621 | 1190.1572 | 0 | 0 | 0 | 0 | -0.73289 | -9.5666 | -22.2233 | -49.1282 | 0 | 0 | 0 | 0 | 22.2728 | -221.1876 | -371.0267 | -292.372 | 0.37914 | 0.19928 | 0.19965 | 0.10268 | 8.4446 | -44.0781 | -74.0755 | -30.0216
1 | 14 | 14 | 770.6315 | 768.9964 | 764.6411 | 877.2823 | 378.8299 | 100.3275 | 0 | 0 | 27.4571 | 48.1931 | 48.0734 | 44.6361 | 0 | 0 | 0 | 0 | 354.2057 | 851.1811 | 1109.1806 | 1181.2457 | 0 | 0 | 0 | 0 | -0.84364 | -10.1206 | -20.1686 | -38.5848 | 0 | 0 | 0 | 0 | 10.9824 | -220.5846 | -372.4442 | -310.0146 | 0.37923 | 0.19925 | 0.19951 | 0.10268 | 4.1649 | -43.9523 | -74.3077 | -31.8332
1 | 14 | 15 | 755.3227 | 754.5954 | 751.2658 | 862.6802 | 378.8299 | 100.3275 | 0 | 0 | 27.8466 | 50.1417 | 50.3916 | 44.8966 | 0 | 0 | 0 | 0 | 328.3049 | 780.6319 | 1030.728 | 1098.7376 | 0 | 0 | 0 | 0 | -0.7055 | -7.3277 | -14.7198 | -30.1282 | 0 | 0 | 0 | 0 | 21.0468 | -169.178 | -315.134 | -250.8257 | 0.37903 | 0.19565 | 0.19571 | 0.097328 | 7.9774 | -33.0992 | -61.6755 | -24.4125
1 | 14 | 16 | 750.4227 | 752.1756 | 751.5934 | 865.3416 | 378.8299 | 100.3275 | 0 | 0 | 28.4741 | 57.9441 | 52.127 | 57.5736 | 0 | 0 | 0 | 0 | 262.2612 | 600.371 | 830.1213 | 893.0912 | 0 | 0 | 0 | 0 | -0.13843 | -4.1094 | -0.67978 | -4.1315 | 0 | 0 | 0 | 0 | 80.9959 | -2.3575 | -129.9752 | -81.1916 | 0.37973 | 0.1927 | 0.19404 | 0.18663 | 30.757 | -0.45429 | -25.2209 | -15.1525
1 | 14 | 17 | 770.3416 | 774.2626 | 775.9997 | 895.382 | 378.8299 | 100.3275 | 0 | 0 | 35.326 | 70.49 | 60.1886 | 75.9532 | 0 | 0 | 0 | 0 | 165.9316 | 305.5901 | 502.2554 | 563.7424 | 141.5984 | 151.5027 | 151.5027 | 151.5027 | -0.19919 | -0.26113 | -0.86071 | 11.7797 | 0 | 0 | 0 | 0 | 48.8549 | 146.6133 | 62.9137 | 92.404 | 0.39657 | 0.40209 | 0.39866 | 0.38696 | 19.3743 | 58.9523 | 25.0814 | 35.7567
1 | 14 | 18 | 862.5646 | 871.0151 | 877.7877 | 1017.4823 | 378.8299 | 100.3275 | 0 | 0 | 41.4042 | 84.0215 | 80.3574 | 84.5208 | 0 | 0 | 0 | 0 | 140.8135 | 155.3447 | 321.9984 | 371.4514 | 141.5984 | 151.5027 | 151.5027 | 151.5027 | 0.45155 | 5.8262 | 8.4445 | 38.9977 | 0 | 0 | 0 | 0 | 159.4671 | 373.9925 | 315.4847 | 371.0097 | 0.40419 | 0.40413 | 0.39849 | 0.38211 | 64.4543 | 151.14 | 125.7174 | 141.7682
1 | 14 | 19 | 903.0485 | 914.8813 | 925.4756 | 1076.0243 | 378.8299 | 100.3275 | 0 | 0 | 42.8898 | 82.1359 | 82.0978 | 88.0252 | 0 | 0 | 0 | 0 | 173.9056 | 190.8978 | 351.591 | 392.8936 | 141.5984 | 151.5027 | 151.5027 | 151.5027 | 0.69155 | 5.2843 | 11.0632 | 33.6304 | 0 | 0 | 0 | 0 | 165.1333 | 384.7331 | 329.2208 | 409.9723 | 0.40616 | 0.40567 | 0.40134 | 0.38379 | 67.0702 | 156.0766 | 132.1287 | 157.3452
1 | 14 | 20 | 886.8447 | 899.4021 | 910.8571 | 1059.915 | 378.8299 | 100.3275 | 0 | 0 | 40.6181 | 86.6082 | 90.5505 | 96.9021 | 0 | 0 | 0 | 0 | 191.9839 | 201.3225 | 347.0931 | 399.0079 | 141.5984 | 151.5027 | 151.5027 | 151.5027 | 0.56658 | 0.84582 | 5.2907 | 28.7915 | 0 | 0 | 0 | 0 | 133.2478 | 358.7954 | 316.4201 | 383.7108 | 0.40529 | 0.40498 | 0.3998 | 0.38283 | 54.0044 | 145.306 | 126.5061 | 146.895
1 | 14 | 21 | 864.2729 | 876.9376 | 888.6384 | 1034.6183 | 378.8299 | 100.3275 | 0 | 0 | 41.2797 | 81.9237 | 83.8568 | 95.871 | 0 | 0 | 0 | 0 | 216.1453 | 215.8747 | 358.7198 | 430.2883 | 141.5984 | 151.5027 | 151.5027 | 151.5027 | 0.37596 | 1.4536 | 4.3384 | 36.5466 | 0 | 0 | 0 | 0 | 86.0436 | 325.8554 | 290.2206 | 320.4096 | 0.40397 | 0.40336 | 0.39852 | 0.38167 | 34.7587 | 131.4368 | 115.6593 | 122.2905
1 | 14 | 22 | 801.7025 | 814.1597 | 825.8439 | 962.2682 | 378.8299 | 100.3275 | 0 | 0 | 40.3094 | 82.2735 | 89.366 | 91.9562 | 0 | 0 | 0 | 0 | 226.1114 | 223.7158 | 362.3586 | 463.4334 | 141.5984 | 151.5027 | 151.5027 | 151.5027 | 0.5743 | 5.0557 | 13.5128 | 8.1223 | 0 | 0 | 0 | 0 | 14.2791 | 251.2845 | 209.1038 | 247.2536 | 0.40092 | 0.40074 | 0.39596 | 0.37797 | 5.7248 | 100.7003 | 82.796 | 93.4541
1 | 14 | 23 | 718.2478 | 729.5411 | 740.0953 | 862.3064 | 378.8299 | 100.3275 | 0 | 0 | 37.605 | 79.9929 | 87.78 | 88.942 | 0 | 0 | 0 | 0 | 235.2538 | 233.9009 | 375.2998 | 495.0265 | 0 | 0 | 0 | 0 | 0.30992 | 5.6017 | 4.1367 | 28.6682 | 0 | 0 | 0 | 0 | 66.2492 | 309.7181 | 272.8789 | 249.6697 | 0.39777 | 0.39563 | 0.3915 | 0.37266 | 26.3521 | 122.5329 | 106.8325 | 93.043
1 | 14 | 24 | 641.2723 | 649.7833 | 657.3672 | 764.2296 | 378.8299 | 100.3275 | 0 | 0 | 31.5149 | 79.002 | 81.5871 | 81.3454 | 0 | 0 | 0 | 0 | 243.4206 | 242.635 | 377.9154 | 502.3691 | 0 | 0 | 0 | 0 | -0.21786 | 4.6043 | 11.7543 | 13.3911 | 0 | 0 | 0 | 0 | -12.2753 | 223.2145 | 186.1104 | 167.124 | 0.39698 | 0.39267 | 0.38667 | 0.36903 | -4.8731 | 87.6505 | 71.9628 | 61.6745
1 | 15 | 1 | 590.6009 | 595.5018 | 599.1091 | 693.4943 | 378.8299 | 100.3275 | 0 | 0 | 30.7371 | 67.4166 | 72.208 | 71.2741 | 0 | 0 | 0 | 0 | 242.4522 | 249.2945 | 384.3566 | 512.8449 | 0 | 0 | 0 | 0 | 0.22597 | -0.46495 | 2.8892 | 15.4648 | 0 | 0 | 0 | 0 | -61.6442 | 178.9282 | 139.6552 | 93.9105 | 0.399 | 0.39187 | 0.38588 | 0.36679 | -24.596 | 70.1166 | 53.8902 | 34.445
1 | 15 | 2 | 564.7742 | 567.0519 | 567.7966 | 654.93 | 378.8299 | 100.3275 | 0 | 0 | 29.8385 | 59.6359 | 61.373 | 63.0662 | 0 | 0 | 0 | 0 | 242.4289 | 262.3535 | 406.4061 | 542.6375 | 0 | 0 | 0 | 0 | 0.21324 | 1.4983 | -0.99528 | -0.46838 | 0 | 0 | 0 | 0 | -86.5363 | 143.2368 | 101.0128 | 49.6946 | 0.39922 | 0.39186 | 0.38422 | 0.36646 | -34.5473 | 56.1293 | 38.8111 | 18.2112
1 | 15 | 3 | 553.75 | 553.9063 | 552.3545 | 635.2357 | 378.8299 | 100.3275 | 0 | 0 | 29.9745 | 58.5101 | 61.3864 | 56.6375 | 0 | 0 | 0 | 0 | 243.0043 | 264.3024 | 397.2112 | 540.1702 | 0 | 0 | 0 | 0 | -0.20254 | -1.6205 | 12.5461 | -17.3473 | 0 | 0 | 0 | 0 | -97.8561 | 132.3868 | 81.2107 | 55.7753 | 0.39872 | 0.3916 | 0.38238 | 0.3658 | -39.0174 | 51.842 | 31.0537 | 20.4026
1 | 15 | 4 | 550.7208 | 548.9681 | 545.28 | 625.2269 | 378.8299 | 100.3275 | 0 | 0 | 28.6135 | 60.8307 | 58.3383 | 46.9639 | 0 | 0 | 0 | 0 | 253.1031 | 273.0577 | 402.7836 | 553.2446 | 0 | 0 | 0 | 0 | -0.18951 | -0.31489 | -4.0495 | -8.9138 | 0 | 0 | 0 | 0 | -109.6362 | 115.0671 | 88.2075 | 33.9322 | 0.39774 | 0.39105 | 0.38218 | 0.36579 | -43.607 | 44.9965 | 33.7115 | 12.4119
1 | 15 | 5 | 570.8144 | 567.4127 | 561.8159 | 642.6418 | 378.8299 | 100.3275 | 0 | 0 | 26.6163 | 67.301 | 61.7632 | 53.3728 | 0 | 0 | 0 | 0 | 258.4058 | 275.7677 | 401.5492 | 556.7502 | 0 | 0 | 0 | 0 | -0.26257 | -0.35029 | 1.71 | -4.0426 | 0 | 0 | 0 | 0 | -92.775 | 124.3668 | 96.7936 | 36.5614 | 0.39572 | 0.38832 | 0.382 | 0.36494 | -36.7129 | 48.2935 | 36.9751 | 13.3428
1 | 15 | 6 | 629.7545 | 624.7612 | 617.1931 | 704.7582 | 378.8299 | 100.3275 | 0 | 0 | 34.2228 | 71.6019 | 71.4215 | 61.5188 | 0 | 0 | 0 | 0 | 255.9068 | 271.3944 | 386.6847 | 543.5078 | 0 | 0 | 0 | 0 | 0.49123 | 8.6332 | -0.51685 | -6.6926 | 0 | 0 | 0 | 0 | -39.6963 | 172.8042 | 159.6037 | 106.4242 | 0.39561 | 0.38891 | 0.3827 | 0.36553 | -15.7044 | 67.2052 | 61.0802 | 38.9018
1 | 15 | 7 | 733.1806 | 728.2898 | 720.7402 | 824.5269 | 378.8299 | 100.3275 | 0 | 0 | 37.6096 | 81.3451 | 76.4825 | 76.0794 | 0 | 0 | 0 | 0 | 260.4597 | 266.1418 | 372.5333 | 531.4692 | 0 | 0 | 0 | 0 | 0.025725 | 10.0937 | 14.452 | 18.3384 | 0 | 0 | 0 | 0 | 56.2556 | 270.3816 | 257.2724 | 198.64 | 0.39512 | 0.39346 | 0.38571 | 0.37033 | 22.2275 | 106.3836 | 99.2335 | 73.5623
1 | 15 | 8 | 802.7277 | 798.3438 | 791.2532 | 906.3874 | 378.8299 | 100.3275 | 0 | 0 | 34.2161 | 67.3892 | 61.2105 | 57.2804 | 0 | 0 | 0 | 0 | 300.3254 | 412.2058 | 521.2314 | 681.4295 | 0 | 0 | 0 | 0 | -0.19 | -0.80234 | 2.8909 | -3.9716 | 0 | 0 | 0 | 0 | 89.5463 | 219.2237 | 205.9203 | 171.6492 | 0.39371 | 0.38507 | 0.38401 | 0.3747 | 35.2549 | 84.4155 | 79.0744 | 64.3176
1 | 15 | 9 | 802.7144 | 798.5184 | 791.5038 | 906.4929 | 378.8299 | 100.3275 | 0 | 0 | 28.7792 | 51.4939 | 52.2393 | 55.7068 | 0 | 0 | 0 | 0 | 375.2256 | 689.5421 | 835.7053 | 1003.3856 | 0 | 0 | 0 | 0 | -0.22291 | -7.9615 | -5.7928 | -7.038 | 0 | 0 | 0 | 0 | 20.1026 | -34.8835 | -90.6481 | -145.5616 | 0.37693 | 0.19574 | 0.19483 | 0.1952 | 7.5773 | -6.828 | -17.6606 | -28.4139
1 | 15 | 10 | 809.4769 | 805.2815 | 798.2165 | 914.1298 | 378.8299 | 100.3275 | 0 | 0 | 29.8088 | 49.8129 | 51.5604 | 49.2522 | 0 | 0 | 0 | 0 | 431.086 | 866.8267 | 1022.5277 | 1202.1459 | 0 | 0 | 0 | 0 | -0.42922 | -6.8713 | -16.1745 | -51.967 | 0 | 0 | 0 | 0 | -29.8186 | -204.8142 | -259.6971 | -285.3014 | 0.37868 | 0.19544 | 0.19523 | 0.10268 | -11.2916 | -40.0285 | -50.7019 | -29.2956
1 | 15 | 11 | 803.6834 | 799.6766 | 792.7913 | 907.941 | 378.8299 | 100.3275 | 0 | 0 | 26.8639 | 46.8571 | 47.9886 | 47.6414 | 0 | 0 | 0 | 0 | 468.0281 | 967.9652 | 1118.6051 | 1302.8607 | 0 | 0 | 0 | 0 | -0.42003 | -9.7659 | -21.2795 | -48.5868 | 0 | 0 | 0 | 0 | -69.6186 | -305.7073 | -352.523 | -393.9743 | 0.37978 | 0.19887 | 0.19965 | 0.10268 | -26.4395 | -60.7949 | -70.3812 | -40.4545
1 | 15 | 12 | 792.38 | 788.6475 | 782.0226 | 895.6063 | 378.8299 | 100.3275 | 0 | 0 | 25.0922 | 47.003 | 48.518 | 44.8066 | 0 | 0 | 0 | 0 | 492.6803 | 1016.8292 | 1170.5946 | 1359.5512 | 0 | 0 | 0 | 0 | -0.79343 | -9.7115 | -22.4647 | -50.0996 | 0 | 0 | 0 | 0 | -103.429 | -365.8007 | -414.6252 | -458.652 | 0.37904 | 0.19928 | 0.19965 | 0.10268 | -39.2041 | -72.8966 | -82.7799 | -47.0958
1 | 15 | 13 | 775.2967 | 772.878 | 767.6931 | 880.1786 | 378.8299 | 100.3275 | 0 | 0 | 26.0455 | 46.9939 | 48.0516 | 44.6959 | 0 | 0 | 0 | 0 | 503.1596 | 1025.1027 | 1172.8187 | 1362.9431 | 0 | 0 | 0 | 0 | -0.73289 | -9.5666 | -22.2233 | -49.1282 | 0 | 0 | 0 | 0 | -132.0054 | -389.9795 | -430.9539 | -478.3323 | 0.37914 | 0.19928 | 0.19965 | 0.10268 | -50.049 | -77.7149 | -86.0399 | -49.1166
1 | 15 | 14 | 763.9069 | 762.1694 | 757.698 | 869.1222 | 378.8299 | 100.3275 | 0 | 0 | 27.4571 | 48.1931 | 48.0734 | 44.6361 | 0 | 0 | 0 | 0 | 500.1952 | 1005.9724 | 1145.3793 | 1334.397 | 0 | 0 | 0 | 0 | -0.84364 | -10.1206 | -20.1686 | -38.5848 | 0 | 0 | 0 | 0 | -141.7316 | -382.203 | -415.5861 | -471.326 | 0.37923 | 0.19925 | 0.19951 | 0.10268 | -53.7496 | -76.1554 | -82.915 | -48.3972
1 | 15 | 15 | 747.5566 | 746.6972 | 743.2163 | 853.2054 | 378.8299 | 100.3275 | 0 | 0 | 27.8466 | 50.1417 | 50.3916 | 44.8966 | 0 | 0 | 0 | 0 | 475.0175 | 949.8712 | 1078.8203 | 1269.2181 | 0 | 0 | 0 | 0 | -0.7055 | -7.3277 | -14.7198 | -30.1282 | 0 | 0 | 0 | 0 | -133.4319 | -346.3155 | -371.2758 | -430.781 | 0.37903 | 0.19565 | 0.19571 | 0.097328 | -50.5749 | -67.7556 | -72.6631 | -41.9272
1 | 15 | 16 | 740.1711 | 741.7145 | 740.8887 | 852.7044 | 378.8299 | 100.3275 | 0 | 0 | 28.4741 | 57.9441 | 52.127 | 57.5736 | 0 | 0 | 0 | 0 | 408.507 | 776.0025 | 882.6107 | 1069.2776 | 0 | 0 | 0 | 0 | -0.13843 | -4.1094 | -0.67978 | -4.1315 | 0 | 0 | 0 | 0 | -75.5015 | -188.4502 | -193.1693 | -270.0152 | 0.37973 | 0.1927 | 0.19404 | 0.18663 | -28.6705 | -36.3146 | -37.4833 | -50.3919
1 | 15 | 17 | 761.1007 | 764.8299 | 766.344 | 883.9802 | 378.8299 | 100.3275 | 0 | 0 | 35.326 | 70.49 | 60.1886 | 75.9532 | 0 | 0 | 0 | 0 | 297.7345 | 453.4168 | 516.8565 | 697.5458 | 141.5984 | 151.5027 | 151.5027 | 151.5027 | -0.19919 | -0.26113 | -0.86071 | 11.7797 | 0 | 0 | 0 | 0 | -92.1888 | -10.6461 | 38.6568 | -52.8012 | 0.39657 | 0.40209 | 0.39866 | 0.38696 | -36.5592 | -4.2807 | 15.411 | -20.432
1 | 15 | 18 | 851.5014 | 859.706 | 866.1913 | 1003.7719 | 378.8299 | 100.3275 | 0 | 0 | 41.4042 | 84.0215 | 80.3574 | 84.5208 | 0 | 0 | 0 | 0 | 249.8146 | 268.3442 | 296.2876 | 482.6105 | 141.5984 | 151.5027 | 151.5027 | 151.5027 | 0.45155 | 5.8262 | 8.4445 | 38.9977 | 0 | 0 | 0 | 0 | 39.4028 | 249.6838 | 329.5991 | 246.1402 | 0.40419 | 0.40413 | 0.39849 | 0.38211 | 15.926 | 100.9037 | 131.3418 | 94.0538
1 | 15 | 19 | 885.9942 | 897.4143 | 907.524 | 1054.7654 | 378.8299 | 100.3275 | 0 | 0 | 42.8898 | 82.1359 | 82.0978 | 88.0252 | 0 | 0 | 0 | 0 | 248.5559 | 261.9382 | 288.5166 | 477.4778 | 141.5984 | 151.5027 | 151.5027 | 151.5027 | 0.69155 | 5.2843 | 11.0632 | 33.6304 | 0 | 0 | 0 | 0 | 73.4287 | 296.2257 | 374.3436 | 304.1292 | 0.40616 | 0.40567 | 0.40134 | 0.38379 | 29.8236 | 120.1714 | 150.2382 | 116.7232
1 | 15 | 20 | 882.4164 | 894.9149 | 906.304 | 1054.5729 | 378.8299 | 100.3275 | 0 | 0 | 40.6181 | 86.6082 | 90.5505 | 96.9021 | 0 | 0 | 0 | 0 | 244.2172 | 247.4303 | 276.2427 | 464.8153 | 141.5984 | 151.5027 | 151.5027 | 151.5027 | 0.56658 | 0.84582 | 5.2907 | 28.7915 | 0 | 0 | 0 | 0 | 76.5862 | 308.2003 | 382.7174 | 312.5613 | 0.40529 | 0.40498 | 0.3998 | 0.38283 | 31.0399 | 124.8159 | 153.012 | 119.657
1 | 15 | 21 | 851.9705 | 864.3493 | 875.715 | 1019.3262 | 378.8299 | 100.3275 | 0 | 0 | 41.2797 | 81.9237 | 83.8568 | 95.871 | 0 | 0 | 0 | 0 | 236.9163 | 233.1987 | 264.6895 | 453.907 | 141.5984 | 151.5027 | 151.5027 | 151.5027 | 0.37596 | 1.4536 | 4.3384 | 36.5466 | 0 | 0 | 0 | 0 | 52.9702 | 295.943 | 371.3276 | 281.4987 | 0.40397 | 0.40336 | 0.39852 | 0.38167 | 21.3982 | 119.3714 | 147.9823 | 107.4394
1 | 15 | 22 | 790.3735 | 802.56 | 813.9264 | 948.1585 | 378.8299 | 100.3275 | 0 | 0 | 40.3094 | 82.2735 | 89.366 | 91.9562 | 0 | 0 | 0 | 0 | 224.0994 | 216.9888 | 248.2626 | 434.9414 | 141.5984 | 151.5027 | 151.5027 | 151.5027 | 0.5743 | 5.0557 | 13.5128 | 8.1223 | 0 | 0 | 0 | 0 | 4.9622 | 246.4118 | 311.2823 | 261.6359 | 0.40092 | 0.40074 | 0.39596 | 0.37797 | 1.9895 | 98.7476 | 123.2543 | 98.8902
1 | 15 | 23 | 709.5208 | 720.5925 | 730.8856 | 851.3892 | 378.8299 | 100.3275 | 0 | 0 | 37.605 | 79.9929 | 87.78 | 88.942 | 0 | 0 | 0 | 0 | 215.8561 | 208.7234 | 237.9672 | 422.037 | 0 | 0 | 0 | 0 | 0.30992 | 5.6017 | 4.1367 | 28.6682 | 0 | 0 | 0 | 0 | 76.9199 | 325.947 | 401.0018 | 311.742 | 0.39777 | 0.39563 | 0.3915 | 0.37266 | 30.5966 | 128.9535 | 156.9928 | 116.1751
1 | 15 | 24 | 635.1954 | 643.5512 | 650.9521 | 756.6242 | 378.8299 | 100.3275 | 0 | 0 | 31.5149 | 79.002 | 81.5871 | 81.3454 | 0 | 0 | 0 | 0 | 208.5107 | 201.2959 | 230.0563 | 410.629 | 0 | 0 | 0 | 0 | -0.21786 | 4.6043 | 11.7543 | 13.3911 | 0 | 0 | 0 | 0 | 16.5577 | 258.3214 | 327.5545 | 251.2586 | 0.39698 | 0.39267 | 0.38667 | 0.36903 | 6.5731 | 101.4361 | 126.6546 | 92.7231
1 | 16 | 1 | 586.1299 | 590.9189 | 594.3945 | 687.9072 | 378.8299 | 100.3275 | 0 | 0 | 30.7371 | 67.4166 | 72.208 | 71.2741 | 0 | 0 | 0 | 0 | 207.1821 | 199.5999 | 228.8204 | 409.6785 | 0 | 0 | 0 | 0 | 0.22597 | -0.46495 | 2.8892 | 15.4648 | 0 | 0 | 0 | 0 | -30.8452 | 224.0399 | 290.4769 | 191.4897 | 0.399 | 0.39187 | 0.38588 | 0.36679 | -12.3072 | 87.7945 | 112.0892 | 70.2357
1 | 16 | 2 | 557.3032 | 559.3838 | 559.8956 | 645.5564 | 378.8299 | 100.3275 | 0 | 0 | 29.8385 | 59.6359 | 61.373 | 63.0662 | 0 | 0 | 0 | 0 | 200.0252 | 191.7466 | 220.3726 | 399.4805 | 0 | 0 | 0 | 0 | 0.21324 | 1.4983 | -0.99528 | -0.46838 | 0 | 0 | 0 | 0 | -51.6036 | 206.1756 | 279.1454 | 183.4781 | 0.39922 | 0.39186 | 0.38422 | 0.36646 | -20.6014 | 80.7928 | 107.2531 | 67.2379
1 | 16 | 3 | 546.7013 | 546.6719 | 544.9011 | 626.3936 | 378.8299 | 100.3275 | 0 | 0 | 29.9745 | 58.5101 | 61.3864 | 56.6375 | 0 | 0 | 0 | 0 | 192.6807 | 184.6587 | 212.6289 | 387.2128 | 0 | 0 | 0 | 0 | -0.20254 | -1.6205 | 12.5461 | -17.3473 | 0 | 0 | 0 | 0 | -54.5813 | 204.7962 | 258.3396 | 199.8907 | 0.39872 | 0.3916 | 0.38238 | 0.3658 | -21.7628 | 80.1972 | 98.785 | 73.1199
1 | 16 | 4 | 542.8843 | 540.9243 | 536.9914 | 615.393 | 378.8299 | 100.3275 | 0 | 0 | 28.6135 | 60.8307 | 58.3383 | 46.9639 | 0 | 0 | 0 | 0 | 187.5262 | 179.7782 | 206.5912 | 371.3241 | 0 | 0 | 0 | 0 | -0.18951 | -0.31489 | -4.0495 | -8.9138 | 0 | 0 | 0 | 0 | -51.8958 | 200.3028 | 276.1114 | 206.0187 | 0.39774 | 0.39105 | 0.38218 | 0.36579 | -20.6412 | 78.3276 | 105.5253 | 75.3586
1 | 16 | 5 | 562.6272 | 559.0087 | 553.1559 | 632.3669 | 378.8299 | 100.3275 | 0 | 0 | 26.6163 | 67.301 | 61.7632 | 53.3728 | 0 | 0 | 0 | 0 | 187.5627 | 179.5651 | 206.1625 | 361.707 | 0 | 0 | 0 | 0 | -0.26257 | -0.35029 | 1.71 | -4.0426 | 0 | 0 | 0 | 0 | -30.1191 | 212.1653 | 283.5203 | 221.3297 | 0.39572 | 0.38832 | 0.382 | 0.36494 | -11.9187 | 82.3871 | 108.3045 | 80.7728
1 | 16 | 6 | 618.7276 | 613.4483 | 605.5429 | 690.9417 | 378.8299 | 100.3275 | 0 | 0 | 34.2228 | 71.6019 | 71.4215 | 61.5188 | 0 | 0 | 0 | 0 | 189.9989 | 182.2613 | 209.1126 | 358.0059 | 0 | 0 | 0 | 0 | 0.49123 | 8.6332 | -0.51685 | -6.6926 | 0 | 0 | 0 | 0 | 15.1848 | 250.6244 | 325.5256 | 278.1096 | 0.39561 | 0.38891 | 0.3827 | 0.36553 | 6.0073 | 97.4702 | 124.5784 | 101.6588
1 | 16 | 7 | 724.4397 | 719.3516 | 711.5711 | 813.6833 | 378.8299 | 100.3275 | 0 | 0 | 37.6096 | 81.3451 | 76.4825 | 76.0794 | 0 | 0 | 0 | 0 | 189.2404 | 182.1152 | 208.0655 | 352.467 | 0 | 0 | 0 | 0 | 0.025725 | 10.0937 | 14.452 | 18.3384 | 0 | 0 | 0 | 0 | 118.734 | 345.47 | 412.5712 | 366.7985 | 0.39512 | 0.39346 | 0.38571 | 0.37033 | 46.9138 | 135.9277 | 159.1343 | 135.8364
1 | 16 | 8 | 792.1606 | 787.5296 | 780.1493 | 893.2466 | 378.8299 | 100.3275 | 0 | 0 | 34.2161 | 67.3892 | 61.2105 | 57.2804 | 0 | 0 | 0 | 0 | 221.9047 | 323.6068 | 357.7347 | 493.9059 | 0 | 0 | 0 | 0 | -0.19 | -0.80234 | 2.8909 | -3.9716 | 0 | 0 | 0 | 0 | 157.3999 | 297.0085 | 358.3132 | 346.032 | 0.39371 | 0.38507 | 0.38401 | 0.3747 | 61.9693 | 114.3678 | 137.5941 | 129.6595
1 | 16 | 9 | 790.6523 | 786.1479 | 778.7698 | 891.3957 | 378.8299 | 100.3275 | 0 | 0 | 28.7792 | 51.4939 | 52.2393 | 55.7068 | 0 | 0 | 0 | 0 | 302.9568 | 606.1033 | 689.3206 | 820.849 | 0 | 0 | 0 | 0 | -0.22291 | -7.9615 | -5.7928 | -7.038 | 0 | 0 | 0 | 0 | 80.3094 | 36.1848 | 43.0027 | 21.8778 | 0.37693 | 0.19574 | 0.19483 | 0.1952 | 30.2713 | 7.0827 | 8.378 | 4.2706
1 | 16 | 10 | 798.0423 | 793.5349 | 786.1007 | 899.7451 | 378.8299 | 100.3275 | 0 | 0 | 29.8088 | 49.8129 | 51.5604 | 49.2522 | 0 | 0 | 0 | 0 | 367.9629 | 789.6271 | 904.9617 | 1036.9988 | 0 | 0 | 0 | 0 | -0.42922 | -6.8713 | -16.1745 | -51.967 | 0 | 0 | 0 | 0 | 21.8699 | -139.3614 | -154.2469 | -134.5389 | 0.37868 | 0.19544 | 0.19523 | 0.10268 | 8.2816 | -27.2365 | -30.1143 | -13.8149
1 | 16 | 11 | 795.1512 | 790.907 | 783.7406 | 897.1909 | 378.8299 | 100.3275 | 0 | 0 | 26.8639 | 46.8571 | 47.9886 | 47.6414 | 0 | 0 | 0 | 0 | 409.5249 | 892.1781 | 1019.5786 | 1152.5055 | 0 | 0 | 0 | 0 | -0.42003 | -9.7659 | -21.2795 | -48.5868 | 0 | 0 | 0 | 0 | -19.6476 | -238.6898 | -262.5471 | -254.3693 | 0.37978 | 0.19887 | 0.19965 | 0.10268 | -7.4617 | -47.4673 | -52.4175 | -26.1194
1 | 16 | 12 | 789.7858 | 785.9799 | 779.2682 | 892.3335 | 378.8299 | 100.3275 | 0 | 0 | 25.0922 | 47.003 | 48.518 | 44.8066 | 0 | 0 | 0 | 0 | 426.5618 | 926.6395 | 1054.8807 | 1186.8867 | 0 | 0 | 0 | 0 | -0.79343 | -9.7115 | -22.4647 | -50.0996 | 0 | 0 | 0 | 0 | -39.9046 | -278.2786 | -301.6657 | -289.2603 | 0.37904 | 0.19928 | 0.19965 | 0.10268 | -15.1256 | -55.4552 | -60.2276 | -29.7021
1 | 16 | 13 | 774.4315 | 771.9877 | 766.773 | 879.0845 | 378.8299 | 100.3275 | 0 | 0 | 26.0455 | 46.9939 | 48.0516 | 44.6959 | 0 | 0 | 0 | 0 | 426.7334 | 925.3527 | 1048.3196 | 1175.1671 | 0 | 0 | 0 | 0 | -0.73289 | -9.5666 | -22.2233 | -49.1282 | 0 | 0 | 0 | 0 | -56.4445 | -291.1198 | -307.375 | -291.6503 | 0.37914 | 0.19928 | 0.19965 | 0.10268 | -21.4006 | -58.0142 | -61.3674 | -29.9475
1 | 16 | 14 | 758.7742 | 756.9066 | 752.282 | 862.7024 | 378.8299 | 100.3275 | 0 | 0 | 27.4571 | 48.1931 | 48.0734 | 44.6361 | 0 | 0 | 0 | 0 | 404.715 | 871.873 | 971.0523 | 1089.4054 | 0 | 0 | 0 | 0 | -0.84364 | -10.1206 | -20.1686 | -38.5848 | 0 | 0 | 0 | 0 | -51.3842 | -253.3664 | -246.6751 | -232.7543 | 0.37923 | 0.19925 | 0.19951 | 0.10268 | -19.4867 | -50.4842 | -49.215 | -23.8999
1 | 16 | 15 | 747.9891 | 747.1528 | 743.6999 | 853.7912 | 378.8299 | 100.3275 | 0 | 0 | 27.8466 | 50.1417 | 50.3916 | 44.8966 | 0 | 0 | 0 | 0 | 372.8748 | 787.1683 | 868.2519 | 980.861 | 0 | 0 | 0 | 0 | -0.7055 | -7.3277 | -14.7198 | -30.1282 | 0 | 0 | 0 | 0 | -30.8568 | -183.157 | -160.2238 | -141.8382 | 0.37903 | 0.19565 | 0.19571 | 0.097328 | -11.6957 | -35.8341 | -31.3577 | -13.8049
1 | 16 | 16 | 744.3797 | 746.0532 | 745.3822 | 858.0551 | 378.8299 | 100.3275 | 0 | 0 | 28.4741 | 57.9441 | 52.127 | 57.5736 | 0 | 0 | 0 | 0 | 306.059 | 620.6085 | 677.5018 | 784.7421 | 0 | 0 | 0 | 0 | -0.13843 | -4.1094 | -0.67978 | -4.1315 | 0 | 0 | 0 | 0 | 31.1551 | -28.7175 | 16.4332 | 19.8709 | 0.37973 | 0.1927 | 0.19404 | 0.18663 | 11.8307 | -5.5339 | 3.1888 | 3.7084
1 | 16 | 17 | 756.3715 | 759.9826 | 761.3578 | 878.0716 | 378.8299 | 100.3275 | 0 | 0 | 35.326 | 70.49 | 60.1886 | 75.9532 | 0 | 0 | 0 | 0 | 184.5455 | 311.7998 | 339.6056 | 431.6176 | 141.5984 | 151.5027 | 151.5027 | 151.5027 | -0.19919 | -0.26113 | -0.86071 | 11.7797 | 0 | 0 | 0 | 0 | 16.271 | 126.1237 | 210.9216 | 207.2184 | 0.39657 | 0.40209 | 0.39866 | 0.38696 | 6.4526 | 50.7136 | 84.0865 | 80.1854
1 | 16 | 18 | 838.4633 | 846.3097 | 852.3712 | 987.3616 | 378.8299 | 100.3275 | 0 | 0 | 41.4042 | 84.0215 | 80.3574 | 84.5208 | 0 | 0 | 0 | 0 | 128.4151 | 146.1912 | 158.5998 | 237.6095 | 141.5984 | 151.5027 | 151.5027 | 151.5027 | 0.45155 | 5.8262 | 8.4445 | 38.9977 | 0 | 0 | 0 | 0 | 147.7641 | 358.4406 | 453.4669 | 474.7309 | 0.40419 | 0.40413 | 0.39849 | 0.38211 | 59.7241 | 144.8551 | 180.7018 | 181.4016
1 | 16 | 19 | 875.2439 | 886.3629 | 896.1159 | 1041.213 | 378.8299 | 100.3275 | 0 | 0 | 42.8898 | 82.1359 | 82.0978 | 88.0252 | 0 | 0 | 0 | 0 | 120.6385 | 143.5258 | 158.5137 | 227.2567 | 141.5984 | 151.5027 | 151.5027 | 151.5027 | 0.69155 | 5.2843 | 11.0632 | 33.6304 | 0 | 0 | 0 | 0 | 190.5958 | 403.5867 | 492.9385 | 540.798 | 0.40616 | 0.40567 | 0.40134 | 0.38379 | 77.412 | 163.725 | 197.8348 | 207.5554
1 | 16 | 20 | 860.6095 | 872.4989 | 883.167 | 1027.089 | 378.8299 | 100.3275 | 0 | 0 | 40.6181 | 86.6082 | 90.5505 | 96.9021 | 0 | 0 | 0 | 0 | 112.8105 | 136.0317 | 153.8208 | 217.1528 | 141.5984 | 151.5027 | 151.5027 | 151.5027 | 0.56658 | 0.84582 | 5.2907 | 28.7915 | 0 | 0 | 0 | 0 | 186.186 | 397.183 | 482.0023 | 532.7399 | 0.40529 | 0.40498 | 0.3998 | 0.38283 | 75.4599 | 160.8523 | 192.7065 | 203.9474
1 | 16 | 21 | 834.6482 | 846.5415 | 857.3321 | 997.4878 | 378.8299 | 100.3275 | 0 | 0 | 41.2797 | 81.9237 | 83.8568 | 95.871 | 0 | 0 | 0 | 0 | 110.4371 | 137.06 | 159.5649 | 220.5307 | 141.5984 | 151.5027 | 151.5027 | 151.5027 | 0.37596 | 1.4536 | 4.3384 | 36.5466 | 0 | 0 | 0 | 0 | 162.1271 | 374.2739 | 458.0692 | 493.0367 | 0.40397 | 0.40336 | 0.39852 | 0.38167 | 65.4938 | 150.9668 | 182.5508 | 188.177
1 | 16 | 22 | 783.9328 | 795.9351 | 807.0832 | 940.0252 | 378.8299 | 100.3275 | 0 | 0 | 40.3094 | 82.2735 | 89.366 | 91.9562 | 0 | 0 | 0 | 0 | 113.9863 | 141.1532 | 167.8821 | 223.1969 | 141.5984 | 151.5027 | 151.5027 | 151.5027 | 0.5743 | 5.0557 | 13.5128 | 8.1223 | 0 | 0 | 0 | 0 | 108.6345 | 315.6226 | 384.8195 | 465.2471 | 0.40092 | 0.40074 | 0.39596 | 0.37797 | 43.5541 | 126.4832 | 152.3718 | 175.8489
1 | 16 | 23 | 702.1516 | 713.0113 | 723.0532 | 842.079 | 378.8299 | 100.3275 | 0 | 0 | 37.605 | 79.9929 | 87.78 | 88.942 | 0 | 0 | 0 | 0 | 120.5735 | 151.5856 | 197.092 | 249.2542 | 0 | 0 | 0 | 0 | 0.30992 | 5.6017 | 4.1367 | 28.6682 | 0 | 0 | 0 | 0 | 164.8334 | 375.5037 | 434.0445 | 475.2146 | 0.39777 | 0.39563 | 0.3915 | 0.37266 | 65.5661 | 148.5595 | 169.9291 | 177.0956
1 | 16 | 24 | 628.0181 | 636.169 | 643.327 | 747.5619 | 378.8299 | 100.3275 | 0 | 0 | 31.5149 | 79.002 | 81.5871 | 81.3454 | 0 | 0 | 0 | 0 | 123.7265 | 162.3102 | 233.7363 | 287.1401 | 0 | 0 | 0 | 0 | -0.21786 | 4.6043 | 11.7543 | 13.3911 | 0 | 0 | 0 | 0 | 94.1647 | 289.9249 | 316.2494 | 365.6853 | 0.39698 | 0.39267 | 0.38667 | 0.36903 | 37.3816 | 113.846 | 122.2833 | 134.9505
1 | 17 | 1 | 581.6693 | 586.3289 | 589.6509 | 682.2674 | 378.8299 | 100.3275 | 0 | 0 | 30.7371 | 67.4166 | 72.208 | 71.2741 | 0 | 0 | 0 | 0 | 127.9005 | 163.9647 | 244.7224 | 304.6693 | 0 | 0 | 0 | 0 | 0.22597 | -0.46495 | 2.8892 | 15.4648 | 0 | 0 | 0 | 0 | 43.9759 | 255.0851 | 269.8313 | 290.8593 | 0.399 | 0.39187 | 0.38588 | 0.36679 | 17.5464 | 99.9602 | 104.1225 | 106.683
1 | 17 | 2 | 554.3905 | 556.3827 | 556.7896 | 641.8598 | 378.8299 | 100.3275 | 0 | 0 | 29.8385 | 59.6359 | 61.373 | 63.0662 | 0 | 0 | 0 | 0 | 124.7875 | 149.848 | 228.6138 | 305.1865 | 0 | 0 | 0 | 0 | 0.21324 | 1.4983 | -0.99528 | -0.46838 | 0 | 0 | 0 | 0 | 20.7214 | 245.0731 | 267.7982 | 274.0754 | 0.39922 | 0.39186 | 0.38422 | 0.36646 | 8.2725 | 96.0354 | 102.8933 | 100.4384
1 | 17 | 3 | 542.5414 | 542.3869 | 540.4673 | 621.1177 | 378.8299 | 100.3275 | 0 | 0 | 29.9745 | 58.5101 | 61.3864 | 56.6375 | 0 | 0 | 0 | 0 | 123.4842 | 134.8506 | 213.9396 | 310.4966 | 0 | 0 | 0 | 0 | -0.20254 | -1.6205 | 12.5461 | -17.3473 | 0 | 0 | 0 | 0 | 10.4553 | 250.3192 | 252.5952 | 271.3309 | 0.39872 | 0.3916 | 0.38238 | 0.3658 | 4.1687 | 98.0238 | 96.5884 | 99.2527
1 | 17 | 4 | 542.1574 | 540.1681 | 536.1998 | 614.4433 | 378.8299 | 100.3275 | 0 | 0 | 28.6135 | 60.8307 | 58.3383 | 46.9639 | 0 | 0 | 0 | 0 | 124.3306 | 125.659 | 214.6962 | 321.8907 | 0 | 0 | 0 | 0 | -0.18951 | -0.31489 | -4.0495 | -8.9138 | 0 | 0 | 0 | 0 | 10.5729 | 253.6657 | 267.2148 | 254.5025 | 0.39774 | 0.39105 | 0.38218 | 0.36579 | 4.2053 | 99.1949 | 102.1252 | 93.0932
1 | 17 | 5 | 563.6116 | 560.011 | 554.1788 | 633.5721 | 378.8299 | 100.3275 | 0 | 0 | 26.6163 | 67.301 | 61.7632 | 53.3728 | 0 | 0 | 0 | 0 | 125.3228 | 118.644 | 222.4308 | 337.4134 | 0 | 0 | 0 | 0 | -0.26257 | -0.35029 | 1.71 | -4.0426 | 0 | 0 | 0 | 0 | 33.1052 | 274.0887 | 268.2749 | 246.8285 | 0.39572 | 0.38832 | 0.382 | 0.36494 | 13.1004 | 106.4329 | 102.4808 | 90.0784
1 | 17 | 6 | 620.5165 | 615.2744 | 607.4122 | 693.1492 | 378.8299 | 100.3275 | 0 | 0 | 34.2228 | 71.6019 | 71.4215 | 61.5188 | 0 | 0 | 0 | 0 | 128.1863 | 125.7361 | 246.078 | 365.8902 | 0 | 0 | 0 | 0 | 0.49123 | 8.6332 | -0.51685 | -6.6926 | 0 | 0 | 0 | 0 | 78.7863 | 308.9757 | 290.4295 | 272.4328 | 0.39561 | 0.38891 | 0.3827 | 0.36553 | 31.1689 | 120.1635 | 111.1472 | 99.5837
1 | 17 | 7 | 726.1455 | 721.0874 | 713.3414 | 815.768 | 378.8299 | 100.3275 | 0 | 0 | 37.6096 | 81.3451 | 76.4825 | 76.0794 | 0 | 0 | 0 | 0 | 116.5758 | 113.7804 | 255.5311 | 379.4357 | 0 | 0 | 0 | 0 | 0.025725 | 10.0937 | 14.452 | 18.3384 | 0 | 0 | 0 | 0 | 193.1044 | 415.5406 | 366.8759 | 341.9146 | 0.39512 | 0.39346 | 0.38571 | 0.37033 | 76.2988 | 163.4975 | 141.509 | 126.6212
1 | 17 | 8 | 798.3804 | 793.9037 | 786.7048 | 901.0137 | 378.8299 | 100.3275 | 0 | 0 | 34.2161 | 67.3892 | 61.2105 | 57.2804 | 0 | 0 | 0 | 0 | 144.6267 | 254.8321 | 418.3486 | 548.9242 | 0 | 0 | 0 | 0 | -0.19 | -0.80234 | 2.8909 | -3.9716 | 0 | 0 | 0 | 0 | 240.8977 | 372.1572 | 304.2547 | 298.7808 | 0.39371 | 0.38507 | 0.38401 | 0.3747 | 94.8428 | 143.305 | 116.8353 | 111.9543
1 | 17 | 9 | 796.8123 | 792.4477 | 785.2333 | 899.0405 | 378.8299 | 100.3275 | 0 | 0 | 28.7792 | 51.4939 | 52.2393 | 55.7068 | 0 | 0 | 0 | 0 | 237.157 | 512.1742 | 714.5948 | 861.2832 | 0 | 0 | 0 | 0 | -0.22291 | -7.9615 | -5.7928 | -7.038 | 0 | 0 | 0 | 0 | 152.269 | 136.4137 | 24.1919 | -10.9116 | 0.37693 | 0.19574 | 0.19483 | 0.1952 | 57.3952 | 26.7013 | 4.7132 | -2.13
1 | 17 | 10 | 805.6899 | 801.3699 | 794.156 | 909.287 | 378.8299 | 100.3275 | 0 | 0 | 29.8088 | 49.8129 | 51.5604 | 49.2522 | 0 | 0 | 0 | 0 | 308.4864 | 708.3253 | 936.7132 | 1095.3728 | 0 | 0 | 0 | 0 | -0.42922 | -6.8713 | -16.1745 | -51.967 | 0 | 0 | 0 | 0 | 88.994 | -50.2245 | -177.9431 | -183.371 | 0.37868 | 0.19544 | 0.19523 | 0.10268 | 33.6999 | -9.8158 | -34.7407 | -18.8291
1 | 17 | 11 | 801.8333 | 797.7502 | 790.773 | 905.5183 | 378.8299 | 100.3275 | 0 | 0 | 26.8639 | 46.8571 | 47.9886 | 47.6414 | 0 | 0 | 0 | 0 | 342.8944 | 803.3278 | 1042.5912 | 1205.9495 | 0 | 0 | 0 | 0 | -0.42003 | -9.7659 | -21.2795 | -48.5868 | 0 | 0 | 0 | 0 | 53.6651 | -142.9963 | -278.5274 | -299.4858 | 0.37978 | 0.19887 | 0.19965 | 0.10268 | 20.3807 | -28.4371 | -55.608 | -30.7521
1 | 17 | 12 | 791.4077 | 787.6228 | 780.9345 | 894.288 | 378.8299 | 100.3275 | 0 | 0 | 25.0922 | 47.003 | 48.518 | 44.8066 | 0 | 0 | 0 | 0 | 350.2202 | 819.2671 | 1069.6052 | 1231.8483 | 0 | 0 | 0 | 0 | -0.79343 | -9.7115 | -22.4647 | -50.0996 | 0 | 0 | 0 | 0 | 38.0589 | -169.2632 | -314.724 | -332.2674 | 0.37904 | 0.19928 | 0.19965 | 0.10268 | 14.426 | -33.7307 | -62.8346 | -34.1182
1 | 17 | 13 | 773.4463 | 770.9488 | 765.6688 | 877.7461 | 378.8299 | 100.3275 | 0 | 0 | 26.0455 | 46.9939 | 48.0516 | 44.6959 | 0 | 0 | 0 | 0 | 347.8756 | 850.3029 | 1106.6791 | 1268.7185 | 0 | 0 | 0 | 0 | -0.73289 | -9.5666 | -22.2233 | -49.1282 | 0 | 0 | 0 | 0 | 21.4282 | -217.109 | -366.8386 | -386.5402 | 0.37914 | 0.19928 | 0.19965 | 0.10268 | 8.1244 | -43.2654 | -73.2393 | -39.6911
1 | 17 | 14 | 756.8862 | 754.9472 | 750.2369 | 860.254 | 378.8299 | 100.3275 | 0 | 0 | 27.4571 | 48.1931 | 48.0734 | 44.6361 | 0 | 0 | 0 | 0 | 333.1592 | 823.6912 | 1079.4809 | 1234.3391 | 0 | 0 | 0 | 0 | -0.84364 | -10.1206 | -20.1686 | -38.5848 | 0 | 0 | 0 | 0 | 18.2836 | -207.1439 | -357.1488 | -380.1364 | 0.37923 | 0.19925 | 0.19951 | 0.10268 | 6.9338 | -41.2742 | -71.256 | -39.0335
1 | 17 | 15 | 743.4284 | 742.4489 | 738.8256 | 847.9849 | 378.8299 | 100.3275 | 0 | 0 | 27.8466 | 50.1417 | 50.3916 | 44.8966 | 0 | 0 | 0 | 0 | 316.6049 | 787.5029 | 1030.0692 | 1176.9575 | 0 | 0 | 0 | 0 | -0.7055 | -7.3277 | -14.7198 | -30.1282 | 0 | 0 | 0 | 0 | 20.8525 | -188.1955 | -326.9155 | -343.7409 | 0.37903 | 0.19565 | 0.19571 | 0.097328 | 7.9037 | -36.8199 | -63.9813 | -33.4558
1 | 17 | 16 | 735.6008 | 737.014 | 736.034 | 846.9351 | 378.8299 | 100.3275 | 0 | 0 | 28.4741 | 57.9441 | 52.127 | 57.5736 | 0 | 0 | 0 | 0 | 264.9503 | 646.5494 | 866.7541 | 1009.2314 | 0 | 0 | 0 | 0 | -0.13843 | -4.1094 | -0.67978 | -4.1315 | 0 | 0 | 0 | 0 | 63.4849 | -63.6976 | -182.1674 | -215.7383 | 0.37973 | 0.1927 | 0.19404 | 0.18663 | 24.1074 | -12.2746 | -35.3485 | -40.2625
1 | 17 | 17 | 756.3241 | 759.9143 | 761.2637 | 877.9397 | 378.8299 | 100.3275 | 0 | 0 | 35.326 | 70.49 | 60.1886 | 75.9532 | 0 | 0 | 0 | 0 | 188.8078 | 348.9599 | 535.4024 | 663.9362 | 141.5984 | 151.5027 | 151.5027 | 151.5027 | -0.19919 | -0.26113 | -0.86071 | 11.7797 | 0 | 0 | 0 | 0 | 11.9612 | 88.8953 | 15.0307 | -25.2321 | 0.39657 | 0.40209 | 0.39866 | 0.38696 | 4.7434 | 35.7443 | 5.9922 | -9.7638
1 | 17 | 18 | 832.1433 | 839.794 | 845.6227 | 979.3256 | 378.8299 | 100.3275 | 0 | 0 | 41.4042 | 84.0215 | 80.3574 | 84.5208 | 0 | 0 | 0 | 0 | 162.8528 | 196.4979 | 358.5916 | 478.9756 | 141.5984 | 151.5027 | 151.5027 | 151.5027 | 0.45155 | 5.8262 | 8.4445 | 38.9977 | 0 | 0 | 0 | 0 | 107.0065 | 301.6182 | 246.7265 | 225.3287 | 0.40419 | 0.40413 | 0.39849 | 0.38211 | 43.2505 | 121.8917 | 98.3179 | 86.1014
1 | 17 | 19 | 877.1506 | 888.3017 | 898.0915 | 1043.5381 | 378.8299 | 100.3275 | 0 | 0 | 42.8898 | 82.1359 | 82.0978 | 88.0252 | 0 | 0 | 0 | 0 | 176.4947 | 216.1837 | 380.2015 | 493.9264 | 141.5984 | 151.5027 | 151.5027 | 151.5027 | 0.69155 | 5.2843 | 11.0632 | 33.6304 | 0 | 0 | 0 | 0 | 136.6462 | 332.8675 | 273.2263 | 276.4534 | 0.40616 | 0.40567 | 0.40134 | 0.38379 | 55.4999 | 135.036 | 109.656 | 106.1013
1 | 17 | 20 | 870.2007 | 882.3335 | 893.2882 | 1039.0866 | 378.8299 | 100.3275 | 0 | 0 | 40.6181 | 86.6082 | 90.5505 | 96.9021 | 0 | 0 | 0 | 0 | 190.7364 | 233.9574 | 400.0825 | 512.0204 | 141.5984 | 151.5027 | 151.5027 | 151.5027 | 0.56658 | 0.84582 | 5.2907 | 28.7915 | 0 | 0 | 0 | 0 | 117.8513 | 309.0918 | 245.8617 | 249.8698 | 0.40529 | 0.40498 | 0.3998 | 0.38283 | 47.7643 | 125.1769 | 98.2966 | 95.657
1 | 17 | 21 | 843.7612 | 855.8882 | 866.9544 | 1008.8965 | 378.8299 | 100.3275 | 0 | 0 | 41.2797 | 81.9237 | 83.8568 | 95.871 | 0 | 0 | 0 | 0 | 189.5567 | 227.4023 | 392.3681 | 505.4781 | 141.5984 | 151.5027 | 151.5027 | 151.5027 | 0.37596 | 1.4536 | 4.3384 | 36.5466 | 0 | 0 | 0 | 0 | 92.1206 | 293.2784 | 234.8883 | 219.498 | 0.40397 | 0.40336 | 0.39852 | 0.38167 | 37.2135 | 118.2965 | 93.6082 | 83.7757
1 | 17 | 22 | 785.1675 | 797.1855 | 808.3509 | 941.5118 | 378.8299 | 100.3275 | 0 | 0 | 40.3094 | 82.2735 | 89.366 | 91.9562 | 0 | 0 | 0 | 0 | 211.4577 | 259.1123 | 419.4809 | 532.7385 | 141.5984 | 151.5027 | 151.5027 | 151.5027 | 0.5743 | 5.0557 | 13.5128 | 8.1223 | 0 | 0 | 0 | 0 | 12.3979 | 198.9138 | 134.4885 | 157.1921 | 0.40092 | 0.40074 | 0.39596 | 0.37797 | 4.9706 | 79.7131 | 53.2516 | 59.4137
1 | 17 | 23 | 705.3952 | 716.3362 | 726.4737 | 846.1326 | 378.8299 | 100.3275 | 0 | 0 | 37.605 | 79.9929 | 87.78 | 88.942 | 0 | 0 | 0 | 0 | 215.2686 | 269.263 | 419.2891 | 537.7407 | 0 | 0 | 0 | 0 | 0.30992 | 5.6017 | 4.1367 | 28.6682 | 0 | 0 | 0 | 0 | 73.3818 | 261.1511 | 215.268 | 190.7817 | 0.39777 | 0.39563 | 0.3915 | 0.37266 | 29.1892 | 103.3185 | 84.2778 | 71.0976
1 | 17 | 24 | 630.4646 | 638.6791 | 645.9122 | 750.628 | 378.8299 | 100.3275 | 0 | 0 | 31.5149 | 79.002 | 81.5871 | 81.3454 | 0 | 0 | 0 | 0 | 214.3422 | 273.5997 | 427.2683 | 553.7919 | 0 | 0 | 0 | 0 | -0.21786 | 4.6043 | 11.7543 | 13.3911 | 0 | 0 | 0 | 0 | 5.9954 | 181.1455 | 125.3026 | 102.0997 | 0.39698 | 0.39267 | 0.38667 | 0.36903 | 2.3801 | 71.1311 | 48.4504 | 37.6783
1 | 18 | 1 | 585.254 | 590.0044 | 593.4334 | 686.751 | 378.8299 | 100.3275 | 0 | 0 | 30.7371 | 67.4166 | 72.208 | 71.2741 | 0 | 0 | 0 | 0 | 231.0049 | 298.7003 | 446.5345 | 576.0661 | 0 | 0 | 0 | 0 | 0.22597 | -0.46495 | 2.8892 | 15.4648 | 0 | 0 | 0 | 0 | -55.5438 | 124.025 | 71.8017 | 23.9461 | 0.399 | 0.39187 | 0.38588 | 0.36679 | -22.162 | 48.6017 | 27.7068 | 8.7831
1 | 18 | 2 | 558.3955 | 560.4906 | 561.0186 | 646.8738 | 378.8299 | 100.3275 | 0 | 0 | 29.8385 | 59.6359 | 61.373 | 63.0662 | 0 | 0 | 0 | 0 | 250.2428 | 323.1617 | 462.7552 | 599.5441 | 0 | 0 | 0 | 0 | 0.21324 | 1.4983 | -0.99528 | -0.46838 | 0 | 0 | 0 | 0 | -100.7288 | 75.8673 | 37.8857 | -15.2681 | 0.39922 | 0.39186 | 0.38422 | 0.36646 | -40.2133 | 29.7297 | 14.5564 | -5.5952
1 | 18 | 3 | 544.7901 | 544.6888 | 542.8317 | 623.9165 | 378.8299 | 100.3275 | 0 | 0 | 29.9745 | 58.5101 | 61.3864 | 56.6375 | 0 | 0 | 0 | 0 | 248.1586 | 309.6947 | 450.9829 | 583.7699 | 0 | 0 | 0 | 0 | -0.20254 | -1.6205 | 12.5461 | -17.3473 | 0 | 0 | 0 | 0 | -111.9704 | 77.7771 | 17.9162 | 0.85643 | 0.39872 | 0.3916 | 0.38238 | 0.3658 | -44.6451 | 30.4571 | 6.8509 | 0.31328
1 | 18 | 4 | 541.2744 | 539.2471 | 535.2332 | 613.2816 | 378.8299 | 100.3275 | 0 | 0 | 28.6135 | 60.8307 | 58.3383 | 46.9639 | 0 | 0 | 0 | 0 | 246.0451 | 300.1182 | 442.8214 | 558.5785 | 0 | 0 | 0 | 0 | -0.18951 | -0.31489 | -4.0495 | -8.9138 | 0 | 0 | 0 | 0 | -112.0246 | 78.2856 | 38.123 | 16.653 | 0.39774 | 0.39105 | 0.38218 | 0.36579 | -44.557 | 30.6133 | 14.57 | 6.0914
1 | 18 | 5 | 559.9686 | 556.2509 | 550.2792 | 628.9241 | 378.8299 | 100.3275 | 0 | 0 | 26.6163 | 67.301 | 61.7632 | 53.3728 | 0 | 0 | 0 | 0 | 241.8606 | 292.0634 | 436.5985 | 541.9486 | 0 | 0 | 0 | 0 | -0.26257 | -0.35029 | 1.71 | -4.0426 | 0 | 0 | 0 | 0 | -87.0756 | 96.9092 | 50.2076 | 37.6453 | 0.39572 | 0.38832 | 0.382 | 0.36494 | -34.4575 | 37.6313 | 19.1793 | 13.7384
1 | 18 | 6 | 615.0839 | 609.6752 | 601.6149 | 686.2475 | 378.8299 | 100.3275 | 0 | 0 | 34.2228 | 71.6019 | 71.4215 | 61.5188 | 0 | 0 | 0 | 0 | 241.2994 | 286.8096 | 431.5307 | 541.8173 | 0 | 0 | 0 | 0 | 0.49123 | 8.6332 | -0.51685 | -6.6926 | 0 | 0 | 0 | 0 | -39.7595 | 142.303 | 99.1795 | 89.6039 | 0.39561 | 0.38891 | 0.3827 | 0.36553 | -15.7294 | 55.343 | 37.9559 | 32.7534
1 | 18 | 7 | 718.9409 | 713.6763 | 705.6854 | 806.6683 | 378.8299 | 100.3275 | 0 | 0 | 37.6096 | 81.3451 | 76.4825 | 76.0794 | 0 | 0 | 0 | 0 | 244.7435 | 286.9247 | 427.0655 | 562.8884 | 0 | 0 | 0 | 0 | 0.025725 | 10.0937 | 14.452 | 18.3384 | 0 | 0 | 0 | 0 | 57.7321 | 234.9853 | 187.6854 | 149.3621 | 0.39512 | 0.39346 | 0.38571 | 0.37033 | 22.8109 | 92.4567 | 72.3928 | 55.3132
1 | 18 | 8 | 785.128 | 780.2755 | 772.6313 | 884.2904 | 378.8299 | 100.3275 | 0 | 0 | 34.2161 | 67.3892 | 61.2105 | 57.2804 | 0 | 0 | 0 | 0 | 290.5868 | 443.5612 | 591.9815 | 738.0087 | 0 | 0 | 0 | 0 | -0.19 | -0.80234 | 2.8909 | -3.9716 | 0 | 0 | 0 | 0 | 81.6852 | 169.7999 | 116.5484 | 92.9729 | 0.39371 | 0.38507 | 0.38401 | 0.3747 | 32.1599 | 65.3841 | 44.7552 | 34.8373
1 | 18 | 9 | 794.0274 | 789.5855 | 782.2794 | 895.5321 | 378.8299 | 100.3275 | 0 | 0 | 28.7792 | 51.4939 | 52.2393 | 55.7068 | 0 | 0 | 0 | 0 | 381.2194 | 724.2892 | 905.7928 | 1059.1633 | 0 | 0 | 0 | 0 | -0.22291 | -7.9615 | -5.7928 | -7.038 | 0 | 0 | 0 | 0 | 5.4218 | -78.5635 | -169.9599 | -212.3 | 0.37693 | 0.19574 | 0.19483 | 0.1952 | 2.0437 | -15.3779 | -33.1125 | -41.4413
1 | 18 | 10 | 801.3195 | 796.8786 | 789.5218 | 903.7835 | 378.8299 | 100.3275 | 0 | 0 | 29.8088 | 49.8129 | 51.5604 | 49.2522 | 0 | 0 | 0 | 0 | 445.1463 | 893.4968 | 1073.4501 | 1240.2672 | 0 | 0 | 0 | 0 | -0.42922 | -6.8713 | -16.1745 | -51.967 | 0 | 0 | 0 | 0 | -52.0363 | -239.8873 | -319.3142 | -333.7689 | 0.37868 | 0.19544 | 0.19523 | 0.10268 | -19.7049 | -46.8832 | -62.3412 | -34.2724
1 | 18 | 11 | 797.6255 | 793.4237 | 786.3059 | 900.2108 | 378.8299 | 100.3275 | 0 | 0 | 26.8639 | 46.8571 | 47.9886 | 47.6414 | 0 | 0 | 0 | 0 | 485.4997 | 1002.6023 | 1183.1211 | 1359.5473 | 0 | 0 | 0 | 0 | -0.42003 | -9.7659 | -21.2795 | -48.5868 | 0 | 0 | 0 | 0 | -93.148 | -346.5972 | -423.5243 | -458.3912 | 0.37978 | 0.19887 | 0.19965 | 0.10268 | -35.3754 | -68.9265 | -84.5566 | -47.069
1 | 18 | 12 | 786.1648 | 782.2287 | 775.3611 | 887.6627 | 378.8299 | 100.3275 | 0 | 0 | 25.0922 | 47.003 | 48.518 | 44.8066 | 0 | 0 | 0 | 0 | 504.3593 | 1033.8179 | 1207.2398 | 1386.5462 | 0 | 0 | 0 | 0 | -0.79343 | -9.7115 | -22.4647 | -50.0996 | 0 | 0 | 0 | 0 | -121.3232 | -389.2081 | -457.9319 | -493.5906 | 0.37904 | 0.19928 | 0.19965 | 0.10268 | -45.9868 | -77.5612 | -91.4261 | -50.6833
1 | 18 | 13 | 769.1622 | 766.5453 | 761.124 | 872.3477 | 378.8299 | 100.3275 | 0 | 0 | 26.0455 | 46.9939 | 48.0516 | 44.6959 | 0 | 0 | 0 | 0 | 510.6093 | 1049.9465 | 1230.8591 | 1407.5932 | 0 | 0 | 0 | 0 | -0.73289 | -9.5666 | -22.2233 | -49.1282 | 0 | 0 | 0 | 0 | -145.5896 | -421.1559 | -495.5634 | -530.8133 | 0.37914 | 0.19928 | 0.19965 | 0.10268 | -55.1994 | -83.9277 | -98.9392 | -54.5055
1 | 18 | 14 | 755.0245 | 753.0233 | 748.2388 | 857.8701 | 378.8299 | 100.3275 | 0 | 0 | 27.4571 | 48.1931 | 48.0734 | 44.6361 | 0 | 0 | 0 | 0 | 510.3425 | 1035.4713 | 1206.4871 | 1377.3848 | 0 | 0 | 0 | 0 | -0.84364 | -10.1206 | -20.1686 | -38.5848 | 0 | 0 | 0 | 0 | -160.7614 | -420.848 | -486.153 | -525.566 | 0.37923 | 0.19925 | 0.19951 | 0.10268 | -60.9663 | -83.8555 | -96.9941 | -53.9667
1 | 18 | 15 | 738.6383 | 737.5133 | 733.717 | 841.9045 | 378.8299 | 100.3275 | 0 | 0 | 27.8466 | 50.1417 | 50.3916 | 44.8966 | 0 | 0 | 0 | 0 | 506.3864 | 1017.8402 | 1195.6209 | 1359.2239 | 0 | 0 | 0 | 0 | -0.7055 | -7.3277 | -14.7198 | -30.1282 | 0 | 0 | 0 | 0 | -173.7192 | -423.4685 | -497.5758 | -532.0877 | 0.37903 | 0.19565 | 0.19571 | 0.097328 | -65.845 | -82.8503 | -97.3815 | -51.7872
1 | 18 | 16 | 729.28 | 730.5039 | 729.2991 | 838.9219 | 378.8299 | 100.3275 | 0 | 0 | 28.4741 | 57.9441 | 52.127 | 57.5736 | 0 | 0 | 0 | 0 | 459.7713 | 883.8718 | 1049.5537 | 1203.9497 | 0 | 0 | 0 | 0 | -0.13843 | -4.1094 | -0.67978 | -4.1315 | 0 | 0 | 0 | 0 | -137.6569 | -307.53 | -371.7019 | -418.4699 | 0.37973 | 0.1927 | 0.19404 | 0.18663 | -52.2731 | -59.2614 | -72.1265 | -78.0975
1 | 18 | 17 | 743.8869 | 747.1157 | 748.0361 | 862.2126 | 378.8299 | 100.3275 | 0 | 0 | 35.326 | 70.49 | 60.1886 | 75.9532 | 0 | 0 | 0 | 0 | 340.7361 | 540.872 | 662.6786 | 811.641 | 141.5984 | 151.5027 | 151.5027 | 151.5027 | -0.19919 | -0.26113 | -0.86071 | 11.7797 | 0 | 0 | 0 | 0 | -152.4042 | -115.8154 | -125.4731 | -188.664 | 0.39657 | 0.40209 | 0.39866 | 0.38696 | -60.4387 | -46.5687 | -50.0214 | -73.0056
1 | 18 | 18 | 817.3169 | 824.5286 | 829.836 | 960.5473 | 378.8299 | 100.3275 | 0 | 0 | 41.4042 | 84.0215 | 80.3574 | 84.5208 | 0 | 0 | 0 | 0 | 289.1346 | 355.5082 | 444.9274 | 597.766 | 141.5984 | 151.5027 | 151.5027 | 151.5027 | 0.45155 | 5.8262 | 8.4445 | 38.9977 | 0 | 0 | 0 | 0 | -34.1016 | 127.3425 | 144.6039 | 87.7601 | 0.40419 | 0.40413 | 0.39849 | 0.38211 | -13.7834 | 51.4624 | 57.6232 | 33.5344
1 | 18 | 19 | 846.3074 | 856.578 | 865.3241 | 1004.595 | 378.8299 | 100.3275 | 0 | 0 | 42.8898 | 82.1359 | 82.0978 | 88.0252 | 0 | 0 | 0 | 0 | 296.8464 | 359.7638 | 452.8383 | 607.893 | 141.5984 | 151.5027 | 151.5027 | 151.5027 | 0.69155 | 5.2843 | 11.0632 | 33.6304 | 0 | 0 | 0 | 0 | -14.5486 | 157.5638 | 167.8221 | 123.5437 | 0.40616 | 0.40567 | 0.40134 | 0.38379 | -5.909 | 63.9197 | 67.3533 | 47.4154
1 | 18 | 20 | 834.9218 | 846.0515 | 855.8175 | 994.5579 | 378.8299 | 100.3275 | 0 | 0 | 40.6181 | 86.6082 | 90.5505 | 96.9021 | 0 | 0 | 0 | 0 | 309.386 | 370.5085 | 465.7249 | 621.8247 | 141.5984 | 151.5027 | 151.5027 | 151.5027 | 0.56658 | 0.84582 | 5.2907 | 28.7915 | 0 | 0 | 0 | 0 | -36.0772 | 136.2588 | 142.7487 | 95.5369 | 0.40529 | 0.40498 | 0.3998 | 0.38283 | -14.6218 | 55.1825 | 57.0715 | 36.5742
1 | 18 | 21 | 807.0373 | 818.1141 | 827.9354 | 962.5217 | 378.8299 | 100.3275 | 0 | 0 | 41.2797 | 81.9237 | 83.8568 | 95.871 | 0 | 0 | 0 | 0 | 297.5738 | 348.4205 | 454.3302 | 609.8812 | 141.5984 | 151.5027 | 151.5027 | 151.5027 | 0.37596 | 1.4536 | 4.3384 | 36.5466 | 0 | 0 | 0 | 0 | -52.6204 | 134.4861 | 133.9072 | 68.7202 | 0.40397 | 0.40336 | 0.39852 | 0.38167 | -21.2568 | 54.2462 | 53.365 | 26.2284
1 | 18 | 22 | 763.8398 | 775.2429 | 785.6792 | 914.5609 | 378.8299 | 100.3275 | 0 | 0 | 40.3094 | 82.2735 | 89.366 | 91.9562 | 0 | 0 | 0 | 0 | 278.5655 | 316.0203 | 417.6567 | 570.5735 | 141.5984 | 151.5027 | 151.5027 | 151.5027 | 0.5743 | 5.0557 | 13.5128 | 8.1223 | 0 | 0 | 0 | 0 | -76.0376 | 120.0632 | 113.6409 | 92.4062 | 0.40092 | 0.40074 | 0.39596 | 0.37797 | -30.4853 | 48.1144 | 44.9969 | 34.9267
1 | 18 | 23 | 701.5747 | 712.3885 | 722.374 | 841.2416 | 378.8299 | 100.3275 | 0 | 0 | 37.605 | 79.9929 | 87.78 | 88.942 | 0 | 0 | 0 | 0 | 251.1945 | 279.834 | 374.1602 | 523.7272 | 0 | 0 | 0 | 0 | 0.30992 | 5.6017 | 4.1367 | 28.6682 | 0 | 0 | 0 | 0 | 33.6355 | 246.6324 | 256.2972 | 199.9042 | 0.39777 | 0.39563 | 0.3915 | 0.37266 | 13.3793 | 97.5745 | 100.3407 | 74.4972
1 | 18 | 24 | 638.8459 | 647.2667 | 654.7424 | 761.0887 | 378.8299 | 100.3275 | 0 | 0 | 31.5149 | 79.002 | 81.5871 | 81.3454 | 0 | 0 | 0 | 0 | 244.1018 | 267.4209 | 360.665 | 508.0377 | 0 | 0 | 0 | 0 | -0.21786 | 4.6043 | 11.7543 | 13.3911 | 0 | 0 | 0 | 0 | -15.3829 | 195.912 | 200.7361 | 158.3145 | 0.39698 | 0.39267 | 0.38667 | 0.36903 | -6.1067 | 76.9295 | 77.6181 | 58.4235
1 | 19 | 1 | 588.8546 | 593.6816 | 597.2 | 691.2007 | 378.8299 | 100.3275 | 0 | 0 | 30.7371 | 67.4166 | 72.208 | 71.2741 | 0 | 0 | 0 | 0 | 228.0272 | 247.0844 | 343.1836 | 488.8853 | 0 | 0 | 0 | 0 | 0.22597 | -0.46495 | 2.8892 | 15.4648 | 0 | 0 | 0 | 0 | -48.9656 | 179.3181 | 178.9191 | 115.5766 | 0.399 | 0.39187 | 0.38588 | 0.36679 | -19.5373 | 70.2694 | 69.0413 | 42.3918
1 | 19 | 2 | 559.336 | 561.4366 | 561.9701 | 647.983 | 378.8299 | 100.3275 | 0 | 0 | 29.8385 | 59.6359 | 61.373 | 63.0662 | 0 | 0 | 0 | 0 | 225.8468 | 241.1378 | 331.5187 | 473.2823 | 0 | 0 | 0 | 0 | 0.21324 | 1.4983 | -0.99528 | -0.46838 | 0 | 0 | 0 | 0 | -75.3924 | 158.8372 | 170.0736 | 112.1028 | 0.39922 | 0.39186 | 0.38422 | 0.36646 | -30.0984 | 62.2426 | 65.3456 | 41.0815
1 | 19 | 3 | 543.165 | 542.9976 | 541.0609 | 621.7917 | 378.8299 | 100.3275 | 0 | 0 | 29.9745 | 58.5101 | 61.3864 | 56.6375 | 0 | 0 | 0 | 0 | 227.8074 | 241.1983 | 322.4017 | 459.933 | 0 | 0 | 0 | 0 | -0.20254 | -1.6205 | 12.5461 | -17.3473 | 0 | 0 | 0 | 0 | -93.2443 | 144.5822 | 144.7267 | 122.5686 | 0.39872 | 0.3916 | 0.38238 | 0.3658 | -37.1786 | 56.6177 | 55.3412 | 44.8355
1 | 19 | 4 | 533.4603 | 531.201 | 526.9114 | 603.3821 | 378.8299 | 100.3275 | 0 | 0 | 28.6135 | 60.8307 | 58.3383 | 46.9639 | 0 | 0 | 0 | 0 | 225.6838 | 237.6857 | 318.89 | 456.5119 | 0 | 0 | 0 | 0 | -0.18951 | -0.31489 | -4.0495 | -8.9138 | 0 | 0 | 0 | 0 | -99.4774 | 132.672 | 153.7326 | 108.8201 | 0.39774 | 0.39105 | 0.38218 | 0.36579 | -39.5664 | 51.8808 | 58.7541 | 39.8048
1 | 19 | 5 | 540.6933 | 536.4248 | 529.8001 | 604.5848 | 378.8299 | 100.3275 | 0 | 0 | 26.6163 | 67.301 | 61.7632 | 53.3728 | 0 | 0 | 0 | 0 | 219.8242 | 230.0799 | 307.9039 | 445.1855 | 0 | 0 | 0 | 0 | -0.26257 | -0.35029 | 1.71 | -4.0426 | 0 | 0 | 0 | 0 | -84.3145 | 139.0666 | 158.4231 | 110.0691 | 0.39572 | 0.38832 | 0.382 | 0.36494 | -33.3649 | 54.0017 | 60.5175 | 40.169
1 | 19 | 6 | 565.5137 | 558.7089 | 548.9949 | 623.7296 | 378.8299 | 100.3275 | 0 | 0 | 34.2228 | 71.6019 | 71.4215 | 61.5188 | 0 | 0 | 0 | 0 | 220.5973 | 229.6541 | 304.8422 | 440.7308 | 0 | 0 | 0 | 0 | 0.49123 | 8.6332 | -0.51685 | -6.6926 | 0 | 0 | 0 | 0 | -68.6275 | 148.4922 | 173.248 | 128.1725 | 0.39561 | 0.38891 | 0.3827 | 0.36553 | -27.15 | 57.75 | 66.3019 | 46.8515
1 | 19 | 7 | 610.3678 | 602.0474 | 590.437 | 669.7437 | 378.8299 | 100.3275 | 0 | 0 | 37.6096 | 81.3451 | 76.4825 | 76.0794 | 0 | 0 | 0 | 0 | 220.1425 | 227.1875 | 298.9543 | 430.0584 | 0 | 0 | 0 | 0 | 0.025725 | 10.0937 | 14.452 | 18.3384 | 0 | 0 | 0 | 0 | -26.24 | 183.0935 | 200.5483 | 145.2675 | 0.39512 | 0.39346 | 0.38571 | 0.37033 | -10.3678 | 72.0395 | 77.3542 | 53.7969
1 | 19 | 8 | 651.4864 | 642.8804 | 630.7907 | 715.7803 | 378.8299 | 100.3275 | 0 | 0 | 34.2161 | 67.3892 | 61.2105 | 57.2804 | 0 | 0 | 0 | 0 | 239.7539 | 315.0642 | 383.8952 | 502.0439 | 0 | 0 | 0 | 0 | -0.19 | -0.80234 | 2.8909 | -3.9716 | 0 | 0 | 0 | 0 | -1.1236 | 160.9018 | 182.7941 | 160.4276 | 0.39371 | 0.38507 | 0.38401 | 0.3747 | -0.44235 | 61.9578 | 70.1939 | 60.1129
1 | 19 | 9 | 692.4482 | 685.1511 | 674.4633 | 767.4415 | 378.8299 | 100.3275 | 0 | 0 | 28.7792 | 51.4939 | 52.2393 | 55.7068 | 0 | 0 | 0 | 0 | 309.7996 | 560.4225 | 665.1172 | 779.0665 | 0 | 0 | 0 | 0 | -0.22291 | -7.9615 | -5.7928 | -7.038 | 0 | 0 | 0 | 0 | -24.7375 | -19.1312 | -37.1004 | -60.2938 | 0.37693 | 0.19574 | 0.19483 | 0.1952 | -9.3244 | -3.7447 | -7.2281 | -11.7695
1 | 19 | 10 | 727.5509 | 721.0348 | 711.22 | 810.7555 | 378.8299 | 100.3275 | 0 | 0 | 29.8088 | 49.8129 | 51.5604 | 49.2522 | 0 | 0 | 0 | 0 | 362.8084 | 701.0713 | 806.5264 | 919.2698 | 0 | 0 | 0 | 0 | -0.42922 | -6.8713 | -16.1745 | -51.967 | 0 | 0 | 0 | 0 | -43.467 | -123.3056 | -130.6923 | -105.7995 | 0.37868 | 0.19544 | 0.19523 | 0.10268 | -16.4599 | -24.0986 | -25.5157 | -10.8638
1 | 19 | 11 | 733.5815 | 727.5858 | 718.3437 | 819.4748 | 378.8299 | 100.3275 | 0 | 0 | 26.8639 | 46.8571 | 47.9886 | 47.6414 | 0 | 0 | 0 | 0 | 386.5185 | 744.4064 | 837.5618 | 943.175 | 0 | 0 | 0 | 0 | -0.42003 | -9.7659 | -21.2795 | -48.5868 | 0 | 0 | 0 | 0 | -58.2108 | -154.2393 | -145.9273 | -122.7548 | 0.37978 | 0.19887 | 0.19965 | 0.10268 | -22.1071 | -30.673 | -29.1344 | -12.6048
1 | 19 | 12 | 724.6102 | 718.9514 | 710.0437 | 810.0701 | 378.8299 | 100.3275 | 0 | 0 | 25.0922 | 47.003 | 48.518 | 44.8066 | 0 | 0 | 0 | 0 | 391.1785 | 759.0965 | 850.1448 | 947.232 | 0 | 0 | 0 | 0 | -0.79343 | -9.7115 | -22.4647 | -50.0996 | 0 | 0 | 0 | 0 | -69.697 | -177.764 | -166.1543 | -131.8689 | 0.37904 | 0.19928 | 0.19965 | 0.10268 | -26.4182 | -35.4247 | -33.1727 | -13.5407
1 | 19 | 13 | 709.7094 | 705.429 | 698.0379 | 797.4062 | 378.8299 | 100.3275 | 0 | 0 | 26.0455 | 46.9939 | 48.0516 | 44.6959 | 0 | 0 | 0 | 0 | 381.5476 | 718.6342 | 789.7023 | 884.7421 | 0 | 0 | 0 | 0 | -0.73289 | -9.5666 | -22.2233 | -49.1282 | 0 | 0 | 0 | 0 | -75.9807 | -150.96 | -117.4928 | -82.9037 | 0.37914 | 0.19928 | 0.19965 | 0.10268 | -28.8076 | -30.0832 | -23.4574 | -8.5128
1 | 19 | 14 | 692.5962 | 688.854 | 682.0083 | 779.1991 | 378.8299 | 100.3275 | 0 | 0 | 27.4571 | 48.1931 | 48.0734 | 44.6361 | 0 | 0 | 0 | 0 | 358.7515 | 682.5999 | 752.2794 | 849.0429 | 0 | 0 | 0 | 0 | -0.84364 | -10.1206 | -20.1686 | -38.5848 | 0 | 0 | 0 | 0 | -71.5987 | -132.1459 | -98.176 | -75.895 | 0.37923 | 0.19925 | 0.19951 | 0.10268 | -27.1527 | -26.3306 | -19.5874 | -7.7931
1 | 19 | 15 | 678.436 | 675.6285 | 669.84 | 766.0257 | 378.8299 | 100.3275 | 0 | 0 | 27.8466 | 50.1417 | 50.3916 | 44.8966 | 0 | 0 | 0 | 0 | 322.9427 | 628.0051 | 696.9912 | 791.2656 | 0 | 0 | 0 | 0 | -0.7055 | -7.3277 | -14.7198 | -30.1282 | 0 | 0 | 0 | 0 | -50.4778 | -95.5181 | -62.823 | -40.0083 | 0.37903 | 0.19565 | 0.19571 | 0.097328 | -19.1327 | -18.6878 | -12.2952 | -3.8939
1 | 19 | 16 | 671.2696 | 670.8669 | 667.7358 | 765.7858 | 378.8299 | 100.3275 | 0 | 0 | 28.4741 | 57.9441 | 52.127 | 57.5736 | 0 | 0 | 0 | 0 | 288.5093 | 550.7646 | 616.082 | 708.6989 | 0 | 0 | 0 | 0 | -0.13843 | -4.1094 | -0.67978 | -4.1315 | 0 | 0 | 0 | 0 | -24.4053 | -34.0599 | 0.20652 | 3.6449 | 0.37973 | 0.1927 | 0.19404 | 0.18663 | -9.2675 | -6.5634 | 0.040073 | 0.68023
1 | 19 | 17 | 692.8438 | 694.6343 | 693.8511 | 797.8346 | 378.8299 | 100.3275 | 0 | 0 | 35.326 | 70.49 | 60.1886 | 75.9532 | 0 | 0 | 0 | 0 | 237.3463 | 351.9827 | 385.2577 | 469.9162 | 141.5984 | 151.5027 | 151.5027 | 151.5027 | -0.19919 | -0.26113 | -0.86071 | 11.7797 | 0 | 0 | 0 | 0 | -100.0575 | 20.5925 | 97.7627 | 88.6829 | 0.39657 | 0.40209 | 0.39866 | 0.38696 | -39.6796 | 8.2801 | 38.9743 | 34.3168
1 | 19 | 18 | 775.5012 | 781.5306 | 785.4373 | 907.7926 | 378.8299 | 100.3275 | 0 | 0 | 41.4042 | 84.0215 | 80.3574 | 84.5208 | 0 | 0 | 0 | 0 | 253.2454 | 291.8759 | 313.0221 | 375.8992 | 141.5984 | 151.5027 | 151.5027 | 151.5027 | 0.45155 | 5.8262 | 8.4445 | 38.9977 | 0 | 0 | 0 | 0 | -40.0282 | 147.9768 | 232.1106 | 256.8722 | 0.40419 | 0.40413 | 0.39849 | 0.38211 | -16.1788 | 59.8012 | 92.4936 | 98.1546
1 | 19 | 19 | 812.7711 | 822.0825 | 829.6916 | 962.2451 | 378.8299 | 100.3275 | 0 | 0 | 42.8898 | 82.1359 | 82.0978 | 88.0252 | 0 | 0 | 0 | 0 | 283.4145 | 321.9011 | 345.9259 | 401.2727 | 141.5984 | 151.5027 | 151.5027 | 151.5027 | 0.69155 | 5.2843 | 11.0632 | 33.6304 | 0 | 0 | 0 | 0 | -34.653 | 160.9311 | 239.1019 | 287.8141 | 0.40616 | 0.40567 | 0.40134 | 0.38379 | -14.0746 | 65.2857 | 95.9606 | 110.4615
1 | 19 | 20 | 800.6915 | 810.8338 | 819.4289 | 951.3007 | 378.8299 | 100.3275 | 0 | 0 | 40.6181 | 86.6082 | 90.5505 | 96.9021 | 0 | 0 | 0 | 0 | 293.0086 | 328.873 | 358.1503 | 405.2228 | 141.5984 | 151.5027 | 151.5027 | 151.5027 | 0.56658 | 0.84582 | 5.2907 | 28.7915 | 0 | 0 | 0 | 0 | -53.9301 | 142.6766 | 213.9347 | 268.8816 | 0.40529 | 0.40498 | 0.3998 | 0.38283 | -21.8575 | 57.7816 | 85.532 | 102.9353
1 | 19 | 21 | 779.5616 | 789.8493 | 798.7349 | 927.8129 | 378.8299 | 100.3275 | 0 | 0 | 41.2797 | 81.9237 | 83.8568 | 95.871 | 0 | 0 | 0 | 0 | 277.0876 | 310.5981 | 353.7207 | 395.7466 | 141.5984 | 151.5027 | 151.5027 | 151.5027 | 0.37596 | 1.4536 | 4.3384 | 36.5466 | 0 | 0 | 0 | 0 | -59.61 | 144.0436 | 205.3162 | 248.1459 | 0.40397 | 0.40336 | 0.39852 | 0.38167 | -24.0804 | 58.1013 | 81.8231 | 94.7097
1 | 19 | 22 | 740.0506 | 750.7746 | 760.4061 | 884.5247 | 378.8299 | 100.3275 | 0 | 0 | 40.3094 | 82.2735 | 89.366 | 91.9562 | 0 | 0 | 0 | 0 | 275.5366 | 306.1621 | 365.6927 | 406.1858 | 141.5984 | 151.5027 | 151.5027 | 151.5027 | 0.5743 | 5.0557 | 13.5128 | 8.1223 | 0 | 0 | 0 | 0 | -96.798 | 105.4532 | 140.3318 | 226.7577 | 0.40092 | 0.40074 | 0.39596 | 0.37797 | -38.8086 | 42.2595 | 55.5653 | 85.7074
1 | 19 | 23 | 683.8719 | 694.1846 | 703.5766 | 818.906 | 378.8299 | 100.3275 | 0 | 0 | 37.605 | 79.9929 | 87.78 | 88.942 | 0 | 0 | 0 | 0 | 322.6796 | 342.7601 | 420.5621 | 456.9248 | 0 | 0 | 0 | 0 | 0.30992 | 5.6017 | 4.1367 | 28.6682 | 0 | 0 | 0 | 0 | -55.5526 | 165.5025 | 191.0979 | 244.371 | 0.39777 | 0.39563 | 0.3915 | 0.37266 | -22.0973 | 65.4773 | 74.8151 | 91.0684
1 | 19 | 24 | 627.0252 | 635.1197 | 642.2091 | 746.2046 | 378.8299 | 100.3275 | 0 | 0 | 31.5149 | 79.002 | 81.5871 | 81.3454 | 0 | 0 | 0 | 0 | 356.5 | 370.2444 | 464.8193 | 502.5633 | 0 | 0 | 0 | 0 | -0.21786 | 4.6043 | 11.7543 | 13.3911 | 0 | 0 | 0 | 0 | -139.6018 | 80.9414 | 84.0484 | 148.9048 | 0.39698 | 0.39267 | 0.38667 | 0.36903 | -55.4193 | 31.7836 | 32.4988 | 54.951
1 | 20 | 1 | 580.4306 | 585.0228 | 588.2631 | 680.5853 | 378.8299 | 100.3275 | 0 | 0 | 30.7371 | 67.4166 | 72.208 | 71.2741 | 0 | 0 | 0 | 0 | 345.8363 | 356.4427 | 459.341 | 497.8114 | 0 | 0 | 0 | 0 | 0.22597 | -0.46495 | 2.8892 | 15.4648 | 0 | 0 | 0 | 0 | -175.1986 | 61.3011 | 53.8249 | 96.0351 | 0.399 | 0.39187 | 0.38588 | 0.36679 | -69.9042 | 24.0221 | 20.77 | 35.2243
1 | 20 | 2 | 551.7503 | 553.637 | 553.917 | 638.4147 | 378.8299 | 100.3275 | 0 | 0 | 29.8385 | 59.6359 | 61.373 | 63.0662 | 0 | 0 | 0 | 0 | 314.5557 | 319.1524 | 425.2449 | 464.4941 | 0 | 0 | 0 | 0 | 0.21324 | 1.4983 | -0.99528 | -0.46838 | 0 | 0 | 0 | 0 | -171.687 | 73.0229 | 68.2944 | 111.3227 | 0.39922 | 0.39186 | 0.38422 | 0.36646 | -68.5414 | 28.6151 | 26.24 | 40.7956
1 | 20 | 3 | 536.1322 | 535.7641 | 533.5894 | 612.9121 | 378.8299 | 100.3275 | 0 | 0 | 29.9745 | 58.5101 | 61.3864 | 56.6375 | 0 | 0 | 0 | 0 | 295.3655 | 295.685 | 402.8142 | 442.3296 | 0 | 0 | 0 | 0 | -0.20254 | -1.6205 | 12.5461 | -17.3473 | 0 | 0 | 0 | 0 | -167.8352 | 82.862 | 56.8427 | 131.2923 | 0.39872 | 0.3916 | 0.38238 | 0.3658 | -66.9196 | 32.4484 | 21.7358 | 48.0267
1 | 20 | 4 | 527.346 | 524.905 | 520.3997 | 595.6359 | 378.8299 | 100.3275 | 0 | 0 | 28.6135 | 60.8307 | 58.3383 | 46.9639 | 0 | 0 | 0 | 0 | 308.41 | 299.0317 | 407.054 | 446.6301 | 0 | 0 | 0 | 0 | -0.18951 | -0.31489 | -4.0495 | -8.9138 | 0 | 0 | 0 | 0 | -188.3179 | 65.03 | 59.0568 | 110.9557 | 0.39774 | 0.39105 | 0.38218 | 0.36579 | -74.902 | 25.4297 | 22.5706 | 40.5859
1 | 20 | 5 | 534.034 | 529.559 | 522.6887 | 596.1164 | 378.8299 | 100.3275 | 0 | 0 | 26.6163 | 67.301 | 61.7632 | 53.3728 | 0 | 0 | 0 | 0 | 306.5609 | 289.4842 | 393.3397 | 433.5847 | 0 | 0 | 0 | 0 | -0.26257 | -0.35029 | 1.71 | -4.0426 | 0 | 0 | 0 | 0 | -177.7105 | 72.7966 | 65.8759 | 113.2016 | 0.39572 | 0.38832 | 0.382 | 0.36494 | -70.3235 | 28.2681 | 25.1645 | 41.3121
1 | 20 | 6 | 553.1083 | 545.9092 | 535.7255 | 607.9183 | 378.8299 | 100.3275 | 0 | 0 | 34.2228 | 71.6019 | 71.4215 | 61.5188 | 0 | 0 | 0 | 0 | 305.5962 | 282.1718 | 384.9772 | 426.8057 | 0 | 0 | 0 | 0 | 0.49123 | 8.6332 | -0.51685 | -6.6926 | 0 | 0 | 0 | 0 | -166.0319 | 83.1748 | 79.8436 | 126.2863 | 0.39561 | 0.38891 | 0.3827 | 0.36553 | -65.6845 | 32.3475 | 30.5561 | 46.162
1 | 20 | 7 | 593.1614 | 584.2685 | 571.9747 | 647.7186 | 378.8299 | 100.3275 | 0 | 0 | 37.6096 | 81.3451 | 76.4825 | 76.0794 | 0 | 0 | 0 | 0 | 306.4207 | 278.6476 | 377.6633 | 424.3327 | 0 | 0 | 0 | 0 | 0.025725 | 10.0937 | 14.452 | 18.3384 | 0 | 0 | 0 | 0 | -129.7246 | 113.8545 | 103.3769 | 128.9681 | 0.39512 | 0.39346 | 0.38571 | 0.37033 | -51.2564 | 44.7969 | 39.8739 | 47.7607
1 | 20 | 8 | 628.2058 | 618.835 | 605.8328 | 686.0159 | 378.8299 | 100.3275 | 0 | 0 | 34.2161 | 67.3892 | 61.2105 | 57.2804 | 0 | 0 | 0 | 0 | 349.9657 | 427.9657 | 539.2267 | 591.5788 | 0 | 0 | 0 | 0 | -0.19 | -0.80234 | 2.8909 | -3.9716 | 0 | 0 | 0 | 0 | -134.6159 | 23.9549 | 2.5047 | 41.1283 | 0.39371 | 0.38507 | 0.38401 | 0.3747 | -52.9991 | 9.2242 | 0.96183 | 15.4109
1 | 20 | 9 | 667.5529 | 659.4704 | 647.8472 | 735.7325 | 378.8299 | 100.3275 | 0 | 0 | 28.7792 | 51.4939 | 52.2393 | 55.7068 | 0 | 0 | 0 | 0 | 447.6377 | 701.7753 | 856.9572 | 923.8055 | 0 | 0 | 0 | 0 | -0.22291 | -7.9615 | -5.7928 | -7.038 | 0 | 0 | 0 | 0 | -187.471 | -186.1647 | -255.5565 | -236.7419 | 0.37693 | 0.19574 | 0.19483 | 0.1952 | -70.664 | -36.4395 | -49.7889 | -46.2124
1 | 20 | 10 | 703.4452 | 696.1791 | 685.4717 | 780.0911 | 378.8299 | 100.3275 | 0 | 0 | 29.8088 | 49.8129 | 51.5604 | 49.2522 | 0 | 0 | 0 | 0 | 500.4486 | 851.552 | 1024.7929 | 1111.5796 | 0 | 0 | 0 | 0 | -0.42922 | -6.8713 | -16.1745 | -51.967 | 0 | 0 | 0 | 0 | -205.213 | -298.642 | -374.7072 | -328.7738 | 0.37868 | 0.19544 | 0.19523 | 0.10268 | -77.7093 | -58.3661 | -73.1558 | -33.7595
1 | 20 | 11 | 716.3391 | 709.7862 | 699.8796 | 797.4642 | 378.8299 | 100.3275 | 0 | 0 | 26.8639 | 46.8571 | 47.9886 | 47.6414 | 0 | 0 | 0 | 0 | 546.3435 | 974.4719 | 1195.5283 | 1290.4139 | 0 | 0 | 0 | 0 | -0.42003 | -9.7659 | -21.2795 | -48.5868 | 0 | 0 | 0 | 0 | -235.2782 | -402.1045 | -522.3579 | -492.0043 | 0.37978 | 0.19887 | 0.19965 | 0.10268 | -89.3531 | -79.965 | -104.2887 | -50.5205
1 | 20 | 12 | 715.5204 | 709.5375 | 700.242 | 798.355 | 378.8299 | 100.3275 | 0 | 0 | 25.0922 | 47.003 | 48.518 | 44.8066 | 0 | 0 | 0 | 0 | 602.9757 | 1073.5036 | 1351.6809 | 1446.8484 | 0 | 0 | 0 | 0 | -0.79343 | -9.7115 | -22.4647 | -50.0996 | 0 | 0 | 0 | 0 | -290.584 | -501.5851 | -677.4921 | -643.2005 | 0.37904 | 0.19928 | 0.19965 | 0.10268 | -110.144 | -99.9556 | -135.2613 | -66.0457
1 | 20 | 13 | 707.0205 | 702.5926 | 695.0224 | 793.7499 | 378.8299 | 100.3275 | 0 | 0 | 26.0455 | 46.9939 | 48.0516 | 44.6959 | 0 | 0 | 0 | 0 | 621.7553 | 1092.2211 | 1386.4042 | 1483.1317 | 0 | 0 | 0 | 0 | -0.73289 | -9.5666 | -22.2233 | -49.1282 | 0 | 0 | 0 | 0 | -318.8773 | -527.3834 | -717.2101 | -684.9495 | 0.37914 | 0.19928 | 0.19965 | 0.10268 | -120.9004 | -105.0967 | -143.191 | -70.3327
1 | 20 | 14 | 697.6132 | 693.9275 | 687.1437 | 785.2137 | 378.8299 | 100.3275 | 0 | 0 | 27.4571 | 48.1931 | 48.0734 | 44.6361 | 0 | 0 | 0 | 0 | 632.4373 | 1084.9593 | 1387.2324 | 1489.8113 | 0 | 0 | 0 | 0 | -0.84364 | -10.1206 | -20.1686 | -38.5848 | 0 | 0 | 0 | 0 | -340.2676 | -529.4317 | -727.9935 | -710.6488 | 0.37923 | 0.19925 | 0.19951 | 0.10268 | -129.0413 | -105.4912 | -145.2445 | -72.9715
1 | 20 | 15 | 686.004 | 683.3282 | 677.6909 | 775.2698 | 378.8299 | 100.3275 | 0 | 0 | 27.8466 | 50.1417 | 50.3916 | 44.8966 | 0 | 0 | 0 | 0 | 619.144 | 1024.8409 | 1321.4962 | 1430.2446 | 0 | 0 | 0 | 0 | -0.7055 | -7.3277 | -14.7198 | -30.1282 | 0 | 0 | 0 | 0 | -339.111 | -484.6542 | -679.4772 | -669.7432 | 0.37903 | 0.19565 | 0.19571 | 0.097328 | -128.5337 | -94.8211 | -132.9818 | -65.185
1 | 20 | 16 | 680.4541 | 680.2368 | 677.3208 | 777.0987 | 378.8299 | 100.3275 | 0 | 0 | 28.4741 | 57.9441 | 52.127 | 57.5736 | 0 | 0 | 0 | 0 | 591.7483 | 906.6631 | 1177.1121 | 1290.9095 | 0 | 0 | 0 | 0 | -0.13843 | -4.1094 | -0.67978 | -4.1315 | 0 | 0 | 0 | 0 | -318.4598 | -380.5885 | -551.2386 | -567.2528 | 0.37973 | 0.1927 | 0.19404 | 0.18663 | -120.9303 | -73.3399 | -106.9645 | -105.8643
1 | 20 | 17 | 693.5855 | 695.3337 | 694.4965 | 798.5367 | 378.8299 | 100.3275 | 0 | 0 | 35.326 | 70.49 | 60.1886 | 75.9532 | 0 | 0 | 0 | 0 | 525.2037 | 625.8261 | 856.8579 | 975.7181 | 141.5984 | 151.5027 | 151.5027 | 151.5027 | -0.19919 | -0.26113 | -0.86071 | 11.7797 | 0 | 0 | 0 | 0 | -387.1732 | -252.5515 | -373.192 | -416.417 | 0.39657 | 0.40209 | 0.39866 | 0.38696 | -153.5407 | -101.5495 | -148.7777 | -161.1371
1 | 20 | 18 | 781.4854 | 787.6294 | 791.6685 | 915.1405 | 378.8299 | 100.3275 | 0 | 0 | 41.4042 | 84.0215 | 80.3574 | 84.5208 | 0 | 0 | 0 | 0 | 485.7496 | 470.6013 | 667.4713 | 793.7189 | 141.5984 | 151.5027 | 151.5027 | 151.5027 | 0.45155 | 5.8262 | 8.4445 | 38.9977 | 0 | 0 | 0 | 0 | -266.5482 | -24.6498 | -116.1074 | -153.5996 | 0.40419 | 0.40413 | 0.39849 | 0.38211 | -107.7349 | -9.9616 | -46.2676 | -58.6926
1 | 20 | 19 | 826.8606 | 836.5153 | 844.5278 | 979.8171 | 378.8299 | 100.3275 | 0 | 0 | 42.8898 | 82.1359 | 82.0978 | 88.0252 | 0 | 0 | 0 | 0 | 482.3593 | 470.7863 | 669.7269 | 804.1323 | 141.5984 | 151.5027 | 151.5027 | 151.5027 | 0.69155 | 5.2843 | 11.0632 | 33.6304 | 0 | 0 | 0 | 0 | -219.5083 | 26.4786 | -69.8628 | -97.4735 | 0.40616 | 0.40567 | 0.40134 | 0.38379 | -89.155 | 10.7417 | -28.0386 | -37.4098
1 | 20 | 20 | 822.6609 | 833.3754 | 842.6454 | 978.8365 | 378.8299 | 100.3275 | 0 | 0 | 40.6181 | 86.6082 | 90.5505 | 96.9021 | 0 | 0 | 0 | 0 | 472.9029 | 467.8184 | 668.2232 | 808.266 | 141.5984 | 151.5027 | 151.5027 | 151.5027 | 0.56658 | 0.84582 | 5.2907 | 28.7915 | 0 | 0 | 0 | 0 | -211.855 | 26.2727 | -72.9217 | -106.6258 | 0.40529 | 0.40498 | 0.3998 | 0.38283 | -85.8634 | 10.64 | -29.1544 | -40.8193
1 | 20 | 21 | 807.8785 | 818.915 | 828.6846 | 963.3462 | 378.8299 | 100.3275 | 0 | 0 | 41.2797 | 81.9237 | 83.8568 | 95.871 | 0 | 0 | 0 | 0 | 426.604 | 431.2624 | 639.393 | 776.0146 | 141.5984 | 151.5027 | 151.5027 | 151.5027 | 0.37596 | 1.4536 | 4.3384 | 36.5466 | 0 | 0 | 0 | 0 | -180.8095 | 52.445 | -50.4064 | -96.5888 | 0.40397 | 0.40336 | 0.39852 | 0.38167 | -73.0408 | 21.1542 | -20.0881 | -36.865
1 | 20 | 22 | 757.5265 | 768.6982 | 778.8573 | 906.4009 | 378.8299 | 100.3275 | 0 | 0 | 40.3094 | 82.2735 | 89.366 | 91.9562 | 0 | 0 | 0 | 0 | 363.1098 | 379.5167 | 579.1142 | 711.6225 | 141.5984 | 151.5027 | 151.5027 | 151.5027 | 0.5743 | 5.0557 | 13.5128 | 8.1223 | 0 | 0 | 0 | 0 | -166.8953 | 50.0222 | -54.6385 | -56.8028 | 0.40092 | 0.40074 | 0.39596 | 0.37797 | -66.9123 | 20.046 | -21.6345 | -21.4697
1 | 20 | 23 | 684.5924 | 694.8942 | 704.2713 | 819.6993 | 378.8299 | 100.3275 | 0 | 0 | 37.605 | 79.9929 | 87.78 | 88.942 | 0 | 0 | 0 | 0 | 286.9194 | 312.9747 | 511.4403 | 639.6883 | 0 | 0 | 0 | 0 | 0.30992 | 5.6017 | 4.1367 | 28.6682 | 0 | 0 | 0 | 0 | -19.0717 | 195.9975 | 100.9144 | 62.4008 | 0.39777 | 0.39563 | 0.3915 | 0.37266 | -7.5862 | 77.5419 | 39.5082 | 23.2545
1 | 20 | 24 | 617.5191 | 625.3229 | 632.0667 | 734.1309 | 378.8299 | 100.3275 | 0 | 0 | 31.5149 | 79.002 | 81.5871 | 81.3454 | 0 | 0 | 0 | 0 | 235.162 | 268.9716 | 467.8589 | 591.6436 | 0 | 0 | 0 | 0 | -0.21786 | 4.6043 | 11.7543 | 13.3911 | 0 | 0 | 0 | 0 | -27.7699 | 172.4174 | 70.8665 | 47.7508 | 0.39698 | 0.39267 | 0.38667 | 0.36903 | -11.0241 | 67.7038 | 27.4017 | 17.6217
1 | 21 | 1 | 578.1185 | 582.6307 | 585.7754 | 677.6143 | 378.8299 | 100.3275 | 0 | 0 | 30.7371 | 67.4166 | 72.208 | 71.2741 | 0 | 0 | 0 | 0 | 228.1212 | 264.6317 | 465.3845 | 580.6879 | 0 | 0 | 0 | 0 | 0.22597 | -0.46495 | 2.8892 | 15.4648 | 0 | 0 | 0 | 0 | -59.7957 | 150.7199 | 45.2936 | 10.1876 | 0.399 | 0.39187 | 0.38588 | 0.36679 | -23.8584 | 59.0626 | 17.4779 | 3.7367
1 | 21 | 2 | 555.2772 | 557.2471 | 557.6246 | 642.8032 | 378.8299 | 100.3275 | 0 | 0 | 29.8385 | 59.6359 | 61.373 | 63.0662 | 0 | 0 | 0 | 0 | 213.3162 | 253.0566 | 459.5186 | 575.0713 | 0 | 0 | 0 | 0 | 0.21324 | 1.4983 | -0.99528 | -0.46838 | 0 | 0 | 0 | 0 | -66.9206 | 142.7289 | 37.7282 | 5.134 | 0.39922 | 0.39186 | 0.38422 | 0.36646 | -26.7162 | 55.9303 | 14.4959 | 1.8814
1 | 21 | 3 | 545.1329 | 545.0013 | 543.106 | 624.2014 | 378.8299 | 100.3275 | 0 | 0 | 29.9745 | 58.5101 | 61.3864 | 56.6375 | 0 | 0 | 0 | 0 | 199.218 | 249.0425 | 456.8695 | 574.404 | 0 | 0 | 0 | 0 | -0.20254 | -1.6205 | 12.5461 | -17.3473 | 0 | 0 | 0 | 0 | -62.687 | 138.7418 | 12.3039 | 10.5072 | 0.39872 | 0.3916 | 0.38238 | 0.3658 | -24.9947 | 54.3306 | 4.7048 | 3.8435
1 | 21 | 4 | 544.4621 | 542.4835 | 538.5249 | 617.1503 | 378.8299 | 100.3275 | 0 | 0 | 28.6135 | 60.8307 | 58.3383 | 46.9639 | 0 | 0 | 0 | 0 | 157.579 | 214.5209 | 423.0991 | 543.4912 | 0 | 0 | 0 | 0 | -0.18951 | -0.31489 | -4.0495 | -8.9138 | 0 | 0 | 0 | 0 | -20.3708 | 167.1193 | 61.1369 | 35.609 | 0.39774 | 0.39105 | 0.38218 | 0.36579 | -8.1023 | 65.3513 | 23.3655 | 13.0252
1 | 21 | 5 | 565.9236 | 562.3248 | 556.491 | 636.2543 | 378.8299 | 100.3275 | 0 | 0 | 26.6163 | 67.301 | 61.7632 | 53.3728 | 0 | 0 | 0 | 0 | 144.4081 | 193.0595 | 402.9755 | 524.1772 | 0 | 0 | 0 | 0 | -0.26257 | -0.35029 | 1.71 | -4.0426 | 0 | 0 | 0 | 0 | 16.3319 | 201.9871 | 90.0423 | 62.7469 | 0.39572 | 0.38832 | 0.382 | 0.36494 | 6.4629 | 78.4347 | 34.3961 | 22.8991
1 | 21 | 6 | 622.65 | 617.3745 | 609.4673 | 695.4951 | 378.8299 | 100.3275 | 0 | 0 | 34.2228 | 71.6019 | 71.4215 | 61.5188 | 0 | 0 | 0 | 0 | 174.1755 | 223.8721 | 430.1808 | 548.0372 | 0 | 0 | 0 | 0 | 0.49123 | 8.6332 | -0.51685 | -6.6926 | 0 | 0 | 0 | 0 | 34.9305 | 212.9398 | 108.3818 | 92.6316 | 0.39561 | 0.38891 | 0.3827 | 0.36553 | 13.819 | 82.8143 | 41.4776 | 33.8601
1 | 21 | 7 | 722.0995 | 716.7766 | 708.7079 | 810.1084 | 378.8299 | 100.3275 | 0 | 0 | 37.6096 | 81.3451 | 76.4825 | 76.0794 | 0 | 0 | 0 | 0 | 215.348 | 271.7383 | 465.3629 | 582.7551 | 0 | 0 | 0 | 0 | 0.025725 | 10.0937 | 14.452 | 18.3384 | 0 | 0 | 0 | 0 | 90.2862 | 253.2719 | 152.4106 | 132.9355 | 0.39512 | 0.39346 | 0.38571 | 0.37033 | 35.6736 | 99.6517 | 58.7868 | 49.23
1 | 21 | 8 | 787.1234 | 782.1544 | 774.362 | 886.1698 | 378.8299 | 100.3275 | 0 | 0 | 34.2161 | 67.3892 | 61.2105 | 57.2804 | 0 | 0 | 0 | 0 | 270.6491 | 445.026 | 654.5699 | 761.7872 | 0 | 0 | 0 | 0 | -0.19 | -0.80234 | 2.8909 | -3.9716 | 0 | 0 | 0 | 0 | 103.6183 | 170.214 | 55.6907 | 71.0738 | 0.39371 | 0.38507 | 0.38401 | 0.3747 | 40.7951 | 65.5436 | 21.3855 | 26.6316
1 | 21 | 9 | 802.6296 | 798.279 | 791.0721 | 905.824 | 378.8299 | 100.3275 | 0 | 0 | 28.7792 | 51.4939 | 52.2393 | 55.7068 | 0 | 0 | 0 | 0 | 415.3179 | 777.0209 | 1029.7538 | 1139.8441 | 0 | 0 | 0 | 0 | -0.22291 | -7.9615 | -5.7928 | -7.038 | 0 | 0 | 0 | 0 | -20.0744 | -122.6017 | -285.1282 | -282.689 | 0.37693 | 0.19574 | 0.19483 | 0.1952 | -7.5667 | -23.9978 | -55.5502 | -55.1814
1 | 21 | 10 | 823.1532 | 819.1888 | 812.3881 | 930.8091 | 378.8299 | 100.3275 | 0 | 0 | 29.8088 | 49.8129 | 51.5604 | 49.2522 | 0 | 0 | 0 | 0 | 528.3459 | 997.5114 | 1260.6331 | 1384.9758 | 0 | 0 | 0 | 0 | -0.42922 | -6.8713 | -16.1745 | -51.967 | 0 | 0 | 0 | 0 | -113.4022 | -321.5916 | -483.6308 | -451.4518 | 0.37868 | 0.19544 | 0.19523 | 0.10268 | -42.9428 | -62.8513 | -94.4215 | -46.3564
1 | 21 | 11 | 817.2255 | 813.4491 | 806.8277 | 924.4629 | 378.8299 | 100.3275 | 0 | 0 | 26.8639 | 46.8571 | 47.9886 | 47.6414 | 0 | 0 | 0 | 0 | 613.7143 | 1133.267 | 1400.9862 | 1536.7602 | 0 | 0 | 0 | 0 | -0.42003 | -9.7659 | -21.2795 | -48.5868 | 0 | 0 | 0 | 0 | -201.7627 | -457.2366 | -620.8677 | -611.3519 | 0.37978 | 0.19887 | 0.19965 | 0.10268 | -76.6247 | -90.9289 | -123.9562 | -62.7754
1 | 21 | 12 | 806.4789 | 803.0005 | 796.6682 | 912.8602 | 378.8299 | 100.3275 | 0 | 0 | 25.0922 | 47.003 | 48.518 | 44.8066 | 0 | 0 | 0 | 0 | 653.6318 | 1197.8735 | 1468.0825 | 1618.8301 | 0 | 0 | 0 | 0 | -0.79343 | -9.7115 | -22.4647 | -50.0996 | 0 | 0 | 0 | 0 | -250.2815 | -532.4919 | -697.4676 | -700.6769 | 0.37904 | 0.19928 | 0.19965 | 0.10268 | -94.8676 | -106.1147 | -139.2494 | -71.9476
1 | 21 | 13 | 785.999 | 783.7492 | 778.7563 | 893.1867 | 378.8299 | 100.3275 | 0 | 0 | 26.0455 | 46.9939 | 48.0516 | 44.6959 | 0 | 0 | 0 | 0 | 667.5079 | 1214.7471 | 1476.239 | 1631.4403 | 0 | 0 | 0 | 0 | -0.73289 | -9.5666 | -22.2233 | -49.1282 | 0 | 0 | 0 | 0 | -285.6515 | -568.7527 | -723.311 | -733.8213 | 0.37914 | 0.19928 | 0.19965 | 0.10268 | -108.303 | -113.3407 | -144.409 | -75.351
1 | 21 | 14 | 770.6132 | 768.9463 | 764.5514 | 877.1435 | 378.8299 | 100.3275 | 0 | 0 | 27.4571 | 48.1931 | 48.0734 | 44.6361 | 0 | 0 | 0 | 0 | 664.5117 | 1201.5906 | 1449.6168 | 1599.8252 | 0 | 0 | 0 | 0 | -0.84364 | -10.1206 | -20.1686 | -38.5848 | 0 | 0 | 0 | 0 | -299.3418 | -571.0442 | -712.9703 | -728.7329 | 0.37923 | 0.19925 | 0.19951 | 0.10268 | -113.5209 | -113.7827 | -142.2472 | -74.8285
1 | 21 | 15 | 755.3063 | 754.5504 | 751.1852 | 862.5557 | 378.8299 | 100.3275 | 0 | 0 | 27.8466 | 50.1417 | 50.3916 | 44.8966 | 0 | 0 | 0 | 0 | 647.8194 | 1154.1299 | 1390.0323 | 1526.247 | 0 | 0 | 0 | 0 | -0.7055 | -7.3277 | -14.7198 | -30.1282 | 0 | 0 | 0 | 0 | -298.4841 | -542.7211 | -674.5189 | -678.4597 | 0.37903 | 0.19565 | 0.19571 | 0.097328 | -113.1348 | -106.1818 | -132.0114 | -66.0334
1 | 21 | 16 | 750.4069 | 752.1322 | 751.5156 | 865.2214 | 378.8299 | 100.3275 | 0 | 0 | 28.4741 | 57.9441 | 52.127 | 57.5736 | 0 | 0 | 0 | 0 | 567.0019 | 967.2326 | 1176.9629 | 1298.2889 | 0 | 0 | 0 | 0 | -0.13843 | -4.1094 | -0.67978 | -4.1315 | 0 | 0 | 0 | 0 | -223.7606 | -369.2626 | -476.8946 | -486.5096 | 0.37973 | 0.1927 | 0.19404 | 0.18663 | -84.9697 | -71.1574 | -92.5385 | -90.7955
1 | 21 | 17 | 770.3197 | 774.2026 | 775.8923 | 895.2159 | 378.8299 | 100.3275 | 0 | 0 | 35.326 | 70.49 | 60.1886 | 75.9532 | 0 | 0 | 0 | 0 | 405.2174 | 550.9254 | 721.5603 | 817.2968 | 141.5984 | 151.5027 | 151.5027 | 151.5027 | -0.19919 | -0.26113 | -0.86071 | 11.7797 | 0 | 0 | 0 | 0 | -190.4527 | -98.782 | -156.4985 | -161.3165 | 0.39657 | 0.40209 | 0.39866 | 0.38696 | -75.5275 | -39.7196 | -62.3901 | -62.4232
1 | 21 | 18 | 862.5383 | 870.9428 | 877.6583 | 1017.2823 | 378.8299 | 100.3275 | 0 | 0 | 41.4042 | 84.0215 | 80.3574 | 84.5208 | 0 | 0 | 0 | 0 | 318.9408 | 334.8201 | 481.3868 | 563.1602 | 141.5984 | 151.5027 | 151.5027 | 151.5027 | 0.45155 | 5.8262 | 8.4445 | 38.9977 | 0 | 0 | 0 | 0 | -18.6865 | 194.4448 | 155.9669 | 179.1009 | 0.40419 | 0.40413 | 0.39849 | 0.38211 | -7.5528 | 78.5802 | 62.1512 | 68.4371
1 | 21 | 19 | 903.0248 | 914.8162 | 925.359 | 1075.8441 | 378.8299 | 100.3275 | 0 | 0 | 42.8898 | 82.1359 | 82.0978 | 88.0252 | 0 | 0 | 0 | 0 | 318.0119 | 324.9779 | 474.1712 | 542.6719 | 141.5984 | 151.5027 | 151.5027 | 151.5027 | 0.69155 | 5.2843 | 11.0632 | 33.6304 | 0 | 0 | 0 | 0 | 21.0033 | 250.5879 | 206.5241 | 260.0139 | 0.40616 | 0.40567 | 0.40134 | 0.38379 | 8.5306 | 101.6572 | 82.8859 | 99.7919
1 | 21 | 20 | 886.8215 | 899.3385 | 910.7433 | 1059.7389 | 378.8299 | 100.3275 | 0 | 0 | 40.6181 | 86.6082 | 90.5505 | 96.9021 | 0 | 0 | 0 | 0 | 350.9825 | 356.78 | 513.3256 | 576.3855 | 141.5984 | 151.5027 | 151.5027 | 151.5027 | 0.56658 | 0.84582 | 5.2907 | 28.7915 | 0 | 0 | 0 | 0 | -25.774 | 203.2743 | 150.0737 | 206.1571 | 0.40529 | 0.40498 | 0.3998 | 0.38283 | -10.446 | 82.3226 | 60.0001 | 78.9226
1 | 21 | 21 | 864.2508 | 876.8772 | 888.5301 | 1034.451 | 378.8299 | 100.3275 | 0 | 0 | 41.2797 | 81.9237 | 83.8568 | 95.871 | 0 | 0 | 0 | 0 | 349.3616 | 353.4523 | 512.1868 | 596.3512 | 141.5984 | 151.5027 | 151.5027 | 151.5027 | 0.37596 | 1.4536 | 4.3384 | 36.5466 | 0 | 0 | 0 | 0 | -47.1947 | 188.2174 | 136.6453 | 154.1794 | 0.40397 | 0.40336 | 0.39852 | 0.38167 | -19.0651 | 75.9192 | 54.4562 | 58.8456
1 | 21 | 22 | 801.6773 | 814.0906 | 825.7203 | 962.077 | 378.8299 | 100.3275 | 0 | 0 | 40.3094 | 82.2735 | 89.366 | 91.9562 | 0 | 0 | 0 | 0 | 331.0514 | 332.3793 | 477.4669 | 600.0053 | 141.5984 | 151.5027 | 151.5027 | 151.5027 | 0.5743 | 5.0557 | 13.5128 | 8.1223 | 0 | 0 | 0 | 0 | -90.686 | 142.552 | 93.8719 | 110.4905 | 0.40092 | 0.40074 | 0.39596 | 0.37797 | -36.3582 | 57.1266 | 37.1692 | 41.762
1 | 21 | 23 | 718.2141 | 729.4486 | 739.9298 | 862.0506 | 378.8299 | 100.3275 | 0 | 0 | 37.605 | 79.9929 | 87.78 | 88.942 | 0 | 0 | 0 | 0 | 310.1042 | 309.9081 | 444.2005 | 591.8932 | 0 | 0 | 0 | 0 | 0.30992 | 5.6017 | 4.1367 | 28.6682 | 0 | 0 | 0 | 0 | -8.6348 | 233.6184 | 203.8127 | 152.5472 | 0.39777 | 0.39563 | 0.3915 | 0.37266 | -3.4347 | 92.4258 | 79.793 | 56.8489
1 | 21 | 24 | 641.2398 | 649.6943 | 657.2079 | 763.9833 | 378.8299 | 100.3275 | 0 | 0 | 31.5149 | 79.002 | 81.5871 | 81.3454 | 0 | 0 | 0 | 0 | 300.9225 | 300.9732 | 435.0423 | 603.5477 | 0 | 0 | 0 | 0 | -0.21786 | 4.6043 | 11.7543 | 13.3911 | 0 | 0 | 0 | 0 | -69.8096 | 164.7873 | 128.8242 | 65.6991 | 0.39698 | 0.39267 | 0.38667 | 0.36903 | -27.7131 | 64.7077 | 49.8121 | 24.2453
1 | 22 | 1 | 590.5727 | 595.4244 | 598.9706 | 693.2801 | 378.8299 | 100.3275 | 0 | 0 | 30.7371 | 67.4166 | 72.208 | 71.2741 | 0 | 0 | 0 | 0 | 303.3803 | 303.3345 | 444.0032 | 622.2102 | 0 | 0 | 0 | 0 | 0.22597 | -0.46495 | 2.8892 | 15.4648 | 0 | 0 | 0 | 0 | -122.6006 | 124.8108 | 79.8701 | -15.6689 | 0.399 | 0.39187 | 0.38588 | 0.36679 | -48.9176 | 48.9096 | 30.8203 | -5.7471
1 | 22 | 2 | 564.7456 | 566.9737 | 567.6565 | 654.7134 | 378.8299 | 100.3275 | 0 | 0 | 29.8385 | 59.6359 | 61.373 | 63.0662 | 0 | 0 | 0 | 0 | 316.8341 | 316.2429 | 454.8241 | 632.9111 | 0 | 0 | 0 | 0 | 0.21324 | 1.4983 | -0.99528 | -0.46838 | 0 | 0 | 0 | 0 | -160.9701 | 89.2691 | 52.4547 | -40.7955 | 0.39922 | 0.39186 | 0.38422 | 0.36646 | -64.263 | 34.9814 | 20.1541 | -14.9501
1 | 22 | 3 | 553.7224 | 553.8304 | 552.2185 | 635.0256 | 378.8299 | 100.3275 | 0 | 0 | 29.9745 | 58.5101 | 61.3864 | 56.6375 | 0 | 0 | 0 | 0 | 303.37 | 302.2558 | 432.1298 | 609.56 | 0 | 0 | 0 | 0 | -0.20254 | -1.6205 | 12.5461 | -17.3473 | 0 | 0 | 0 | 0 | -158.2495 | 94.3575 | 46.1562 | -13.8246 | 0.39872 | 0.3916 | 0.38238 | 0.3658 | -63.0976 | 36.9499 | 17.6494 | -5.057
1 | 22 | 4 | 550.6945 | 548.896 | 545.1509 | 625.0273 | 378.8299 | 100.3275 | 0 | 0 | 28.6135 | 60.8307 | 58.3383 | 46.9639 | 0 | 0 | 0 | 0 | 280.5398 | 280.0835 | 387.4226 | 568.0752 | 0 | 0 | 0 | 0 | -0.18951 | -0.31489 | -4.0495 | -8.9138 | 0 | 0 | 0 | 0 | -137.0992 | 107.9693 | 103.4395 | 18.902 | 0.39774 | 0.39105 | 0.38218 | 0.36579 | -54.5302 | 42.2209 | 39.5329 | 6.9141
1 | 22 | 5 | 570.7902 | 567.3464 | 561.6974 | 642.4584 | 378.8299 | 100.3275 | 0 | 0 | 26.6163 | 67.301 | 61.7632 | 53.3728 | 0 | 0 | 0 | 0 | 270.6129 | 269.2572 | 363.0717 | 544.8159 | 0 | 0 | 0 | 0 | -0.26257 | -0.35029 | 1.71 | -4.0426 | 0 | 0 | 0 | 0 | -105.0063 | 130.811 | 135.1525 | 48.3123 | 0.39572 | 0.38832 | 0.382 | 0.36494 | -41.553 | 50.7959 | 51.6282 | 17.6313
1 | 22 | 6 | 629.735 | 624.7078 | 617.0976 | 704.6106 | 378.8299 | 100.3275 | 0 | 0 | 34.2228 | 71.6019 | 71.4215 | 61.5188 | 0 | 0 | 0 | 0 | 268.8898 | 266.5816 | 349.8113 | 528.9394 | 0 | 0 | 0 | 0 | 0.49123 | 8.6332 | -0.51685 | -6.6926 | 0 | 0 | 0 | 0 | -52.6988 | 177.5637 | 196.3816 | 120.8449 | 0.39561 | 0.38891 | 0.3827 | 0.36553 | -20.8484 | 69.0562 | 75.1551 | 44.173
1 | 22 | 7 | 733.1769 | 728.2796 | 720.7219 | 824.4987 | 378.8299 | 100.3275 | 0 | 0 | 37.6096 | 81.3451 | 76.4825 | 76.0794 | 0 | 0 | 0 | 0 | 258.2723 | 255.2008 | 323.2867 | 496.8531 | 0 | 0 | 0 | 0 | 0.025725 | 10.0937 | 14.452 | 18.3384 | 0 | 0 | 0 | 0 | 58.4393 | 281.3125 | 306.5008 | 233.2279 | 0.39512 | 0.39346 | 0.38571 | 0.37033 | 23.0904 | 110.6845 | 118.2215 | 86.3712
1 | 22 | 8 | 802.7254 | 798.3375 | 791.2419 | 906.3699 | 378.8299 | 100.3275 | 0 | 0 | 34.2161 | 67.3892 | 61.2105 | 57.2804 | 0 | 0 | 0 | 0 | 287.1796 | 408.1348 | 489.4599 | 659.4865 | 0 | 0 | 0 | 0 | -0.19 | -0.80234 | 2.8909 | -3.9716 | 0 | 0 | 0 | 0 | 102.6898 | 223.2884 | 237.6805 | 193.5747 | 0.39371 | 0.38507 | 0.38401 | 0.3747 | 40.4295 | 85.9807 | 91.2705 | 72.5332
1 | 22 | 9 | 802.6995 | 798.4775 | 791.4305 | 906.3796 | 378.8299 | 100.3275 | 0 | 0 | 28.7792 | 51.4939 | 52.2393 | 55.7068 | 0 | 0 | 0 | 0 | 363.7804 | 681.679 | 809.1575 | 983.0644 | 0 | 0 | 0 | 0 | -0.22291 | -7.9615 | -5.7928 | -7.038 | 0 | 0 | 0 | 0 | 31.5328 | -27.0613 | -64.1735 | -125.3537 | 0.37693 | 0.19574 | 0.19483 | 0.1952 | 11.8858 | -5.2969 | -12.5026 | -24.4693
1 | 22 | 10 | 809.4551 | 805.2216 | 798.1092 | 913.964 | 378.8299 | 100.3275 | 0 | 0 | 29.8088 | 49.8129 | 51.5604 | 49.2522 | 0 | 0 | 0 | 0 | 422.8403 | 857.2718 | 997.933 | 1176.0477 | 0 | 0 | 0 | 0 | -0.42922 | -6.8713 | -16.1745 | -51.967 | 0 | 0 | 0 | 0 | -21.5947 | -195.3193 | -235.2096 | -259.3689 | 0.37868 | 0.19544 | 0.19523 | 0.10268 | -8.1774 | -38.1729 | -45.9211 | -26.6328
1 | 22 | 11 | 803.6602 | 799.6129 | 792.6772 | 907.7646 | 378.8299 | 100.3275 | 0 | 0 | 26.8639 | 46.8571 | 47.9886 | 47.6414 | 0 | 0 | 0 | 0 | 462.441 | 946.9285 | 1083.822 | 1267.5059 | 0 | 0 | 0 | 0 | -0.42003 | -9.7659 | -21.2795 | -48.5868 | 0 | 0 | 0 | 0 | -64.0547 | -284.7344 | -317.854 | -358.796 | 0.37978 | 0.19887 | 0.19965 | 0.10268 | -24.3265 | -56.6241 | -63.4595 | -36.8422
1 | 22 | 12 | 792.3576 | 788.5858 | 781.9121 | 895.4355 | 378.8299 | 100.3275 | 0 | 0 | 25.0922 | 47.003 | 48.518 | 44.8066 | 0 | 0 | 0 | 0 | 481.3479 | 984.5648 | 1122.4924 | 1311.4315 | 0 | 0 | 0 | 0 | -0.79343 | -9.7115 | -22.4647 | -50.0996 | 0 | 0 | 0 | 0 | -92.119 | -333.598 | -366.6336 | -410.7031 | 0.37904 | 0.19928 | 0.19965 | 0.10268 | -34.9171 | -66.4792 | -73.1984 | -42.1722
1 | 22 | 13 | 775.2783 | 772.8276 | 767.6028 | 880.0389 | 378.8299 | 100.3275 | 0 | 0 | 26.0455 | 46.9939 | 48.0516 | 44.6959 | 0 | 0 | 0 | 0 | 478.171 | 983.0861 | 1118.9473 | 1309.769 | 0 | 0 | 0 | 0 | -0.73289 | -9.5666 | -22.2233 | -49.1282 | 0 | 0 | 0 | 0 | -107.0352 | -348.0133 | -377.1728 | -425.2978 | 0.37914 | 0.19928 | 0.19965 | 0.10268 | -40.5817 | -69.3519 | -75.3026 | -43.6708
1 | 22 | 14 | 763.8965 | 762.1409 | 757.6471 | 869.0436 | 378.8299 | 100.3275 | 0 | 0 | 27.4571 | 48.1931 | 48.0734 | 44.6361 | 0 | 0 | 0 | 0 | 464.7602 | 964.9884 | 1097.6274 | 1288.7566 | 0 | 0 | 0 | 0 | -0.84364 | -10.1206 | -20.1686 | -38.5848 | 0 | 0 | 0 | 0 | -106.307 | -341.2474 | -367.8852 | -425.7643 | 0.37923 | 0.19925 | 0.19951 | 0.10268 | -40.3153 | -67.9948 | -73.3981 | -43.7187
1 | 22 | 15 | 747.5455 | 746.6666 | 743.1615 | 853.1207 | 378.8299 | 100.3275 | 0 | 0 | 27.8466 | 50.1417 | 50.3916 | 44.8966 | 0 | 0 | 0 | 0 | 436.5262 | 900.0487 | 1021.8291 | 1207.548 | 0 | 0 | 0 | 0 | -0.7055 | -7.3277 | -14.7198 | -30.1282 | 0 | 0 | 0 | 0 | -94.9517 | -296.5237 | -314.3394 | -369.1956 | 0.37903 | 0.19565 | 0.19571 | 0.097328 | -35.9897 | -58.014 | -61.52 | -35.9332
1 | 22 | 16 | 740.1599 | 741.6836 | 740.8335 | 852.6191 | 378.8299 | 100.3275 | 0 | 0 | 28.4741 | 57.9441 | 52.127 | 57.5736 | 0 | 0 | 0 | 0 | 376.0231 | 743.3746 | 844.8084 | 1020.4482 | 0 | 0 | 0 | 0 | -0.13843 | -4.1094 | -0.67978 | -4.1315 | 0 | 0 | 0 | 0 | -43.0288 | -155.8532 | -155.4222 | -221.2712 | 0.37973 | 0.1927 | 0.19404 | 0.18663 | -16.3395 | -30.0331 | -30.1587 | -41.295
1 | 22 | 17 | 761.0834 | 764.7824 | 766.2589 | 883.8487 | 378.8299 | 100.3275 | 0 | 0 | 35.326 | 70.49 | 60.1886 | 75.9532 | 0 | 0 | 0 | 0 | 248.5296 | 375.0998 | 421.7065 | 587.4349 | 141.5984 | 151.5027 | 151.5027 | 151.5027 | -0.19919 | -0.26113 | -0.86071 | 11.7797 | 0 | 0 | 0 | 0 | -43.0013 | 67.6234 | 133.7218 | 57.1781 | 0.39657 | 0.40209 | 0.39866 | 0.38696 | -17.0529 | 27.191 | 53.3099 | 22.1257
1 | 22 | 18 | 851.4745 | 859.6321 | 866.0589 | 1003.5673 | 378.8299 | 100.3275 | 0 | 0 | 41.4042 | 84.0215 | 80.3574 | 84.5208 | 0 | 0 | 0 | 0 | 203.0256 | 195.7851 | 215.3174 | 376.5615 | 141.5984 | 151.5027 | 151.5027 | 151.5027 | 0.45155 | 5.8262 | 8.4445 | 38.9977 | 0 | 0 | 0 | 0 | 86.1648 | 322.1691 | 410.437 | 351.9846 | 0.40419 | 0.40413 | 0.39849 | 0.38211 | 34.8266 | 130.1968 | 163.5548 | 134.4984
1 | 22 | 19 | 885.9675 | 897.3411 | 907.393 | 1054.5628 | 378.8299 | 100.3275 | 0 | 0 | 42.8898 | 82.1359 | 82.0978 | 88.0252 | 0 | 0 | 0 | 0 | 213.1489 | 205.9672 | 225.1969 | 381.5858 | 141.5984 | 151.5027 | 151.5027 | 151.5027 | 0.69155 | 5.2843 | 11.0632 | 33.6304 | 0 | 0 | 0 | 0 | 108.8091 | 352.1235 | 437.5324 | 399.8187 | 0.40616 | 0.40567 | 0.40134 | 0.38379 | 44.1936 | 142.8477 | 175.5982 | 153.4483
1 | 22 | 20 | 882.3889 | 894.8394 | 906.1689 | 1054.364 | 378.8299 | 100.3275 | 0 | 0 | 40.6181 | 86.6082 | 90.5505 | 96.9021 | 0 | 0 | 0 | 0 | 212.411 | 205.9111 | 224.7304 | 379.4894 | 141.5984 | 151.5027 | 151.5027 | 151.5027 | 0.56658 | 0.84582 | 5.2907 | 28.7915 | 0 | 0 | 0 | 0 | 108.3649 | 349.6441 | 434.0946 | 397.6783 | 0.40529 | 0.40498 | 0.3998 | 0.38283 | 43.9196 | 141.5999 | 173.5529 | 152.2421
1 | 22 | 21 | 851.9422 | 864.2716 | 875.5759 | 1019.1112 | 378.8299 | 100.3275 | 0 | 0 | 41.2797 | 81.9237 | 83.8568 | 95.871 | 0 | 0 | 0 | 0 | 214.0399 | 207.2663 | 228.137 | 378.9783 | 141.5984 | 151.5027 | 151.5027 | 151.5027 | 0.37596 | 1.4536 | 4.3384 | 36.5466 | 0 | 0 | 0 | 0 | 75.8183 | 321.7978 | 407.7409 | 356.2124 | 0.40397 | 0.40336 | 0.39852 | 0.38167 | 30.628 | 129.8001 | 162.4938 | 135.9554
1 | 22 | 22 | 790.3471 | 802.4875 | 813.7966 | 947.9578 | 378.8299 | 100.3275 | 0 | 0 | 40.3094 | 82.2735 | 89.366 | 91.9562 | 0 | 0 | 0 | 0 | 214.1446 | 205.0672 | 231.7365 | 380.2654 | 141.5984 | 151.5027 | 151.5027 | 151.5027 | 0.5743 | 5.0557 | 13.5128 | 8.1223 | 0 | 0 | 0 | 0 | 14.8905 | 258.261 | 327.6786 | 316.1112 | 0.40092 | 0.40074 | 0.39596 | 0.37797 | 5.97 | 103.496 | 129.7465 | 119.4802
1 | 22 | 23 | 709.4955 | 720.5231 | 730.7614 | 851.1971 | 378.8299 | 100.3275 | 0 | 0 | 37.605 | 79.9929 | 87.78 | 88.942 | 0 | 0 | 0 | 0 | 221.6465 | 209.2552 | 238.6295 | 387.0891 | 0 | 0 | 0 | 0 | 0.30992 | 5.6017 | 4.1367 | 28.6682 | 0 | 0 | 0 | 0 | 71.1042 | 325.3457 | 400.2153 | 346.4979 | 0.39777 | 0.39563 | 0.3915 | 0.37266 | 28.2833 | 128.7156 | 156.6849 | 129.1274
1 | 22 | 24 | 635.1721 | 643.4874 | 650.8379 | 756.4476 | 378.8299 | 100.3275 | 0 | 0 | 31.5149 | 79.002 | 81.5871 | 81.3454 | 0 | 0 | 0 | 0 | 229.0677 | 215.6368 | 238.2596 | 385.4172 | 0 | 0 | 0 | 0 | -0.21786 | 4.6043 | 11.7543 | 13.3911 | 0 | 0 | 0 | 0 | -4.0225 | 243.9168 | 319.2369 | 276.2939 | 0.39698 | 0.39267 | 0.38667 | 0.36903 | -1.5969 | 95.7798 | 123.4385 | 101.962
1 | 23 | 1 | 586.1068 | 590.8555 | 594.2811 | 687.7318 | 378.8299 | 100.3275 | 0 | 0 | 30.7371 | 67.4166 | 72.208 | 71.2741 | 0 | 0 | 0 | 0 | 226.52 | 212.9066 | 233.5486 | 380.4117 | 0 | 0 | 0 | 0 | 0.22597 | -0.46495 | 2.8892 | 15.4648 | 0 | 0 | 0 | 0 | -50.2062 | 210.6698 | 285.6352 | 220.5813 | 0.399 | 0.39187 | 0.38588 | 0.36679 | -20.0322 | 82.5552 | 110.2209 | 80.9061
1 | 23 | 2 | 557.2819 | 559.3253 | 559.791 | 645.3946 | 378.8299 | 100.3275 | 0 | 0 | 29.8385 | 59.6359 | 61.373 | 63.0662 | 0 | 0 | 0 | 0 | 207.9623 | 194.7019 | 214.7668 | 362.2425 | 0 | 0 | 0 | 0 | 0.21324 | 1.4983 | -0.99528 | -0.46838 | 0 | 0 | 0 | 0 | -59.562 | 203.1618 | 284.6465 | 220.5542 | 0.39922 | 0.39186 | 0.38422 | 0.36646 | -23.7785 | 79.6118 | 109.3667 | 80.8249
1 | 23 | 3 | 546.6797 | 546.6127 | 544.795 | 626.2296 | 378.8299 | 100.3275 | 0 | 0 | 29.9745 | 58.5101 | 61.3864 | 56.6375 | 0 | 0 | 0 | 0 | 200.6192 | 187.8267 | 207.4062 | 354.4871 | 0 | 0 | 0 | 0 | -0.20254 | -1.6205 | 12.5461 | -17.3473 | 0 | 0 | 0 | 0 | -62.5414 | 201.569 | 263.4563 | 232.4524 | 0.39872 | 0.3916 | 0.38238 | 0.3658 | -24.9366 | 78.9334 | 100.7415 | 85.0309
1 | 23 | 4 | 542.8624 | 540.8642 | 536.8837 | 615.2265 | 378.8299 | 100.3275 | 0 | 0 | 28.6135 | 60.8307 | 58.3383 | 46.9639 | 0 | 0 | 0 | 0 | 195.9016 | 183.6443 | 204.5918 | 350.3475 | 0 | 0 | 0 | 0 | -0.18951 | -0.31489 | -4.0495 | -8.9138 | 0 | 0 | 0 | 0 | -60.2931 | 196.3766 | 278.0031 | 226.8289 | 0.39774 | 0.39105 | 0.38218 | 0.36579 | -23.9811 | 76.7923 | 106.2483 | 82.9706
1 | 23 | 5 | 562.6054 | 558.9488 | 553.0486 | 632.201 | 378.8299 | 100.3275 | 0 | 0 | 26.6163 | 67.301 | 61.7632 | 53.3728 | 0 | 0 | 0 | 0 | 190.3094 | 177.7716 | 200.7994 | 346.418 | 0 | 0 | 0 | 0 | -0.26257 | -0.35029 | 1.71 | -4.0426 | 0 | 0 | 0 | 0 | -32.8876 | 213.8989 | 288.7761 | 236.4528 | 0.39572 | 0.38832 | 0.382 | 0.36494 | -13.0143 | 83.0603 | 110.3123 | 86.2919
1 | 23 | 6 | 618.705 | 613.3863 | 605.4319 | 690.7701 | 378.8299 | 100.3275 | 0 | 0 | 34.2228 | 71.6019 | 71.4215 | 61.5188 | 0 | 0 | 0 | 0 | 181.432 | 168.9532 | 194.7445 | 339.7086 | 0 | 0 | 0 | 0 | 0.49123 | 8.6332 | -0.51685 | -6.6926 | 0 | 0 | 0 | 0 | 23.7291 | 263.8706 | 339.7828 | 296.2353 | 0.39561 | 0.38891 | 0.3827 | 0.36553 | 9.3876 | 102.6217 | 130.0347 | 108.2843
1 | 23 | 7 | 724.4175 | 719.2908 | 711.4623 | 813.5151 | 378.8299 | 100.3275 | 0 | 0 | 37.6096 | 81.3451 | 76.4825 | 76.0794 | 0 | 0 | 0 | 0 | 159.9599 | 149.95 | 174.2751 | 319.7635 | 0 | 0 | 0 | 0 | 0.025725 | 10.0937 | 14.452 | 18.3384 | 0 | 0 | 0 | 0 | 147.9924 | 377.5745 | 446.2527 | 399.3338 | 0.39512 | 0.39346 | 0.38571 | 0.37033 | 58.4743 | 148.5595 | 172.1257 | 147.8852
1 | 23 | 8 | 792.1366 | 787.4637 | 780.0314 | 893.0643 | 378.8299 | 100.3275 | 0 | 0 | 34.2161 | 67.3892 | 61.2105 | 57.2804 | 0 | 0 | 0 | 0 | 227.5869 | 338.1141 | 375.6409 | 521.0125 | 0 | 0 | 0 | 0 | -0.19 | -0.80234 | 2.8909 | -3.9716 | 0 | 0 | 0 | 0 | 151.6937 | 282.4352 | 340.2891 | 318.743 | 0.39371 | 0.38507 | 0.38401 | 0.3747 | 59.7227 | 108.7561 | 130.6727 | 119.4343
1 | 23 | 9 | 790.6237 | 786.0694 | 778.6293 | 891.1784 | 378.8299 | 100.3275 | 0 | 0 | 28.7792 | 51.4939 | 52.2393 | 55.7068 | 0 | 0 | 0 | 0 | 325.2495 | 634.6415 | 725.5619 | 872.9524 | 0 | 0 | 0 | 0 | -0.22291 | -7.9615 | -5.7928 | -7.038 | 0 | 0 | 0 | 0 | 57.9881 | 7.5681 | 6.6209 | -30.4428 | 0.37693 | 0.19574 | 0.19483 | 0.1952 | 21.8576 | 1.4814 | 1.2899 | -5.9425
1 | 23 | 10 | 798.0176 | 793.467 | 785.9792 | 899.5573 | 378.8299 | 100.3275 | 0 | 0 | 29.8088 | 49.8129 | 51.5604 | 49.2522 | 0 | 0 | 0 | 0 | 382.3033 | 802.7243 | 918.3357 | 1065.78 | 0 | 0 | 0 | 0 | -0.42922 | -6.8713 | -16.1745 | -51.967 | 0 | 0 | 0 | 0 | 7.5048 | -152.5264 | -167.7424 | -163.5079 | 0.37868 | 0.19544 | 0.19523 | 0.10268 | 2.8419 | -29.8095 | -32.7491 | -16.7895
1 | 23 | 11 | 795.1275 | 790.8422 | 783.6246 | 897.0114 | 378.8299 | 100.3275 | 0 | 0 | 26.8639 | 46.8571 | 47.9886 | 47.6414 | 0 | 0 | 0 | 0 | 419.488 | 899.3482 | 1024.8999 | 1174.1305 | 0 | 0 | 0 | 0 | -0.42003 | -9.7659 | -21.2795 | -48.5868 | 0 | 0 | 0 | 0 | -29.6343 | -245.9248 | -267.9845 | -276.1737 | 0.37978 | 0.19887 | 0.19965 | 0.10268 | -11.2544 | -48.9061 | -53.5031 | -28.3583
1 | 23 | 12 | 789.7652 | 785.9234 | 779.167 | 892.1771 | 378.8299 | 100.3275 | 0 | 0 | 25.0922 | 47.003 | 48.518 | 44.8066 | 0 | 0 | 0 | 0 | 435.2183 | 934.4879 | 1062.6568 | 1210.455 | 0 | 0 | 0 | 0 | -0.79343 | -9.7115 | -22.4647 | -50.0996 | 0 | 0 | 0 | 0 | -48.5818 | -286.1834 | -309.543 | -312.985 | 0.37904 | 0.19928 | 0.19965 | 0.10268 | -18.4146 | -57.0305 | -61.8003 | -32.1382
1 | 23 | 13 | 774.4113 | 771.9322 | 766.6737 | 878.931 | 378.8299 | 100.3275 | 0 | 0 | 26.0455 | 46.9939 | 48.0516 | 44.6959 | 0 | 0 | 0 | 0 | 427.3629 | 920.9104 | 1045.6197 | 1191.2294 | 0 | 0 | 0 | 0 | -0.73289 | -9.5666 | -22.2233 | -49.1282 | 0 | 0 | 0 | 0 | -57.0942 | -286.7329 | -304.7743 | -307.8661 | 0.37914 | 0.19928 | 0.19965 | 0.10268 | -21.6469 | -57.14 | -60.8482 | -31.6126
1 | 23 | 14 | 758.7528 | 756.848 | 752.177 | 862.5401 | 378.8299 | 100.3275 | 0 | 0 | 27.4571 | 48.1931 | 48.0734 | 44.6361 | 0 | 0 | 0 | 0 | 409.4976 | 895.3204 | 1022.2688 | 1167.3208 | 0 | 0 | 0 | 0 | -0.84364 | -10.1206 | -20.1686 | -38.5848 | 0 | 0 | 0 | 0 | -56.1882 | -276.8724 | -297.9965 | -310.832 | 0.37923 | 0.19925 | 0.19951 | 0.10268 | -21.3085 | -55.1679 | -59.4543 | -31.9172
1 | 23 | 15 | 747.9694 | 747.0988 | 743.6033 | 853.6419 | 378.8299 | 100.3275 | 0 | 0 | 27.8466 | 50.1417 | 50.3916 | 44.8966 | 0 | 0 | 0 | 0 | 374.1932 | 827.9088 | 947.7536 | 1093.4082 | 0 | 0 | 0 | 0 | -0.7055 | -7.3277 | -14.7198 | -30.1282 | 0 | 0 | 0 | 0 | -32.1948 | -223.9515 | -239.8221 | -254.5347 | 0.37903 | 0.19565 | 0.19571 | 0.097328 | -12.2028 | -43.8154 | -46.936 | -24.7735
1 | 23 | 16 | 744.3621 | 746.0049 | 745.2957 | 857.9213 | 378.8299 | 100.3275 | 0 | 0 | 28.4741 | 57.9441 | 52.127 | 57.5736 | 0 | 0 | 0 | 0 | 320.2603 | 672.6266 | 771.5532 | 916.6434 | 0 | 0 | 0 | 0 | -0.13843 | -4.1094 | -0.67978 | -4.1315 | 0 | 0 | 0 | 0 | 16.9362 | -80.784 | -77.7048 | -112.1641 | 0.37973 | 0.1927 | 0.19404 | 0.18663 | 6.4313 | -15.5672 | -15.0781 | -20.9328
1 | 23 | 17 | 756.3464 | 759.9137 | 761.2345 | 877.8809 | 378.8299 | 100.3275 | 0 | 0 | 35.326 | 70.49 | 60.1886 | 75.9532 | 0 | 0 | 0 | 0 | 220.141 | 312.7569 | 356.9763 | 490.174 | 141.5984 | 151.5027 | 151.5027 | 151.5027 | -0.19919 | -0.26113 | -0.86071 | 11.7797 | 0 | 0 | 0 | 0 | -19.3496 | 125.0977 | 193.4275 | 148.4713 | 0.39657 | 0.40209 | 0.39866 | 0.38696 | -7.6735 | 50.3011 | 77.1123 | 57.4526
1 | 23 | 18 | 838.4326 | 846.2256 | 852.2208 | 987.129 | 378.8299 | 100.3275 | 0 | 0 | 41.4042 | 84.0215 | 80.3574 | 84.5208 | 0 | 0 | 0 | 0 | 180.446 | 165.995 | 188.3534 | 318.9385 | 141.5984 | 151.5027 | 151.5027 | 151.5027 | 0.45155 | 5.8262 | 8.4445 | 38.9977 | 0 | 0 | 0 | 0 | 95.7026 | 338.5527 | 423.5628 | 393.1693 | 0.40419 | 0.40413 | 0.39849 | 0.38211 | 38.6816 | 136.8179 | 168.7854 | 150.2357
1 | 23 | 19 | 875.2179 | 886.2916 | 895.9884 | 1041.0159 | 378.8299 | 100.3275 | 0 | 0 | 42.8898 | 82.1359 | 82.0978 | 88.0252 | 0 | 0 | 0 | 0 | 182.1299 | 168.0034 | 197.6671 | 329.6317 | 141.5984 | 151.5027 | 151.5027 | 151.5027 | 0.69155 | 5.2843 | 11.0632 | 33.6304 | 0 | 0 | 0 | 0 | 129.0784 | 379.0378 | 453.6576 | 438.2259 | 0.40616 | 0.40567 | 0.40134 | 0.38379 | 52.4262 | 153.7661 | 182.0699 | 168.1888
1 | 23 | 20 | 860.5812 | 872.4215 | 883.0284 | 1026.8747 | 378.8299 | 100.3275 | 0 | 0 | 40.6181 | 86.6082 | 90.5505 | 96.9021 | 0 | 0 | 0 | 0 | 179.1324 | 165.4404 | 202.219 | 333.0971 | 141.5984 | 151.5027 | 151.5027 | 151.5027 | 0.56658 | 0.84582 | 5.2907 | 28.7915 | 0 | 0 | 0 | 0 | 119.8359 | 367.6968 | 433.4654 | 416.5813 | 0.40529 | 0.40498 | 0.3998 | 0.38283 | 48.5687 | 148.911 | 173.3013 | 159.4787
1 | 23 | 21 | 834.6213 | 846.4677 | 857.2 | 997.2836 | 378.8299 | 100.3275 | 0 | 0 | 41.2797 | 81.9237 | 83.8568 | 95.871 | 0 | 0 | 0 | 0 | 184.6073 | 171.8719 | 209.8594 | 343.6674 | 141.5984 | 151.5027 | 151.5027 | 151.5027 | 0.37596 | 1.4536 | 4.3384 | 36.5466 | 0 | 0 | 0 | 0 | 87.93 | 339.3882 | 407.6427 | 369.6957 | 0.40397 | 0.40336 | 0.39852 | 0.38167 | 35.5207 | 136.8954 | 162.4547 | 141.1015
1 | 23 | 22 | 783.9104 | 795.8738 | 806.9735 | 939.8556 | 378.8299 | 100.3275 | 0 | 0 | 40.3094 | 82.2735 | 89.366 | 91.9562 | 0 | 0 | 0 | 0 | 188.523 | 176.4079 | 217.723 | 350.026 | 141.5984 | 151.5027 | 151.5027 | 151.5027 | 0.5743 | 5.0557 | 13.5128 | 8.1223 | 0 | 0 | 0 | 0 | 34.0754 | 280.3065 | 334.8689 | 338.2485 | 0.40092 | 0.40074 | 0.39596 | 0.37797 | 13.6617 | 112.3306 | 132.5936 | 127.8474
1 | 23 | 23 | 702.1321 | 712.9577 | 722.9572 | 841.9305 | 378.8299 | 100.3275 | 0 | 0 | 37.605 | 79.9929 | 87.78 | 88.942 | 0 | 0 | 0 | 0 | 188.4573 | 176.2889 | 222.4115 | 354.2684 | 0 | 0 | 0 | 0 | 0.30992 | 5.6017 | 4.1367 | 28.6682 | 0 | 0 | 0 | 0 | 96.93 | 350.7468 | 408.629 | 370.052 | 0.39777 | 0.39563 | 0.3915 | 0.37266 | 38.556 | 138.765 | 159.9789 | 137.9052
1 | 23 | 24 | 628.0006 | 636.121 | 643.2411 | 747.4291 | 378.8299 | 100.3275 | 0 | 0 | 31.5149 | 79.002 | 81.5871 | 81.3454 | 0 | 0 | 0 | 0 | 178.931 | 166.9866 | 216.7022 | 347.6489 | 0 | 0 | 0 | 0 | -0.21786 | 4.6043 | 11.7543 | 13.3911 | 0 | 0 | 0 | 0 | 38.9426 | 285.2006 | 333.1975 | 305.0437 | 0.39698 | 0.39267 | 0.38667 | 0.36903 | 15.4595 | 111.9908 | 128.8366 | 112.5717
1 | 24 | 1 | 581.6528 | 586.2834 | 589.5695 | 682.1416 | 378.8299 | 100.3275 | 0 | 0 | 30.7371 | 67.4166 | 72.208 | 71.2741 | 0 | 0 | 0 | 0 | 207.8122 | 195.9303 | 249.7592 | 377.2184 | 0 | 0 | 0 | 0 | 0.22597 | -0.46495 | 2.8892 | 15.4648 | 0 | 0 | 0 | 0 | -35.9524 | 223.074 | 264.7131 | 218.1844 | 0.399 | 0.39187 | 0.38588 | 0.36679 | -14.345 | 87.416 | 102.1475 | 80.0269
1 | 24 | 2 | 554.377 | 556.3458 | 556.7235 | 641.7575 | 378.8299 | 100.3275 | 0 | 0 | 29.8385 | 59.6359 | 61.373 | 63.0662 | 0 | 0 | 0 | 0 | 228.1043 | 216.142 | 274.758 | 402.3735 | 0 | 0 | 0 | 0 | 0.21324 | 1.4983 | -0.99528 | -0.46838 | 0 | 0 | 0 | 0 | -82.6089 | 178.7421 | 221.5878 | 176.7862 | 0.39922 | 0.39186 | 0.38422 | 0.36646 | -32.9794 | 70.0426 | 85.1383 | 64.7856
1 | 24 | 3 | 542.5281 | 542.3504 | 540.4019 | 621.0166 | 378.8299 | 100.3275 | 0 | 0 | 29.9745 | 58.5101 | 61.3864 | 56.6375 | 0 | 0 | 0 | 0 | 219.9794 | 207.3051 | 267.0212 | 392.4718 | 0 | 0 | 0 | 0 | -0.20254 | -1.6205 | 12.5461 | -17.3473 | 0 | 0 | 0 | 0 | -86.0532 | 177.8282 | 199.4482 | 189.2546 | 0.39872 | 0.3916 | 0.38238 | 0.3658 | -34.3113 | 69.6366 | 76.2658 | 69.2292
1 | 24 | 4 | 542.1443 | 540.1321 | 536.1354 | 614.3437 | 378.8299 | 100.3275 | 0 | 0 | 28.6135 | 60.8307 | 58.3383 | 46.9639 | 0 | 0 | 0 | 0 | 206.3986 | 193.5627 | 251.3067 | 374.1999 | 0 | 0 | 0 | 0 | -0.18951 | -0.31489 | -4.0495 | -8.9138 | 0 | 0 | 0 | 0 | -71.5082 | 185.7261 | 230.5398 | 202.0937 | 0.39774 | 0.39105 | 0.38218 | 0.36579 | -28.4419 | 72.6274 | 88.1086 | 73.9229
1 | 24 | 5 | 563.5994 | 559.9774 | 554.1186 | 633.4791 | 378.8299 | 100.3275 | 0 | 0 | 26.6163 | 67.301 | 61.7632 | 53.3728 | 0 | 0 | 0 | 0 | 200.6266 | 188.3558 | 242.2158 | 362.2831 | 0 | 0 | 0 | 0 | -0.26257 | -0.35029 | 1.71 | -4.0426 | 0 | 0 | 0 | 0 | -42.2109 | 204.3433 | 248.4297 | 221.8657 | 0.39572 | 0.38832 | 0.382 | 0.36494 | -16.7037 | 79.3497 | 94.9 | 80.9684
1 | 24 | 6 | 620.5075 | 615.2498 | 607.3682 | 693.0811 | 378.8299 | 100.3275 | 0 | 0 | 34.2228 | 71.6019 | 71.4215 | 61.5188 | 0 | 0 | 0 | 0 | 198.9397 | 186.8968 | 238.7748 | 348.3582 | 0 | 0 | 0 | 0 | 0.49123 | 8.6332 | -0.51685 | -6.6926 | 0 | 0 | 0 | 0 | 8.0239 | 247.7904 | 297.6887 | 289.8966 | 0.39561 | 0.38891 | 0.3827 | 0.36553 | 3.1743 | 96.368 | 113.9253 | 105.9673
1 | 24 | 7 | 726.1368 | 721.0634 | 713.2986 | 815.7018 | 378.8299 | 100.3275 | 0 | 0 | 37.6096 | 81.3451 | 76.4825 | 76.0794 | 0 | 0 | 0 | 0 | 190.1196 | 177.4983 | 226.9154 | 325.2878 | 0 | 0 | 0 | 0 | 0.025725 | 10.0937 | 14.452 | 18.3384 | 0 | 0 | 0 | 0 | 119.5519 | 351.7988 | 395.4487 | 395.9963 | 0.39512 | 0.39346 | 0.38571 | 0.37033 | 47.237 | 138.4179 | 152.5299 | 146.6492
1 | 24 | 8 | 798.3726 | 793.8821 | 786.6663 | 900.9542 | 378.8299 | 100.3275 | 0 | 0 | 34.2161 | 67.3892 | 61.2105 | 57.2804 | 0 | 0 | 0 | 0 | 244.3968 | 358.4121 | 417.7576 | 511.1755 | 0 | 0 | 0 | 0 | -0.19 | -0.80234 | 2.8909 | -3.9716 | 0 | 0 | 0 | 0 | 141.1198 | 268.5557 | 304.8072 | 336.47 | 0.39371 | 0.38507 | 0.38401 | 0.3747 | 55.5597 | 103.4116 | 117.0475 | 126.0766
1 | 24 | 9 | 796.808 | 792.436 | 785.2122 | 899.008 | 378.8299 | 100.3275 | 0 | 0 | 28.7792 | 51.4939 | 52.2393 | 55.7068 | 0 | 0 | 0 | 0 | 332.604 | 641.4168 | 751.8863 | 852.08 | 0 | 0 | 0 | 0 | -0.22291 | -7.9615 | -5.7928 | -7.038 | 0 | 0 | 0 | 0 | 56.8178 | 7.1594 | -13.1206 | -1.7409 | 0.37693 | 0.19574 | 0.19483 | 0.1952 | 21.4165 | 1.4014 | -2.5562 | -0.33982
1 | 24 | 10 | 805.6863 | 801.3599 | 794.1381 | 909.2593 | 378.8299 | 100.3275 | 0 | 0 | 29.8088 | 49.8129 | 51.5604 | 49.2522 | 0 | 0 | 0 | 0 | 385.6158 | 807.9992 | 949.51 | 1055.6307 | 0 | 0 | 0 | 0 | -0.42922 | -6.8713 | -16.1745 | -51.967 | 0 | 0 | 0 | 0 | 11.8609 | -149.9085 | -190.7579 | -143.6566 | 0.37868 | 0.19544 | 0.19523 | 0.10268 | 4.4914 | -29.2979 | -37.2425 | -14.7511
1 | 24 | 11 | 801.8304 | 797.7423 | 790.7588 | 905.4964 | 378.8299 | 100.3275 | 0 | 0 | 26.8639 | 46.8571 | 47.9886 | 47.6414 | 0 | 0 | 0 | 0 | 406.2134 | 887.5515 | 1044.2911 | 1154.0363 | 0 | 0 | 0 | 0 | -0.42003 | -9.7659 | -21.2795 | -48.5868 | 0 | 0 | 0 | 0 | -9.6568 | -227.228 | -280.2414 | -247.5946 | 0.37978 | 0.19887 | 0.19965 | 0.10268 | -3.6674 | -45.188 | -55.9502 | -25.4238
1 | 24 | 12 | 791.4084 | 787.6246 | 780.9377 | 894.2928 | 378.8299 | 100.3275 | 0 | 0 | 25.0922 | 47.003 | 48.518 | 44.8066 | 0 | 0 | 0 | 0 | 419.5105 | 925.0841 | 1089.8148 | 1201.6717 | 0 | 0 | 0 | 0 | -0.79343 | -9.7115 | -22.4647 | -50.0996 | 0 | 0 | 0 | 0 | -31.2309 | -275.0785 | -334.9304 | -302.0859 | 0.37904 | 0.19928 | 0.19965 | 0.10268 | -11.8379 | -54.8175 | -66.8688 | -31.0191
1 | 24 | 13 | 773.4508 | 770.9611 | 765.6908 | 877.7801 | 378.8299 | 100.3275 | 0 | 0 | 26.0455 | 46.9939 | 48.0516 | 44.6959 | 0 | 0 | 0 | 0 | 419.1337 | 922.6378 | 1086.4015 | 1196.13 | 0 | 0 | 0 | 0 | -0.73289 | -9.5666 | -22.2233 | -49.1282 | 0 | 0 | 0 | 0 | -49.8255 | -289.4316 | -346.5389 | -313.9176 | 0.37914 | 0.19928 | 0.19965 | 0.10268 | -18.891 | -57.6778 | -69.1865 | -32.234
1 | 24 | 14 | 756.8877 | 754.9515 | 750.2446 | 860.2659 | 378.8299 | 100.3275 | 0 | 0 | 27.4571 | 48.1931 | 48.0734 | 44.6361 | 0 | 0 | 0 | 0 | 402.9063 | 891.3852 | 1054.047 | 1158.8959 | 0 | 0 | 0 | 0 | -0.84364 | -10.1206 | -20.1686 | -38.5848 | 0 | 0 | 0 | 0 | -51.462 | -274.8336 | -331.7071 | -304.6813 | 0.37923 | 0.19925 | 0.19951 | 0.10268 | -19.5162 | -54.7616 | -66.18 | -31.2856
1 | 24 | 15 | 743.4315 | 742.4574 | 738.8407 | 848.0083 | 378.8299 | 100.3275 | 0 | 0 | 27.8466 | 50.1417 | 50.3916 | 44.8966 | 0 | 0 | 0 | 0 | 379.3525 | 830.8885 | 985.184 | 1089.0084 | 0 | 0 | 0 | 0 | -0.7055 | -7.3277 | -14.7198 | -30.1282 | 0 | 0 | 0 | 0 | -41.892 | -231.5726 | -282.0152 | -255.7685 | 0.37903 | 0.19565 | 0.19571 | 0.097328 | -15.8784 | -45.3065 | -55.1937 | -24.8935
1 | 24 | 16 | 735.6021 | 737.0177 | 736.0406 | 846.9453 | 378.8299 | 100.3275 | 0 | 0 | 28.4741 | 57.9441 | 52.127 | 57.5736 | 0 | 0 | 0 | 0 | 331.196 | 681.0176 | 816.1081 | 922.8799 | 0 | 0 | 0 | 0 | -0.13843 | -4.1094 | -0.67978 | -4.1315 | 0 | 0 | 0 | 0 | -2.7594 | -98.1621 | -131.5147 | -129.3766 | 0.37973 | 0.1927 | 0.19404 | 0.18663 | -1.0479 | -18.916 | -25.5196 | -24.1451
1 | 24 | 17 | 756.3192 | 759.9011 | 761.24 | 877.9031 | 378.8299 | 100.3275 | 0 | 0 | 35.326 | 70.49 | 60.1886 | 75.9532 | 0 | 0 | 0 | 0 | 215.3787 | 313.874 | 388.1392 | 488.0274 | 141.5984 | 151.5027 | 151.5027 | 151.5027 | -0.19919 | -0.26113 | -0.86071 | 11.7797 | 0 | 0 | 0 | 0 | -14.6146 | 123.968 | 162.2702 | 150.6401 | 0.39657 | 0.40209 | 0.39866 | 0.38696 | -5.7957 | 49.8468 | 64.691 | 58.2918
1 | 24 | 18 | 832.1263 | 839.7475 | 845.5394 | 979.1967 | 378.8299 | 100.3275 | 0 | 0 | 41.4042 | 84.0215 | 80.3574 | 84.5208 | 0 | 0 | 0 | 0 | 154.5997 | 137.921 | 183.3066 | 282.1551 | 141.5984 | 151.5027 | 151.5027 | 151.5027 | 0.45155 | 5.8262 | 8.4445 | 38.9977 | 0 | 0 | 0 | 0 | 115.2427 | 360.1486 | 421.9282 | 422.0204 | 0.40419 | 0.40413 | 0.39849 | 0.38211 | 46.5794 | 145.5453 | 168.134 | 161.2601
1 | 24 | 19 | 877.1388 | 888.2695 | 898.0338 | 1043.4489 | 378.8299 | 100.3275 | 0 | 0 | 42.8898 | 82.1359 | 82.0978 | 88.0252 | 0 | 0 | 0 | 0 | 137.689 | 121.4442 | 163.6233 | 266.8565 | 141.5984 | 151.5027 | 151.5027 | 151.5027 | 0.69155 | 5.2843 | 11.0632 | 33.6304 | 0 | 0 | 0 | 0 | 175.4403 | 427.5748 | 489.7468 | 503.4341 | 0.40616 | 0.40567 | 0.40134 | 0.38379 | 71.2564 | 173.4564 | 196.5538 | 193.2153
1 | 24 | 20 | 870.1884 | 882.2998 | 893.2279 | 1038.9933 | 378.8299 | 100.3275 | 0 | 0 | 40.6181 | 86.6082 | 90.5505 | 96.9021 | 0 | 0 | 0 | 0 | 128.7825 | 113.156 | 151.454 | 258.9488 | 141.5984 | 151.5027 | 151.5027 | 151.5027 | 0.56658 | 0.84582 | 5.2907 | 28.7915 | 0 | 0 | 0 | 0 | 179.7929 | 429.8595 | 494.43 | 502.8482 | 0.40529 | 0.40498 | 0.3998 | 0.38283 | 72.8688 | 174.0858 | 197.6752 | 192.5041
1 | 24 | 21 | 843.7492 | 855.8552 | 866.8953 | 1008.8051 | 378.8299 | 100.3275 | 0 | 0 | 41.2797 | 81.9237 | 83.8568 | 95.871 | 0 | 0 | 0 | 0 | 125.7075 | 110.269 | 145.548 | 255.7553 | 141.5984 | 151.5027 | 151.5027 | 151.5027 | 0.37596 | 1.4536 | 4.3384 | 36.5466 | 0 | 0 | 0 | 0 | 155.9577 | 410.3787 | 481.6493 | 469.1294 | 0.40397 | 0.40336 | 0.39852 | 0.38167 | 63.0016 | 165.53 | 191.9479 | 179.0523
1 | 24 | 22 | 785.1587 | 797.1614 | 808.3079 | 941.4453 | 378.8299 | 100.3275 | 0 | 0 | 40.3094 | 82.2735 | 89.366 | 91.9562 | 0 | 0 | 0 | 0 | 115.0018 | 100.5021 | 135.4365 | 245.5561 | 141.5984 | 151.5027 | 151.5027 | 151.5027 | 0.5743 | 5.0557 | 13.5128 | 8.1223 | 0 | 0 | 0 | 0 | 108.8449 | 357.5 | 418.4899 | 444.308 | 0.40092 | 0.40074 | 0.39596 | 0.37797 | 43.6385 | 143.2653 | 165.7038 | 167.9346
1 | 24 | 23 | 705.383 | 716.3029 | 726.4141 | 846.0404 | 378.8299 | 100.3275 | 0 | 0 | 37.605 | 79.9929 | 87.78 | 88.942 | 0 | 0 | 0 | 0 | 105.639 | 92.3454 | 128.1301 | 237.6552 | 0 | 0 | 0 | 0 | 0.30992 | 5.6017 | 4.1367 | 28.6682 | 0 | 0 | 0 | 0 | 182.9993 | 438.0354 | 506.3674 | 490.7751 | 0.39777 | 0.39563 | 0.3915 | 0.37266 | 72.792 | 173.2988 | 198.2436 | 182.8944
1 | 24 | 24 | 630.4489 | 638.636 | 645.835 | 750.5086 | 378.8299 | 100.3275 | 0 | 0 | 31.5149 | 79.002 | 81.5871 | 81.3454 | 0 | 0 | 0 | 0 | 104.0068 | 92.6001 | 128.0926 | 239.632 | 0 | 0 | 0 | 0 | -0.21786 | 4.6043 | 11.7543 | 13.3911 | 0 | 0 | 0 | 0 | 116.3151 | 362.102 | 424.401 | 416.14 | 0.39698 | 0.39267 | 0.38667 | 0.36903 | 46.1749 | 142.188 | 164.102 | 153.5701
1 | 25 | 1 | 585.2395 | 589.9646 | 593.3621 | 686.6408 | 378.8299 | 100.3275 | 0 | 0 | 30.7371 | 67.4166 | 72.208 | 71.2741 | 0 | 0 | 0 | 0 | 105.5278 | 94.6723 | 129.0611 | 243.1117 | 0 | 0 | 0 | 0 | 0.22597 | -0.46495 | 2.8892 | 15.4648 | 0 | 0 | 0 | 0 | 69.9187 | 328.0132 | 389.2038 | 356.7901 | 0.399 | 0.39187 | 0.38588 | 0.36679 | 27.8975 | 128.5385 | 150.1859 | 130.8655
1 | 25 | 2 | 558.383 | 560.4561 | 560.9569 | 646.7785 | 378.8299 | 100.3275 | 0 | 0 | 29.8385 | 59.6359 | 61.373 | 63.0662 | 0 | 0 | 0 | 0 | 96.0728 | 85.0965 | 118.4545 | 231.8034 | 0 | 0 | 0 | 0 | 0.21324 | 1.4983 | -0.99528 | -0.46838 | 0 | 0 | 0 | 0 | 53.4286 | 313.898 | 382.1248 | 352.3773 | 0.39922 | 0.39186 | 0.38422 | 0.36646 | 21.3299 | 123.0053 | 146.8197 | 129.1332
1 | 25 | 3 | 544.7775 | 544.6543 | 542.77 | 623.821 | 378.8299 | 100.3275 | 0 | 0 | 29.9745 | 58.5101 | 61.3864 | 56.6375 | 0 | 0 | 0 | 0 | 84.0695 | 73.8824 | 106.6219 | 217.5849 | 0 | 0 | 0 | 0 | -0.20254 | -1.6205 | 12.5461 | -17.3473 | 0 | 0 | 0 | 0 | 52.1061 | 313.5549 | 362.2155 | 366.9459 | 0.39872 | 0.3916 | 0.38238 | 0.3658 | 20.7759 | 122.7866 | 138.5054 | 134.2286
1 | 25 | 4 | 541.2637 | 539.2177 | 535.1806 | 613.2003 | 378.8299 | 100.3275 | 0 | 0 | 28.6135 | 60.8307 | 58.3383 | 46.9639 | 0 | 0 | 0 | 0 | 67.0995 | 58.6866 | 89.505 | 197.1377 | 0 | 0 | 0 | 0 | -0.18951 | -0.31489 | -4.0495 | -8.9138 | 0 | 0 | 0 | 0 | 66.9103 | 319.6878 | 391.3868 | 378.0125 | 0.39774 | 0.39105 | 0.38218 | 0.36579 | 26.6131 | 125.0126 | 149.5817 | 138.2713
1 | 25 | 5 | 559.9594 | 556.2254 | 550.2336 | 628.8537 | 378.8299 | 100.3275 | 0 | 0 | 26.6163 | 67.301 | 61.7632 | 53.3728 | 0 | 0 | 0 | 0 | 65.3395 | 58.0691 | 84.3198 | 189.9457 | 0 | 0 | 0 | 0 | -0.26257 | -0.35029 | 1.71 | -4.0426 | 0 | 0 | 0 | 0 | 89.4362 | 330.8781 | 402.4406 | 389.5777 | 0.39572 | 0.38832 | 0.382 | 0.36494 | 35.3917 | 128.4851 | 153.732 | 142.1737
1 | 25 | 6 | 615.0758 | 609.6531 | 601.5754 | 686.1864 | 378.8299 | 100.3275 | 0 | 0 | 34.2228 | 71.6019 | 71.4215 | 61.5188 | 0 | 0 | 0 | 0 | 79.0414 | 71.8374 | 93.8473 | 198.1928 | 0 | 0 | 0 | 0 | 0.49123 | 8.6332 | -0.51685 | -6.6926 | 0 | 0 | 0 | 0 | 122.4905 | 357.2531 | 436.8234 | 433.1674 | 0.39561 | 0.38891 | 0.3827 | 0.36553 | 48.4589 | 138.9391 | 167.1721 | 158.3378
1 | 25 | 7 | 718.9292 | 713.6441 | 705.6279 | 806.5794 | 378.8299 | 100.3275 | 0 | 0 | 37.6096 | 81.3451 | 76.4825 | 76.0794 | 0 | 0 | 0 | 0 | 83.6923 | 77.0684 | 95.1965 | 196.9713 | 0 | 0 | 0 | 0 | 0.025725 | 10.0937 | 14.452 | 18.3384 | 0 | 0 | 0 | 0 | 218.7716 | 444.8094 | 519.497 | 515.1903 | 0.39512 | 0.39346 | 0.38571 | 0.37033 | 86.4403 | 175.0136 | 200.377 | 190.7903
1 | 25 | 8 | 785.1173 | 780.2461 | 772.5787 | 884.2092 | 378.8299 | 100.3275 | 0 | 0 | 34.2161 | 67.3892 | 61.2105 | 57.2804 | 0 | 0 | 0 | 0 | 134.653 | 256.2059 | 289.9107 | 387.3473 | 0 | 0 | 0 | 0 | -0.19 | -0.80234 | 2.8909 | -3.9716 | 0 | 0 | 0 | 0 | 237.6083 | 357.1259 | 418.5666 | 443.5531 | 0.39371 | 0.38507 | 0.38401 | 0.3747 | 93.5477 | 137.5169 | 160.7317 | 166.2011
1 | 25 | 9 | 794.0215 | 789.5692 | 782.2503 | 895.4871 | 378.8299 | 100.3275 | 0 | 0 | 28.7792 | 51.4939 | 52.2393 | 55.7068 | 0 | 0 | 0 | 0 | 232.1405 | 544.6149 | 628.3398 | 726.6764 | 0 | 0 | 0 | 0 | -0.22291 | -7.9615 | -5.7928 | -7.038 | 0 | 0 | 0 | 0 | 154.4948 | 101.0945 | 107.4639 | 120.1418 | 0.37693 | 0.19574 | 0.19483 | 0.1952 | 58.2342 | 19.788 | 20.9367 | 23.4519
1 | 25 | 10 | 801.3154 | 796.8675 | 789.5019 | 903.7527 | 378.8299 | 100.3275 | 0 | 0 | 29.8088 | 49.8129 | 51.5604 | 49.2522 | 0 | 0 | 0 | 0 | 295.8516 | 713.2269 | 822.0757 | 923.8755 | 0 | 0 | 0 | 0 | -0.42922 | -6.8713 | -16.1745 | -51.967 | 0 | 0 | 0 | 0 | 97.2543 | -59.6285 | -67.9597 | -17.408 | 0.37868 | 0.19544 | 0.19523 | 0.10268 | 36.8279 | -11.6537 | -13.2681 | -1.7875
1 | 25 | 11 | 797.6258 | 793.4246 | 786.3075 | 900.2131 | 378.8299 | 100.3275 | 0 | 0 | 26.8639 | 46.8571 | 47.9886 | 47.6414 | 0 | 0 | 0 | 0 | 343.616 | 823.2607 | 947.7587 | 1053.9591 | 0 | 0 | 0 | 0 | -0.42003 | -9.7659 | -21.2795 | -48.5868 | 0 | 0 | 0 | 0 | 48.736 | -167.2548 | -188.1603 | -152.8006 | 0.37978 | 0.19887 | 0.19965 | 0.10268 | 18.5088 | -33.2613 | -37.5662 | -15.69
1 | 25 | 12 | 786.1678 | 782.2371 | 775.3761 | 887.6858 | 378.8299 | 100.3275 | 0 | 0 | 25.0922 | 47.003 | 48.518 | 44.8066 | 0 | 0 | 0 | 0 | 372.1228 | 870.9814 | 999.7644 | 1108.1364 | 0 | 0 | 0 | 0 | -0.79343 | -9.7115 | -22.4647 | -50.0996 | 0 | 0 | 0 | 0 | 10.9163 | -226.3633 | -250.4415 | -215.1577 | 0.37904 | 0.19928 | 0.19965 | 0.10268 | 4.1378 | -45.1095 | -50.0007 | -22.093
1 | 25 | 13 | 769.1654 | 766.554 | 761.1395 | 872.3716 | 378.8299 | 100.3275 | 0 | 0 | 26.0455 | 46.9939 | 48.0516 | 44.6959 | 0 | 0 | 0 | 0 | 385.924 | 891.3152 | 1022.5721 | 1133.5625 | 0 | 0 | 0 | 0 | -0.73289 | -9.5666 | -22.2233 | -49.1282 | 0 | 0 | 0 | 0 | -20.9012 | -262.5161 | -287.2609 | -256.7586 | 0.37914 | 0.19928 | 0.19965 | 0.10268 | -7.9246 | -52.3141 | -57.3516 | -26.3647
1 | 25 | 14 | 755.0312 | 753.0418 | 748.2719 | 857.9211 | 378.8299 | 100.3275 | 0 | 0 | 27.4571 | 48.1931 | 48.0734 | 44.6361 | 0 | 0 | 0 | 0 | 384.2159 | 880.5296 | 1010.4911 | 1123.5613 | 0 | 0 | 0 | 0 | -0.84364 | -10.1206 | -20.1686 | -38.5848 | 0 | 0 | 0 | 0 | -34.6281 | -265.8877 | -290.1241 | -271.6915 | 0.37923 | 0.19925 | 0.19951 | 0.10268 | -13.1322 | -52.9791 | -57.8837 | -27.8981
1 | 25 | 15 | 738.6491 | 737.5431 | 733.7704 | 841.9871 | 378.8299 | 100.3275 | 0 | 0 | 27.8466 | 50.1417 | 50.3916 | 44.8966 | 0 | 0 | 0 | 0 | 364.6112 | 819.7319 | 941.2316 | 1056.1984 | 0 | 0 | 0 | 0 | -0.7055 | -7.3277 | -14.7198 | -30.1282 | 0 | 0 | 0 | 0 | -31.9331 | -225.3303 | -243.1331 | -228.9796 | 0.37903 | 0.19565 | 0.19571 | 0.097328 | -12.1037 | -44.0852 | -47.584 | -22.2862
1 | 25 | 16 | 729.2893 | 730.5292 | 729.3444 | 838.9919 | 378.8299 | 100.3275 | 0 | 0 | 28.4741 | 57.9441 | 52.127 | 57.5736 | 0 | 0 | 0 | 0 | 312.8925 | 668.992 | 771.1315 | 885.9221 | 0 | 0 | 0 | 0 | -0.13843 | -4.1094 | -0.67978 | -4.1315 | 0 | 0 | 0 | 0 | 9.2312 | -92.625 | -93.2344 | -100.3722 | 0.37973 | 0.1927 | 0.19404 | 0.18663 | 3.5054 | -17.8489 | -18.0916 | -18.7321
1 | 25 | 17 | 743.8903 | 747.1249 | 748.0526 | 862.238 | 378.8299 | 100.3275 | 0 | 0 | 35.326 | 70.49 | 60.1886 | 75.9532 | 0 | 0 | 0 | 0 | 201.029 | 307.1426 | 347.018 | 452.3133 | 141.5984 | 151.5027 | 151.5027 | 151.5027 | -0.19919 | -0.26113 | -0.86071 | 11.7797 | 0 | 0 | 0 | 0 | -12.6938 | 117.9232 | 190.204 | 170.6892 | 0.39657 | 0.40209 | 0.39866 | 0.38696 | -5.034 | 47.4162 | 75.8272 | 66.05
1 | 25 | 18 | 817.3139 | 824.5203 | 829.8211 | 960.5243 | 378.8299 | 100.3275 | 0 | 0 | 41.4042 | 84.0215 | 80.3574 | 84.5208 | 0 | 0 | 0 | 0 | 156.461 | 141.0384 | 148.697 | 251.5254 | 141.5984 | 151.5027 | 151.5027 | 151.5027 | 0.45155 | 5.8262 | 8.4445 | 38.9977 | 0 | 0 | 0 | 0 | 98.5689 | 341.804 | 440.8195 | 433.9777 | 0.40419 | 0.40413 | 0.39849 | 0.38211 | 39.8401 | 138.1318 | 175.662 | 165.8292
1 | 25 | 19 | 846.305 | 856.5713 | 865.312 | 1004.5764 | 378.8299 | 100.3275 | 0 | 0 | 42.8898 | 82.1359 | 82.0978 | 88.0252 | 0 | 0 | 0 | 0 | 154.1899 | 137.1459 | 144.2395 | 247.3633 | 141.5984 | 151.5027 | 151.5027 | 151.5027 | 0.69155 | 5.2843 | 11.0632 | 33.6304 | 0 | 0 | 0 | 0 | 128.1055 | 380.175 | 476.4088 | 484.0548 | 0.40616 | 0.40567 | 0.40134 | 0.38379 | 52.031 | 154.2275 | 191.2008 | 185.7776
1 | 25 | 20 | 834.9162 | 846.036 | 855.7898 | 994.515 | 378.8299 | 100.3275 | 0 | 0 | 40.6181 | 86.6082 | 90.5505 | 96.9021 | 0 | 0 | 0 | 0 | 151.3392 | 135.008 | 142.8578 | 245.8123 | 141.5984 | 151.5027 | 151.5027 | 151.5027 | 0.56658 | 0.84582 | 5.2907 | 28.7915 | 0 | 0 | 0 | 0 | 121.964 | 371.7438 | 465.588 | 471.5063 | 0.40529 | 0.40498 | 0.3998 | 0.38283 | 49.4312 | 150.5499 | 186.144 | 180.5055
1 | 25 | 21 | 807.0342 | 818.1056 | 827.9202 | 962.4983 | 378.8299 | 100.3275 | 0 | 0 | 41.2797 | 81.9237 | 83.8568 | 95.871 | 0 | 0 | 0 | 0 | 143.1819 | 129.1793 | 138.5127 | 242.7265 | 141.5984 | 151.5027 | 151.5027 | 151.5027 | 0.37596 | 1.4536 | 4.3384 | 36.5466 | 0 | 0 | 0 | 0 | 101.7684 | 353.7188 | 449.7095 | 435.8513 | 0.40397 | 0.40336 | 0.39852 | 0.38167 | 41.1109 | 142.6757 | 179.2192 | 166.3511
1 | 25 | 22 | 763.8368 | 775.2347 | 785.6645 | 914.5383 | 378.8299 | 100.3275 | 0 | 0 | 40.3094 | 82.2735 | 89.366 | 91.9562 | 0 | 0 | 0 | 0 | 144.7128 | 132.0578 | 143.5175 | 250.8786 | 141.5984 | 151.5027 | 151.5027 | 151.5027 | 0.5743 | 5.0557 | 13.5128 | 8.1223 | 0 | 0 | 0 | 0 | 57.8121 | 304.0176 | 387.7655 | 412.0786 | 0.40092 | 0.40074 | 0.39596 | 0.37797 | 23.1782 | 121.8326 | 153.5383 | 155.7529
1 | 25 | 23 | 701.5717 | 712.38 | 722.359 | 841.2183 | 378.8299 | 100.3275 | 0 | 0 | 37.605 | 79.9929 | 87.78 | 88.942 | 0 | 0 | 0 | 0 | 150.7376 | 139.6807 | 153.2742 | 266.5408 | 0 | 0 | 0 | 0 | 0.30992 | 5.6017 | 4.1367 | 28.6682 | 0 | 0 | 0 | 0 | 134.0893 | 386.7773 | 477.1682 | 457.0673 | 0.39777 | 0.39563 | 0.3915 | 0.37266 | 53.337 | 153.0196 | 186.8121 | 170.3327
1 | 25 | 24 | 638.8453 | 647.2652 | 654.7398 | 761.0846 | 378.8299 | 100.3275 | 0 | 0 | 31.5149 | 79.002 | 81.5871 | 81.3454 | 0 | 0 | 0 | 0 | 151.0452 | 143.3174 | 159.601 | 278.0364 | 0 | 0 | 0 | 0 | -0.21786 | 4.6043 | 11.7543 | 13.3911 | 0 | 0 | 0 | 0 | 77.6732 | 320.014 | 401.7974 | 388.3117 | 0.39698 | 0.39267 | 0.38667 | 0.36903 | 30.8348 | 125.6612 | 155.362 | 143.3004
1 | 26 | 1 | 588.8516 | 593.6735 | 597.1855 | 691.1783 | 378.8299 | 100.3275 | 0 | 0 | 30.7371 | 67.4166 | 72.208 | 71.2741 | 0 | 0 | 0 | 0 | 151.9424 | 145.2345 | 164.7719 | 287.3417 | 0 | 0 | 0 | 0 | 0.22597 | -0.46495 | 2.8892 | 15.4648 | 0 | 0 | 0 | 0 | 27.1162 | 281.1599 | 357.3164 | 317.0977 | 0.399 | 0.39187 | 0.38588 | 0.36679 | 10.8194 | 110.1781 | 137.8812 | 116.3069
1 | 26 | 2 | 559.3332 | 561.4291 | 561.9565 | 647.962 | 378.8299 | 100.3275 | 0 | 0 | 29.8385 | 59.6359 | 61.373 | 63.0662 | 0 | 0 | 0 | 0 | 147.2449 | 139.4029 | 159.2107 | 286.255 | 0 | 0 | 0 | 0 | 0.21324 | 1.4983 | -0.99528 | -0.46838 | 0 | 0 | 0 | 0 | 3.2067 | 260.5645 | 342.3681 | 299.1091 | 0.39922 | 0.39186 | 0.38422 | 0.36646 | 1.2802 | 102.1059 | 131.5445 | 109.6124
1 | 26 | 3 | 543.1626 | 542.991 | 541.0492 | 621.7736 | 378.8299 | 100.3275 | 0 | 0 | 29.9745 | 58.5101 | 61.3864 | 56.6375 | 0 | 0 | 0 | 0 | 140.9901 | 130.3204 | 148.0156 | 277.9837 | 0 | 0 | 0 | 0 | -0.20254 | -1.6205 | 12.5461 | -17.3473 | 0 | 0 | 0 | 0 | -6.4294 | 255.4536 | 319.1011 | 304.4998 | 0.39872 | 0.3916 | 0.38238 | 0.3658 | -2.5635 | 100.0344 | 122.0192 | 111.3858
1 | 26 | 4 | 533.4551 | 531.1868 | 526.886 | 603.3428 | 378.8299 | 100.3275 | 0 | 0 | 28.6135 | 60.8307 | 58.3383 | 46.9639 | 0 | 0 | 0 | 0 | 111.1262 | 100.2899 | 118.623 | 244.4742 | 0 | 0 | 0 | 0 | -0.18951 | -0.31489 | -4.0495 | -8.9138 | 0 | 0 | 0 | 0 | 15.075 | 270.0535 | 353.9742 | 320.8185 | 0.39774 | 0.39105 | 0.38218 | 0.36579 | 5.996 | 105.6033 | 135.2832 | 117.3506
1 | 26 | 5 | 540.6882 | 536.4107 | 529.7749 | 604.5458 | 378.8299 | 100.3275 | 0 | 0 | 26.6163 | 67.301 | 61.7632 | 53.3728 | 0 | 0 | 0 | 0 | 100.8804 | 89.0804 | 107.0332 | 227.8992 | 0 | 0 | 0 | 0 | -0.26257 | -0.35029 | 1.71 | -4.0426 | 0 | 0 | 0 | 0 | 34.6242 | 280.052 | 359.2685 | 327.3164 | 0.39572 | 0.38832 | 0.382 | 0.36494 | 13.7015 | 108.7485 | 137.2403 | 119.4519
1 | 26 | 6 | 565.5083 | 558.694 | 548.9681 | 623.6882 | 378.8299 | 100.3275 | 0 | 0 | 34.2228 | 71.6019 | 71.4215 | 61.5188 | 0 | 0 | 0 | 0 | 94.0098 | 81.3811 | 101.0122 | 212.8986 | 0 | 0 | 0 | 0 | 0.49123 | 8.6332 | -0.51685 | -6.6926 | 0 | 0 | 0 | 0 | 57.9545 | 296.7502 | 377.0512 | 355.9634 | 0.39561 | 0.38891 | 0.3827 | 0.36553 | 22.9276 | 115.4089 | 144.2973 | 130.117
1 | 26 | 7 | 610.3626 | 602.0331 | 590.4114 | 669.7041 | 378.8299 | 100.3275 | 0 | 0 | 37.6096 | 81.3451 | 76.4825 | 76.0794 | 0 | 0 | 0 | 0 | 84.1786 | 73.4414 | 92.1506 | 193.0244 | 0 | 0 | 0 | 0 | 0.025725 | 10.0937 | 14.452 | 18.3384 | 0 | 0 | 0 | 0 | 109.7188 | 336.8253 | 407.3264 | 382.2619 | 0.39512 | 0.39346 | 0.38571 | 0.37033 | 43.3517 | 132.5264 | 157.1113 | 141.563
1 | 26 | 8 | 651.4814 | 642.8668 | 630.7665 | 715.7428 | 378.8299 | 100.3275 | 0 | 0 | 34.2161 | 67.3892 | 61.2105 | 57.2804 | 0 | 0 | 0 | 0 | 129.9475 | 239.4438 | 266.7691 | 360.6917 | 0 | 0 | 0 | 0 | -0.19 | -0.80234 | 2.8909 | -3.9716 | 0 | 0 | 0 | 0 | 108.6779 | 236.5086 | 299.8959 | 301.7423 | 0.39371 | 0.38507 | 0.38401 | 0.3747 | 42.7871 | 91.0714 | 115.1615 | 113.064
1 | 26 | 9 | 692.4469 | 685.1473 | 674.4565 | 767.431 | 378.8299 | 100.3275 | 0 | 0 | 28.7792 | 51.4939 | 52.2393 | 55.7068 | 0 | 0 | 0 | 0 | 213.6147 | 507.8586 | 583.222 | 662.3961 | 0 | 0 | 0 | 0 | -0.22291 | -7.9615 | -5.7928 | -7.038 | 0 | 0 | 0 | 0 | 71.446 | 33.4288 | 44.788 | 56.3661 | 0.37693 | 0.19574 | 0.19483 | 0.1952 | 26.9303 | 6.5433 | 8.7258 | 11.0028
1 | 26 | 10 | 727.5512 | 721.0355 | 711.2213 | 810.7575 | 378.8299 | 100.3275 | 0 | 0 | 29.8088 | 49.8129 | 51.5604 | 49.2522 | 0 | 0 | 0 | 0 | 278.7497 | 687.9085 | 796.0516 | 862.2412 | 0 | 0 | 0 | 0 | -0.42922 | -6.8713 | -16.1745 | -51.967 | 0 | 0 | 0 | 0 | 40.5919 | -110.1421 | -120.2162 | -48.7688 | 0.37868 | 0.19544 | 0.19523 | 0.10268 | 15.3712 | -21.526 | -23.4704 | -5.0077
1 | 26 | 11 | 733.5799 | 727.5815 | 718.3359 | 819.4628 | 378.8299 | 100.3275 | 0 | 0 | 26.8639 | 46.8571 | 47.9886 | 47.6414 | 0 | 0 | 0 | 0 | 315.9347 | 785.2141 | 909.4067 | 967.7651 | 0 | 0 | 0 | 0 | -0.42003 | -9.7659 | -21.2795 | -48.5868 | 0 | 0 | 0 | 0 | 12.3714 | -195.0513 | -217.78 | -147.3569 | 0.37978 | 0.19887 | 0.19965 | 0.10268 | 4.6984 | -38.7891 | -43.4798 | -15.131
1 | 26 | 12 | 724.6136 | 718.9607 | 710.0604 | 810.096 | 378.8299 | 100.3275 | 0 | 0 | 25.0922 | 47.003 | 48.518 | 44.8066 | 0 | 0 | 0 | 0 | 334.9915 | 839.2073 | 982.474 | 1036.9289 | 0 | 0 | 0 | 0 | -0.79343 | -9.7115 | -22.4647 | -50.0996 | 0 | 0 | 0 | 0 | -13.5066 | -257.8656 | -298.4668 | -221.54 | 0.37904 | 0.19928 | 0.19965 | 0.10268 | -5.1196 | -51.3873 | -59.5889 | -22.7484
1 | 26 | 13 | 709.7135 | 705.4402 | 698.0579 | 797.4372 | 378.8299 | 100.3275 | 0 | 0 | 26.0455 | 46.9939 | 48.0516 | 44.6959 | 0 | 0 | 0 | 0 | 337.7159 | 847.0006 | 1001.6908 | 1052.6811 | 0 | 0 | 0 | 0 | -0.73289 | -9.5666 | -22.2233 | -49.1282 | 0 | 0 | 0 | 0 | -32.145 | -279.3153 | -329.4613 | -250.8116 | 0.37914 | 0.19928 | 0.19965 | 0.10268 | -12.1876 | -55.6618 | -65.7769 | -25.7541
1 | 26 | 14 | 692.5996 | 688.8635 | 682.0253 | 779.2255 | 378.8299 | 100.3275 | 0 | 0 | 27.4571 | 48.1931 | 48.0734 | 44.6361 | 0 | 0 | 0 | 0 | 330.2991 | 830.5348 | 999.1647 | 1051.7611 | 0 | 0 | 0 | 0 | -0.84364 | -10.1206 | -20.1686 | -38.5848 | 0 | 0 | 0 | 0 | -43.1429 | -280.0712 | -345.0442 | -278.5869 | 0.37923 | 0.19925 | 0.19951 | 0.10268 | -16.3613 | -55.8052 | -68.841 | -28.6061
1 | 26 | 15 | 678.4404 | 675.6408 | 669.862 | 766.0596 | 378.8299 | 100.3275 | 0 | 0 | 27.8466 | 50.1417 | 50.3916 | 44.8966 | 0 | 0 | 0 | 0 | 318.7957 | 767.6347 | 936.7976 | 988.7217 | 0 | 0 | 0 | 0 | -0.7055 | -7.3277 | -14.7198 | -30.1282 | 0 | 0 | 0 | 0 | -46.3263 | -235.1354 | -302.6074 | -237.4304 | 0.37903 | 0.19565 | 0.19571 | 0.097328 | -17.5591 | -46.0035 | -59.2239 | -23.1087
1 | 26 | 16 | 671.2769 | 670.887 | 667.7716 | 765.8413 | 378.8299 | 100.3275 | 0 | 0 | 28.4741 | 57.9441 | 52.127 | 57.5736 | 0 | 0 | 0 | 0 | 295.9418 | 636.3459 | 793.5822 | 848.4579 | 0 | 0 | 0 | 0 | -0.13843 | -4.1094 | -0.67978 | -4.1315 | 0 | 0 | 0 | 0 | -31.8305 | -119.6211 | -177.2579 | -136.0586 | 0.37973 | 0.1927 | 0.19404 | 0.18663 | -12.0871 | -23.0511 | -34.3958 | -25.3921
1 | 26 | 17 | 692.8512 | 694.6547 | 693.8875 | 797.8909 | 378.8299 | 100.3275 | 0 | 0 | 35.326 | 70.49 | 60.1886 | 75.9532 | 0 | 0 | 0 | 0 | 218.4387 | 346.6962 | 455.6329 | 519.9179 | 141.5984 | 151.5027 | 151.5027 | 151.5027 | -0.19919 | -0.26113 | -0.86071 | 11.7797 | 0 | 0 | 0 | 0 | -81.1425 | 25.8993 | 27.4239 | 38.7374 | 0.39657 | 0.40209 | 0.39866 | 0.38696 | -32.1786 | 10.414 | 10.9329 | 14.9899
1 | 26 | 18 | 775.5034 | 781.5368 | 785.4484 | 907.8097 | 378.8299 | 100.3275 | 0 | 0 | 41.4042 | 84.0215 | 80.3574 | 84.5208 | 0 | 0 | 0 | 0 | 188.9326 | 190.5513 | 284.6547 | 358.4345 | 141.5984 | 151.5027 | 151.5027 | 151.5027 | 0.45155 | 5.8262 | 8.4445 | 38.9977 | 0 | 0 | 0 | 0 | 24.2868 | 249.3076 | 260.489 | 274.354 | 0.40419 | 0.40413 | 0.39849 | 0.38211 | 9.8164 | 100.7516 | 103.8022 | 104.8347
1 | 26 | 19 | 812.7727 | 822.0869 | 829.6995 | 962.2573 | 378.8299 | 100.3275 | 0 | 0 | 42.8898 | 82.1359 | 82.0978 | 88.0252 | 0 | 0 | 0 | 0 | 171.5601 | 169.0038 | 261.2617 | 347.9045 | 141.5984 | 151.5027 | 151.5027 | 151.5027 | 0.69155 | 5.2843 | 11.0632 | 33.6304 | 0 | 0 | 0 | 0 | 77.203 | 313.8327 | 323.774 | 341.1945 | 0.40616 | 0.40567 | 0.40134 | 0.38379 | 31.3566 | 127.3141 | 129.9427 | 130.9486
1 | 26 | 20 | 800.6927 | 810.8371 | 819.4347 | 951.3098 | 378.8299 | 100.3275 | 0 | 0 | 40.6181 | 86.6082 | 90.5505 | 96.9021 | 0 | 0 | 0 | 0 | 154.6208 | 149.8735 | 234.5629 | 324.3093 | 141.5984 | 151.5027 | 151.5027 | 151.5027 | 0.56658 | 0.84582 | 5.2907 | 28.7915 | 0 | 0 | 0 | 0 | 84.4589 | 321.6794 | 337.5279 | 349.8041 | 0.40529 | 0.40498 | 0.3998 | 0.38283 | 34.2306 | 130.2747 | 134.9451 | 133.9146
1 | 26 | 21 | 779.5592 | 789.8428 | 798.7232 | 927.7949 | 378.8299 | 100.3275 | 0 | 0 | 41.2797 | 81.9237 | 83.8568 | 95.871 | 0 | 0 | 0 | 0 | 119.7091 | 118.7682 | 196.6726 | 288.8632 | 141.5984 | 151.5027 | 151.5027 | 151.5027 | 0.37596 | 1.4536 | 4.3384 | 36.5466 | 0 | 0 | 0 | 0 | 97.7661 | 335.8671 | 362.3526 | 355.0113 | 0.40397 | 0.40336 | 0.39852 | 0.38167 | 39.4942 | 135.4751 | 144.4056 | 135.4969
1 | 26 | 22 | 740.0502 | 750.7735 | 760.4041 | 884.5217 | 378.8299 | 100.3275 | 0 | 0 | 40.3094 | 82.2735 | 89.366 | 91.9562 | 0 | 0 | 0 | 0 | 98.6254 | 99.9744 | 172.5368 | 270.8691 | 141.5984 | 151.5027 | 151.5027 | 151.5027 | 0.5743 | 5.0557 | 13.5128 | 8.1223 | 0 | 0 | 0 | 0 | 80.1128 | 311.6398 | 333.4857 | 362.0714 | 0.40092 | 0.40074 | 0.39596 | 0.37797 | 32.1191 | 124.8872 | 132.0459 | 136.8517
1 | 26 | 23 | 683.8712 | 694.1829 | 703.5736 | 818.9013 | 378.8299 | 100.3275 | 0 | 0 | 37.605 | 79.9929 | 87.78 | 88.942 | 0 | 0 | 0 | 0 | 99.1174 | 105.2808 | 177.4468 | 283.1474 | 0 | 0 | 0 | 0 | 0.30992 | 5.6017 | 4.1367 | 28.6682 | 0 | 0 | 0 | 0 | 168.009 | 402.98 | 434.2101 | 418.1437 | 0.39777 | 0.39563 | 0.3915 | 0.37266 | 66.8293 | 159.4299 | 169.9939 | 155.8273
1 | 26 | 24 | 627.0225 | 635.1122 | 642.1957 | 746.1839 | 378.8299 | 100.3275 | 0 | 0 | 31.5149 | 79.002 | 81.5871 | 81.3454 | 0 | 0 | 0 | 0 | 102.5552 | 114.4419 | 185.5723 | 295.843 | 0 | 0 | 0 | 0 | -0.21786 | 4.6043 | 11.7543 | 13.3911 | 0 | 0 | 0 | 0 | 114.3403 | 336.7364 | 363.282 | 355.6044 | 0.39698 | 0.39267 | 0.38667 | 0.36903 | 45.391 | 132.2276 | 140.4693 | 131.2303
1 | 27 | 1 | 580.4267 | 585.0119 | 588.2436 | 680.5552 | 378.8299 | 100.3275 | 0 | 0 | 30.7371 | 67.4166 | 72.208 | 71.2741 | 0 | 0 | 0 | 0 | 102.711 | 123.3299 | 189.4734 | 295.3823 | 0 | 0 | 0 | 0 | 0.22597 | -0.46495 | 2.8892 | 15.4648 | 0 | 0 | 0 | 0 | 67.9227 | 294.403 | 323.6731 | 298.434 | 0.399 | 0.39187 | 0.38588 | 0.36679 | 27.1011 | 115.3677 | 124.8989 | 109.4614
1 | 27 | 2 | 551.7468 | 553.6273 | 553.8997 | 638.388 | 378.8299 | 100.3275 | 0 | 0 | 29.8385 | 59.6359 | 61.373 | 63.0662 | 0 | 0 | 0 | 0 | 97.2207 | 127.621 | 188.2722 | 292.6319 | 0 | 0 | 0 | 0 | 0.21324 | 1.4983 | -0.99528 | -0.46838 | 0 | 0 | 0 | 0 | 45.6445 | 264.5447 | 305.2498 | 283.1583 | 0.39922 | 0.39186 | 0.38422 | 0.36646 | 18.2223 | 103.6656 | 117.2829 | 103.767
1 | 27 | 3 | 536.1271 | 535.75 | 533.5642 | 612.8731 | 378.8299 | 100.3275 | 0 | 0 | 29.9745 | 58.5101 | 61.3864 | 56.6375 | 0 | 0 | 0 | 0 | 92.6035 | 133.7818 | 184.3156 | 283.2837 | 0 | 0 | 0 | 0 | -0.20254 | -1.6205 | 12.5461 | -17.3473 | 0 | 0 | 0 | 0 | 34.9217 | 244.7512 | 275.316 | 290.2993 | 0.39872 | 0.3916 | 0.38238 | 0.3658 | 13.924 | 95.8434 | 105.2765 | 106.1913
1 | 27 | 4 | 527.3392 | 524.8865 | 520.3666 | 595.5847 | 378.8299 | 100.3275 | 0 | 0 | 28.6135 | 60.8307 | 58.3383 | 46.9639 | 0 | 0 | 0 | 0 | 86.6525 | 137.0006 | 182.4339 | 277.4932 | 0 | 0 | 0 | 0 | -0.18951 | -0.31489 | -4.0495 | -8.9138 | 0 | 0 | 0 | 0 | 33.4328 | 227.0427 | 283.6439 | 280.0414 | 0.39774 | 0.39105 | 0.38218 | 0.36579 | 13.2976 | 88.7841 | 108.4041 | 102.435
1 | 27 | 5 | 534.0265 | 529.5385 | 522.652 | 596.0596 | 378.8299 | 100.3275 | 0 | 0 | 26.6163 | 67.301 | 61.7632 | 53.3728 | 0 | 0 | 0 | 0 | 92.2749 | 150.4724 | 203.5035 | 296.934 | 0 | 0 | 0 | 0 | -0.26257 | -0.35029 | 1.71 | -4.0426 | 0 | 0 | 0 | 0 | 36.568 | 211.7878 | 255.6753 | 249.7954 | 0.39572 | 0.38832 | 0.382 | 0.36494 | 14.4707 | 82.2405 | 97.6678 | 91.1611
1 | 27 | 6 | 553.1 | 545.8866 | 535.685 | 607.8556 | 378.8299 | 100.3275 | 0 | 0 | 34.2228 | 71.6019 | 71.4215 | 61.5188 | 0 | 0 | 0 | 0 | 91.2786 | 156.3645 | 203.9121 | 286.2675 | 0 | 0 | 0 | 0 | 0.49123 | 8.6332 | -0.51685 | -6.6926 | 0 | 0 | 0 | 0 | 48.2774 | 208.9595 | 260.8682 | 266.7619 | 0.39561 | 0.38891 | 0.3827 | 0.36553 | 19.0992 | 81.2663 | 99.8341 | 97.5108
1 | 27 | 7 | 593.1538 | 584.2476 | 571.9373 | 647.6608 | 378.8299 | 100.3275 | 0 | 0 | 37.6096 | 81.3451 | 76.4825 | 76.0794 | 0 | 0 | 0 | 0 | 89.4456 | 154.4332 | 188.9857 | 259.5791 | 0 | 0 | 0 | 0 | 0.025725 | 10.0937 | 14.452 | 18.3384 | 0 | 0 | 0 | 0 | 87.2429 | 238.048 | 292.0172 | 293.6639 | 0.39512 | 0.39346 | 0.38571 | 0.37033 | 34.4711 | 93.6618 | 112.635 | 108.7525
1 | 27 | 8 | 628.1987 | 618.8155 | 605.7979 | 685.9619 | 378.8299 | 100.3275 | 0 | 0 | 34.2161 | 67.3892 | 61.2105 | 57.2804 | 0 | 0 | 0 | 0 | 108.5573 | 250.3022 | 289.0198 | 345.5733 | 0 | 0 | 0 | 0 | -0.19 | -0.80234 | 2.8909 | -3.9716 | 0 | 0 | 0 | 0 | 106.7854 | 201.5989 | 252.6767 | 287.0799 | 0.39371 | 0.38507 | 0.38401 | 0.3747 | 42.042 | 77.6288 | 97.0291 | 107.57
1 | 27 | 9 | 667.5485 | 659.4583 | 647.8256 | 735.6992 | 378.8299 | 100.3275 | 0 | 0 | 28.7792 | 51.4939 | 52.2393 | 55.7068 | 0 | 0 | 0 | 0 | 155.9307 | 435.4505 | 514.4672 | 552.8954 | 0 | 0 | 0 | 0 | -0.22291 | -7.9615 | -5.7928 | -7.038 | 0 | 0 | 0 | 0 | 104.2316 | 80.148 | 86.9118 | 134.1349 | 0.37693 | 0.19574 | 0.19483 | 0.1952 | 39.2883 | 15.688 | 16.9326 | 26.1834
1 | 27 | 10 | 703.4442 | 696.1764 | 685.4668 | 780.0836 | 378.8299 | 100.3275 | 0 | 0 | 29.8088 | 49.8129 | 51.5604 | 49.2522 | 0 | 0 | 0 | 0 | 202.5508 | 580.6749 | 682.4732 | 717.5527 | 0 | 0 | 0 | 0 | -0.42922 | -6.8713 | -16.1745 | -51.967 | 0 | 0 | 0 | 0 | 92.6838 | -27.7677 | -32.3923 | 65.2456 | 0.37868 | 0.19544 | 0.19523 | 0.10268 | 35.0972 | -5.4269 | -6.3241 | 6.6996
1 | 27 | 11 | 716.3368 | 709.7796 | 699.8679 | 797.4461 | 378.8299 | 100.3275 | 0 | 0 | 26.8639 | 46.8571 | 47.9886 | 47.6414 | 0 | 0 | 0 | 0 | 222.1231 | 642.8755 | 750.2267 | 785.0695 | 0 | 0 | 0 | 0 | -0.42003 | -9.7659 | -21.2795 | -48.5868 | 0 | 0 | 0 | 0 | 88.9399 | -70.5146 | -77.0679 | 13.322 | 0.37978 | 0.19887 | 0.19965 | 0.10268 | 33.7773 | -14.023 | -15.3866 | 1.3679
1 | 27 | 12 | 715.5215 | 709.5406 | 700.2475 | 798.3635 | 378.8299 | 100.3275 | 0 | 0 | 25.0922 | 47.003 | 48.518 | 44.8066 | 0 | 0 | 0 | 0 | 235.1272 | 681.9581 | 784.1309 | 820.6762 | 0 | 0 | 0 | 0 | -0.79343 | -9.7115 | -22.4647 | -50.0996 | 0 | 0 | 0 | 0 | 77.2656 | -110.0364 | -109.9366 | -17.0198 | 0.37904 | 0.19928 | 0.19965 | 0.10268 | 29.287 | -21.928 | -21.9488 | -1.7476
1 | 27 | 13 | 707.027 | 702.6102 | 695.054 | 793.7988 | 378.8299 | 100.3275 | 0 | 0 | 26.0455 | 46.9939 | 48.0516 | 44.6959 | 0 | 0 | 0 | 0 | 243.3207 | 699.0715 | 814.3244 | 854.54 | 0 | 0 | 0 | 0 | -0.73289 | -9.5666 | -22.2233 | -49.1282 | 0 | 0 | 0 | 0 | 59.5638 | -134.216 | -145.0987 | -56.3089 | 0.37914 | 0.19928 | 0.19965 | 0.10268 | 22.5832 | -26.7465 | -28.969 | -5.782
1 | 27 | 14 | 697.6203 | 693.947 | 687.1786 | 785.2676 | 378.8299 | 100.3275 | 0 | 0 | 27.4571 | 48.1931 | 48.0734 | 44.6361 | 0 | 0 | 0 | 0 | 226.9097 | 660.9809 | 778.1867 | 819.1731 | 0 | 0 | 0 | 0 | -0.84364 | -10.1206 | -20.1686 | -38.5848 | 0 | 0 | 0 | 0 | 65.2672 | -105.4338 | -118.9129 | -39.9568 | 0.37923 | 0.19925 | 0.19951 | 0.10268 | 24.7516 | -21.0081 | -23.7247 | -4.1029
1 | 27 | 15 | 686.0123 | 683.3509 | 677.7315 | 775.3326 | 378.8299 | 100.3275 | 0 | 0 | 27.8466 | 50.1417 | 50.3916 | 44.8966 | 0 | 0 | 0 | 0 | 222.3537 | 623.8484 | 739.7334 | 783.092 | 0 | 0 | 0 | 0 | -0.7055 | -7.3277 | -14.7198 | -30.1282 | 0 | 0 | 0 | 0 | 57.6875 | -83.639 | -97.6738 | -22.5278 | 0.37903 | 0.19565 | 0.19571 | 0.097328 | 21.8654 | -16.3637 | -19.1159 | -2.1926
1 | 27 | 16 | 680.4634 | 680.2622 | 677.3664 | 777.1692 | 378.8299 | 100.3275 | 0 | 0 | 28.4741 | 57.9441 | 52.127 | 57.5736 | 0 | 0 | 0 | 0 | 204.3583 | 517.7185 | 619.8325 | 669.9844 | 0 | 0 | 0 | 0 | -0.13843 | -4.1094 | -0.67978 | -4.1315 | 0 | 0 | 0 | 0 | 68.9395 | 8.3816 | 6.0866 | 53.7428 | 0.37973 | 0.1927 | 0.19404 | 0.18663 | 26.1787 | 1.6151 | 1.1811 | 10.0298
1 | 27 | 17 | 693.5953 | 695.3606 | 694.5447 | 798.6111 | 378.8299 | 100.3275 | 0 | 0 | 35.326 | 70.49 | 60.1886 | 75.9532 | 0 | 0 | 0 | 0 | 171.1407 | 314.9944 | 379.9452 | 443.5654 | 141.5984 | 151.5027 | 151.5027 | 151.5027 | -0.19919 | -0.26113 | -0.86071 | 11.7797 | 0 | 0 | 0 | 0 | -33.1004 | 58.3071 | 103.7688 | 115.8101 | 0.39657 | 0.40209 | 0.39866 | 0.38696 | -13.1266 | 23.4449 | 41.3687 | 44.814
1 | 27 | 18 | 781.488 | 787.6365 | 791.6813 | 915.1603 | 378.8299 | 100.3275 | 0 | 0 | 41.4042 | 84.0215 | 80.3574 | 84.5208 | 0 | 0 | 0 | 0 | 173.5459 | 192.7821 | 243.9933 | 324.4107 | 141.5984 | 151.5027 | 151.5027 | 151.5027 | 0.45155 | 5.8262 | 8.4445 | 38.9977 | 0 | 0 | 0 | 0 | 45.6581 | 253.1765 | 307.3834 | 315.7284 | 0.40419 | 0.40413 | 0.39849 | 0.38211 | 18.4543 | 102.3151 | 122.4891 | 120.6444
1 | 27 | 19 | 826.8623 | 836.52 | 844.5361 | 979.83 | 378.8299 | 100.3275 | 0 | 0 | 42.8898 | 82.1359 | 82.0978 | 88.0252 | 0 | 0 | 0 | 0 | 172.7991 | 181.5306 | 232.3745 | 337.0409 | 141.5984 | 151.5027 | 151.5027 | 151.5027 | 0.69155 | 5.2843 | 11.0632 | 33.6304 | 0 | 0 | 0 | 0 | 90.0536 | 315.7389 | 367.4979 | 369.6308 | 0.40616 | 0.40567 | 0.40134 | 0.38379 | 36.576 | 128.0874 | 147.4908 | 141.8623
1 | 27 | 20 | 822.6607 | 833.3748 | 842.6444 | 978.835 | 378.8299 | 100.3275 | 0 | 0 | 40.6181 | 86.6082 | 90.5505 | 96.9021 | 0 | 0 | 0 | 0 | 165.0955 | 162.6119 | 210.9231 | 328.018 | 141.5984 | 151.5027 | 151.5027 | 151.5027 | 0.56658 | 0.84582 | 5.2907 | 28.7915 | 0 | 0 | 0 | 0 | 95.9522 | 331.4787 | 384.3774 | 373.6207 | 0.40529 | 0.40498 | 0.3998 | 0.38283 | 38.8888 | 134.2432 | 153.6757 | 143.0322
1 | 27 | 21 | 807.8784 | 818.9148 | 828.6842 | 963.3457 | 378.8299 | 100.3275 | 0 | 0 | 41.2797 | 81.9237 | 83.8568 | 95.871 | 0 | 0 | 0 | 0 | 167.7776 | 164.995 | 213.357 | 326.2423 | 141.5984 | 151.5027 | 151.5027 | 151.5027 | 0.37596 | 1.4536 | 4.3384 | 36.5466 | 0 | 0 | 0 | 0 | 78.0169 | 318.7123 | 375.6292 | 353.183 | 0.40397 | 0.40336 | 0.39852 | 0.38167 | 31.5161 | 128.5555 | 149.6966 | 134.7991
1 | 27 | 22 | 757.5296 | 768.7066 | 778.8722 | 906.424 | 378.8299 | 100.3275 | 0 | 0 | 40.3094 | 82.2735 | 89.366 | 91.9562 | 0 | 0 | 0 | 0 | 174.9703 | 169.0539 | 222.0632 | 332.4673 | 141.5984 | 151.5027 | 151.5027 | 151.5027 | 0.5743 | 5.0557 | 13.5128 | 8.1223 | 0 | 0 | 0 | 0 | 21.2473 | 260.4933 | 302.4275 | 322.3756 | 0.40092 | 0.40074 | 0.39596 | 0.37797 | 8.5185 | 104.3906 | 119.7482 | 121.8479
1 | 27 | 23 | 684.5936 | 694.8975 | 704.2773 | 819.7084 | 378.8299 | 100.3275 | 0 | 0 | 37.605 | 79.9929 | 87.78 | 88.942 | 0 | 0 | 0 | 0 | 168.3466 | 159.2275 | 220.1229 | 334.4048 | 0 | 0 | 0 | 0 | 0.30992 | 5.6017 | 4.1367 | 28.6682 | 0 | 0 | 0 | 0 | 99.5023 | 349.748 | 392.2378 | 367.6934 | 0.39777 | 0.39563 | 0.3915 | 0.37266 | 39.5792 | 138.3698 | 153.5617 | 137.0262
1 | 27 | 24 | 617.5175 | 625.3185 | 632.0588 | 734.1187 | 378.8299 | 100.3275 | 0 | 0 | 31.5149 | 79.002 | 81.5871 | 81.3454 | 0 | 0 | 0 | 0 | 156.2249 | 144.2079 | 217.3903 | 335.7258 | 0 | 0 | 0 | 0 | -0.21786 | 4.6043 | 11.7543 | 13.3911 | 0 | 0 | 0 | 0 | 51.1656 | 297.1768 | 321.3272 | 303.6564 | 0.39698 | 0.39267 | 0.38667 | 0.36903 | 20.3118 | 116.6936 | 124.2467 | 112.0597
1 | 28 | 1 | 578.1164 | 582.6249 | 585.7649 | 677.5982 | 378.8299 | 100.3275 | 0 | 0 | 30.7371 | 67.4166 | 72.208 | 71.2741 | 0 | 0 | 0 | 0 | 148.8636 | 133.0755 | 216.2532 | 339.2426 | 0 | 0 | 0 | 0 | 0.22597 | -0.46495 | 2.8892 | 15.4648 | 0 | 0 | 0 | 0 | 19.4598 | 282.2702 | 294.4146 | 251.6167 | 0.399 | 0.39187 | 0.38588 | 0.36679 | 7.7645 | 110.6132 | 113.6087 | 92.2894
1 | 28 | 2 | 555.2752 | 557.2415 | 557.6146 | 642.7877 | 378.8299 | 100.3275 | 0 | 0 | 29.8385 | 59.6359 | 61.373 | 63.0662 | 0 | 0 | 0 | 0 | 147.4136 | 134.0283 | 221.5626 | 350.509 | 0 | 0 | 0 | 0 | 0.21324 | 1.4983 | -0.99528 | -0.46838 | 0 | 0 | 0 | 0 | -1.02 | 261.7516 | 275.6743 | 229.6808 | 0.39922 | 0.39186 | 0.38422 | 0.36646 | -0.40722 | 102.571 | 105.9194 | 84.1695
1 | 28 | 3 | 545.1297 | 544.9927 | 543.0905 | 624.1775 | 378.8299 | 100.3275 | 0 | 0 | 29.9745 | 58.5101 | 61.3864 | 56.6375 | 0 | 0 | 0 | 0 | 150.0466 | 138.5431 | 223.8624 | 358.0991 | 0 | 0 | 0 | 0 | -0.20254 | -1.6205 | 12.5461 | -17.3473 | 0 | 0 | 0 | 0 | -13.5187 | 249.2326 | 245.2956 | 226.7883 | 0.39872 | 0.3916 | 0.38238 | 0.3658 | -5.3902 | 97.5983 | 93.7971 | 82.959
1 | 28 | 4 | 544.458 | 542.4723 | 538.5048 | 617.1193 | 378.8299 | 100.3275 | 0 | 0 | 28.6135 | 60.8307 | 58.3383 | 46.9639 | 0 | 0 | 0 | 0 | 143.7838 | 134.0643 | 223.2636 | 358.9207 | 0 | 0 | 0 | 0 | -0.18951 | -0.31489 | -4.0495 | -8.9138 | 0 | 0 | 0 | 0 | -6.5798 | 247.5648 | 260.9524 | 220.1485 | 0.39774 | 0.39105 | 0.38218 | 0.36579 | -2.6171 | 96.8092 | 99.7318 | 80.5271
1 | 28 | 5 | 565.9166 | 562.3055 | 556.4566 | 636.2011 | 378.8299 | 100.3275 | 0 | 0 | 26.6163 | 67.301 | 61.7632 | 53.3728 | 0 | 0 | 0 | 0 | 144.3614 | 137.3282 | 231.5547 | 366.8544 | 0 | 0 | 0 | 0 | -0.26257 | -0.35029 | 1.71 | -4.0426 | 0 | 0 | 0 | 0 | 16.3715 | 257.6991 | 261.4287 | 220.0166 | 0.39572 | 0.38832 | 0.382 | 0.36494 | 6.4785 | 100.0685 | 99.8656 | 80.2935
1 | 28 | 6 | 622.6429 | 617.3552 | 609.4326 | 695.4415 | 378.8299 | 100.3275 | 0 | 0 | 34.2228 | 71.6019 | 71.4215 | 61.5188 | 0 | 0 | 0 | 0 | 160.9524 | 158.2894 | 251.9585 | 384.5109 | 0 | 0 | 0 | 0 | 0.49123 | 8.6332 | -0.51685 | -6.6926 | 0 | 0 | 0 | 0 | 48.1466 | 278.5032 | 286.5694 | 256.1043 | 0.39561 | 0.38891 | 0.3827 | 0.36553 | 19.0475 | 108.3125 | 109.67 | 93.6151
1 | 28 | 7 | 722.0957 | 716.766 | 708.689 | 810.0791 | 378.8299 | 100.3275 | 0 | 0 | 37.6096 | 81.3451 | 76.4825 | 76.0794 | 0 | 0 | 0 | 0 | 153.3415 | 158.7243 | 255.2562 | 385.1827 | 0 | 0 | 0 | 0 | 0.025725 | 10.0937 | 14.452 | 18.3384 | 0 | 0 | 0 | 0 | 152.2889 | 366.2754 | 362.4984 | 330.4787 | 0.39512 | 0.39346 | 0.38571 | 0.37033 | 60.1719 | 144.1137 | 139.8205 | 122.3861
1 | 28 | 8 | 787.1199 | 782.145 | 774.3452 | 886.1437 | 378.8299 | 100.3275 | 0 | 0 | 34.2161 | 67.3892 | 61.2105 | 57.2804 | 0 | 0 | 0 | 0 | 178.371 | 289.4206 | 405.7189 | 537.4132 | 0 | 0 | 0 | 0 | -0.19 | -0.80234 | 2.8909 | -3.9716 | 0 | 0 | 0 | 0 | 195.8929 | 325.81 | 304.5248 | 295.4218 | 0.39371 | 0.38507 | 0.38401 | 0.3747 | 77.1242 | 125.4583 | 116.9391 | 110.6957
1 | 28 | 9 | 802.6283 | 798.2755 | 791.0657 | 905.8142 | 378.8299 | 100.3275 | 0 | 0 | 28.7792 | 51.4939 | 52.2393 | 55.7068 | 0 | 0 | 0 | 0 | 240.5055 | 483.0766 | 646.212 | 786.5845 | 0 | 0 | 0 | 0 | -0.22291 | -7.9615 | -5.7928 | -7.038 | 0 | 0 | 0 | 0 | 154.7367 | 171.339 | 98.4072 | 70.5608 | 0.37693 | 0.19574 | 0.19483 | 0.1952 | 58.3254 | 33.5375 | 19.1722 | 13.7736
1 | 28 | 10 | 823.1553 | 819.1945 | 812.3984 | 930.825 | 378.8299 | 100.3275 | 0 | 0 | 29.8088 | 49.8129 | 51.5604 | 49.2522 | 0 | 0 | 0 | 0 | 292.5479 | 632.0472 | 803.2678 | 950.4869 | 0 | 0 | 0 | 0 | -0.42922 | -6.8713 | -16.1745 | -51.967 | 0 | 0 | 0 | 0 | 122.3978 | 43.8783 | -26.2553 | -16.9471 | 0.37868 | 0.19544 | 0.19523 | 0.10268 | 46.3492 | 8.5755 | -5.1259 | -1.7402
1 | 28 | 11 | 817.2267 | 813.4525 | 806.8338 | 924.4723 | 378.8299 | 100.3275 | 0 | 0 | 26.8639 | 46.8571 | 47.9886 | 47.6414 | 0 | 0 | 0 | 0 | 302.5878 | 670.8898 | 852.0119 | 1003.4947 | 0 | 0 | 0 | 0 | -0.42003 | -9.7659 | -21.2795 | -48.5868 | 0 | 0 | 0 | 0 | 109.3651 | 5.144 | -71.8872 | -78.077 | 0.37978 | 0.19887 | 0.19965 | 0.10268 | 41.5343 | 1.023 | -14.3523 | -8.0172
1 | 28 | 12 | 806.4814 | 803.0074 | 796.6806 | 912.8794 | 378.8299 | 100.3275 | 0 | 0 | 25.0922 | 47.003 | 48.518 | 44.8066 | 0 | 0 | 0 | 0 | 301.9704 | 705.2908 | 896.6782 | 1051.4703 | 0 | 0 | 0 | 0 | -0.79343 | -9.7115 | -22.4647 | -50.0996 | 0 | 0 | 0 | 0 | 101.3823 | -39.9023 | -126.0509 | -133.298 | 0.37904 | 0.19928 | 0.19965 | 0.10268 | 38.4283 | -7.9517 | -25.1661 | -13.6874
1 | 28 | 13 | 786.0026 | 783.7589 | 778.7738 | 893.2138 | 378.8299 | 100.3275 | 0 | 0 | 26.0455 | 46.9939 | 48.0516 | 44.6959 | 0 | 0 | 0 | 0 | 268.1483 | 618.9354 | 803.371 | 955.9472 | 0 | 0 | 0 | 0 | -0.73289 | -9.5666 | -22.2233 | -49.1282 | 0 | 0 | 0 | 0 | 113.7118 | 27.0688 | -50.4255 | -58.3011 | 0.37914 | 0.19928 | 0.19965 | 0.10268 | 43.1131 | 5.3942 | -10.0674 | -5.9865
1 | 28 | 14 | 770.6177 | 768.9585 | 764.5733 | 877.1775 | 378.8299 | 100.3275 | 0 | 0 | 27.4571 | 48.1931 | 48.0734 | 44.6361 | 0 | 0 | 0 | 0 | 260.34 | 603.7132 | 789.6588 | 940.0017 | 0 | 0 | 0 | 0 | -0.84364 | -10.1206 | -20.1686 | -38.5848 | 0 | 0 | 0 | 0 | 104.8343 | 26.8454 | -52.9903 | -68.8755 | 0.37923 | 0.19925 | 0.19951 | 0.10268 | 39.7568 | 5.349 | -10.5723 | -7.0723
1 | 28 | 15 | 755.3134 | 754.5697 | 751.2199 | 862.6093 | 378.8299 | 100.3275 | 0 | 0 | 27.8466 | 50.1417 | 50.3916 | 44.8966 | 0 | 0 | 0 | 0 | 233.3512 | 537.3406 | 716.9296 | 862.7335 | 0 | 0 | 0 | 0 | -0.7055 | -7.3277 | -14.7198 | -30.1282 | 0 | 0 | 0 | 0 | 115.9911 | 74.0877 | -1.3816 | -14.8926 | 0.37903 | 0.19565 | 0.19571 | 0.097328 | 43.9643 | 14.495 | -0.27039 | -1.4495
1 | 28 | 16 | 750.4123 | 752.1469 | 751.542 | 865.2622 | 378.8299 | 100.3275 | 0 | 0 | 28.4741 | 57.9441 | 52.127 | 57.5736 | 0 | 0 | 0 | 0 | 228.1642 | 478.7598 | 639.7599 | 781.9893 | 0 | 0 | 0 | 0 | -0.13843 | -4.1094 | -0.67978 | -4.1315 | 0 | 0 | 0 | 0 | 115.0824 | 119.225 | 60.3348 | 29.8308 | 0.37973 | 0.1927 | 0.19404 | 0.18663 | 43.7008 | 22.9748 | 11.7076 | 5.5672
1 | 28 | 17 | 770.3252 | 774.2175 | 775.9192 | 895.2574 | 378.8299 | 100.3275 | 0 | 0 | 35.326 | 70.49 | 60.1886 | 75.9532 | 0 | 0 | 0 | 0 | 220.439 | 327.5417 | 447.7674 | 579.6124 | 141.5984 | 151.5027 | 151.5027 | 151.5027 | -0.19919 | -0.26113 | -0.86071 | 11.7797 | 0 | 0 | 0 | 0 | -5.6689 | 124.6168 | 117.3212 | 76.4094 | 0.39657 | 0.40209 | 0.39866 | 0.38696 | -2.2481 | 50.1077 | 46.7716 | 29.5675
1 | 28 | 18 | 862.5381 | 870.9423 | 877.6575 | 1017.2811 | 378.8299 | 100.3275 | 0 | 0 | 41.4042 | 84.0215 | 80.3574 | 84.5208 | 0 | 0 | 0 | 0 | 226.4198 | 259.3983 | 363.5515 | 490.3092 | 141.5984 | 151.5027 | 151.5027 | 151.5027 | 0.45155 | 5.8262 | 8.4445 | 38.9977 | 0 | 0 | 0 | 0 | 73.8343 | 269.8662 | 273.8014 | 251.9506 | 0.40419 | 0.40413 | 0.39849 | 0.38211 | 29.8427 | 109.0599 | 109.107 | 96.274
1 | 28 | 19 | 903.0235 | 914.8126 | 925.3528 | 1075.8343 | 378.8299 | 100.3275 | 0 | 0 | 42.8898 | 82.1359 | 82.0978 | 88.0252 | 0 | 0 | 0 | 0 | 234.1701 | 263.081 | 361.8546 | 487.7387 | 141.5984 | 151.5027 | 151.5027 | 151.5027 | 0.69155 | 5.2843 | 11.0632 | 33.6304 | 0 | 0 | 0 | 0 | 104.8438 | 312.4813 | 318.8344 | 314.9374 | 0.40616 | 0.40567 | 0.40134 | 0.38379 | 42.5831 | 126.7658 | 127.9603 | 120.8713
1 | 28 | 20 | 886.8214 | 899.338 | 910.7425 | 1059.7377 | 378.8299 | 100.3275 | 0 | 0 | 40.6181 | 86.6082 | 90.5505 | 96.9021 | 0 | 0 | 0 | 0 | 212.6812 | 232.411 | 329.2683 | 450.9788 | 141.5984 | 151.5027 | 151.5027 | 151.5027 | 0.56658 | 0.84582 | 5.2907 | 28.7915 | 0 | 0 | 0 | 0 | 112.5272 | 327.6428 | 334.1302 | 331.5626 | 0.40529 | 0.40498 | 0.3998 | 0.38283 | 45.6065 | 132.6898 | 133.5867 | 126.9312
1 | 28 | 21 | 864.2473 | 876.8675 | 888.5129 | 1034.4243 | 378.8299 | 100.3275 | 0 | 0 | 41.2797 | 81.9237 | 83.8568 | 95.871 | 0 | 0 | 0 | 0 | 183.7976 | 197.9235 | 297.2131 | 416.0256 | 141.5984 | 151.5027 | 151.5027 | 151.5027 | 0.37596 | 1.4536 | 4.3384 | 36.5466 | 0 | 0 | 0 | 0 | 118.3658 | 343.7364 | 351.6018 | 334.4783 | 0.40397 | 0.40336 | 0.39852 | 0.38167 | 47.8157 | 138.6493 | 140.1211 | 127.6601
1 | 28 | 22 | 801.6739 | 814.0813 | 825.7036 | 962.0512 | 378.8299 | 100.3275 | 0 | 0 | 40.3094 | 82.2735 | 89.366 | 91.9562 | 0 | 0 | 0 | 0 | 146.8954 | 163.461 | 267.6618 | 387.2706 | 141.5984 | 151.5027 | 151.5027 | 151.5027 | 0.5743 | 5.0557 | 13.5128 | 8.1223 | 0 | 0 | 0 | 0 | 93.4665 | 311.4609 | 303.6603 | 323.1995 | 0.40092 | 0.40074 | 0.39596 | 0.37797 | 37.4729 | 124.8155 | 120.2363 | 122.1593
1 | 28 | 23 | 718.2116 | 729.4417 | 739.9175 | 862.0315 | 378.8299 | 100.3275 | 0 | 0 | 37.605 | 79.9929 | 87.78 | 88.942 | 0 | 0 | 0 | 0 | 143.9934 | 160.7924 | 277.537 | 397.5899 | 0 | 0 | 0 | 0 | 0.30992 | 5.6017 | 4.1367 | 28.6682 | 0 | 0 | 0 | 0 | 157.4734 | 382.7272 | 370.4639 | 346.8314 | 0.39777 | 0.39563 | 0.3915 | 0.37266 | 62.6385 | 151.4173 | 145.0372 | 129.2517
1 | 28 | 24 | 641.2354 | 649.6822 | 657.1862 | 763.9499 | 378.8299 | 100.3275 | 0 | 0 | 31.5149 | 79.002 | 81.5871 | 81.3454 | 0 | 0 | 0 | 0 | 133.4303 | 150.4955 | 292.64 | 408.1019 | 0 | 0 | 0 | 0 | -0.21786 | 4.6043 | 11.7543 | 13.3911 | 0 | 0 | 0 | 0 | 97.6781 | 315.2529 | 271.2049 | 261.1114 | 0.39698 | 0.39267 | 0.38667 | 0.36903 | 38.7764 | 123.7916 | 104.8661 | 96.3591
1 | 29 | 1 | 590.5618 | 595.3946 | 598.9172 | 693.1976 | 378.8299 | 100.3275 | 0 | 0 | 30.7371 | 67.4166 | 72.208 | 71.2741 | 0 | 0 | 0 | 0 | 124.8726 | 142.0492 | 306.0314 | 416.2684 | 0 | 0 | 0 | 0 | 0.22597 | -0.46495 | 2.8892 | 15.4648 | 0 | 0 | 0 | 0 | 55.8962 | 286.0663 | 217.7886 | 190.1903 | 0.399 | 0.39187 | 0.38588 | 0.36679 | 22.3026 | 112.1008 | 84.0402 | 69.7591
1 | 29 | 2 | 564.7362 | 566.9478 | 567.6102 | 654.6419 | 378.8299 | 100.3275 | 0 | 0 | 29.8385 | 59.6359 | 61.373 | 63.0662 | 0 | 0 | 0 | 0 | 115.4757 | 132.3133 | 300.7915 | 405.5038 | 0 | 0 | 0 | 0 | 0.21324 | 1.4983 | -0.99528 | -0.46838 | 0 | 0 | 0 | 0 | 40.3789 | 273.1729 | 206.441 | 186.5401 | 0.39922 | 0.39186 | 0.38422 | 0.36646 | 16.1202 | 107.0467 | 79.3186 | 68.36
1 | 29 | 3 | 553.7118 | 553.8012 | 552.1664 | 634.945 | 378.8299 | 100.3275 | 0 | 0 | 29.9745 | 58.5101 | 61.3864 | 56.6375 | 0 | 0 | 0 | 0 | 115.1557 | 131.1503 | 309.8912 | 418.1713 | 0 | 0 | 0 | 0 | -0.20254 | -1.6205 | 12.5461 | -17.3473 | 0 | 0 | 0 | 0 | 29.9542 | 265.4339 | 168.3427 | 177.4836 | 0.39872 | 0.3916 | 0.38238 | 0.3658 | 11.9434 | 103.9426 | 64.3716 | 64.9234
1 | 29 | 4 | 550.6833 | 548.8651 | 545.0954 | 624.9416 | 378.8299 | 100.3275 | 0 | 0 | 28.6135 | 60.8307 | 58.3383 | 46.9639 | 0 | 0 | 0 | 0 | 111.7976 | 126.6514 | 312.8076 | 426.2568 | 0 | 0 | 0 | 0 | -0.18951 | -0.31489 | -4.0495 | -8.9138 | 0 | 0 | 0 | 0 | 31.6317 | 261.3704 | 177.999 | 160.6346 | 0.39774 | 0.39105 | 0.38218 | 0.36579 | 12.5813 | 102.2078 | 68.0284 | 58.7578
1 | 29 | 5 | 570.7779 | 567.3125 | 561.6367 | 642.3646 | 378.8299 | 100.3275 | 0 | 0 | 26.6163 | 67.301 | 61.7632 | 53.3728 | 0 | 0 | 0 | 0 | 107.3257 | 121.4212 | 308.8511 | 425.4673 | 0 | 0 | 0 | 0 | -0.26257 | -0.35029 | 1.71 | -4.0426 | 0 | 0 | 0 | 0 | 58.2686 | 278.6131 | 189.3124 | 167.5671 | 0.39572 | 0.38832 | 0.382 | 0.36494 | 23.058 | 108.1898 | 72.3172 | 61.1525
1 | 29 | 6 | 629.7253 | 624.6813 | 617.05 | 704.537 | 378.8299 | 100.3275 | 0 | 0 | 34.2228 | 71.6019 | 71.4215 | 61.5188 | 0 | 0 | 0 | 0 | 109.6642 | 123.8849 | 309.1596 | 429.9028 | 0 | 0 | 0 | 0 | 0.49123 | 8.6332 | -0.51685 | -6.6926 | 0 | 0 | 0 | 0 | 106.5171 | 320.2338 | 236.9857 | 219.808 | 0.39561 | 0.38891 | 0.3827 | 0.36553 | 42.1397 | 124.5419 | 90.6943 | 80.3475
1 | 29 | 7 | 733.1669 | 728.2523 | 720.673 | 824.4232 | 378.8299 | 100.3275 | 0 | 0 | 37.6096 | 81.3451 | 76.4825 | 76.0794 | 0 | 0 | 0 | 0 | 106.0738 | 121.1418 | 307.8368 | 428.9035 | 0 | 0 | 0 | 0 | 0.025725 | 10.0937 | 14.452 | 18.3384 | 0 | 0 | 0 | 0 | 210.6279 | 415.3441 | 321.9018 | 301.1019 | 0.39512 | 0.39346 | 0.38571 | 0.37033 | 83.2226 | 163.4202 | 124.1619 | 111.507
1 | 29 | 8 | 802.7131 | 798.3038 | 791.1815 | 906.2765 | 378.8299 | 100.3275 | 0 | 0 | 34.2161 | 67.3892 | 61.2105 | 57.2804 | 0 | 0 | 0 | 0 | 135.6505 | 256.1757 | 459.18 | 572.1544 | 0 | 0 | 0 | 0 | -0.19 | -0.80234 | 2.8909 | -3.9716 | 0 | 0 | 0 | 0 | 254.2066 | 375.2137 | 267.9 | 280.8134 | 0.39371 | 0.38507 | 0.38401 | 0.3747 | 100.0826 | 144.4819 | 102.875 | 105.2219
1 | 29 | 9 | 802.6865 | 798.4419 | 791.3668 | 906.2811 | 378.8299 | 100.3275 | 0 | 0 | 28.7792 | 51.4939 | 52.2393 | 55.7068 | 0 | 0 | 0 | 0 | 204.9181 | 460.7626 | 693.27 | 798.7108 | 0 | 0 | 0 | 0 | -0.22291 | -7.9615 | -5.7928 | -7.038 | 0 | 0 | 0 | 0 | 190.3822 | 193.8194 | 51.6502 | 58.9015 | 0.37693 | 0.19574 | 0.19483 | 0.1952 | 71.7613 | 37.9378 | 10.0628 | 11.4977
1 | 29 | 10 | 809.4467 | 805.1987 | 798.0681 | 913.9004 | 378.8299 | 100.3275 | 0 | 0 | 29.8088 | 49.8129 | 51.5604 | 49.2522 | 0 | 0 | 0 | 0 | 279.7322 | 628.4351 | 854.7118 | 959.2447 | 0 | 0 | 0 | 0 | -0.42922 | -6.8713 | -16.1745 | -51.967 | 0 | 0 | 0 | 0 | 121.5049 | 33.4945 | -92.0296 | -42.6295 | 0.37868 | 0.19544 | 0.19523 | 0.10268 | 46.0111 | 6.5461 | -17.9674 | -4.3773
1 | 29 | 11 | 803.6533 | 799.5942 | 792.6437 | 907.7128 | 378.8299 | 100.3275 | 0 | 0 | 26.8639 | 46.8571 | 47.9886 | 47.6414 | 0 | 0 | 0 | 0 | 325.7164 | 737.0845 | 966.7017 | 1069.5868 | 0 | 0 | 0 | 0 | -0.42003 | -9.7659 | -21.2795 | -48.5868 | 0 | 0 | 0 | 0 | 72.6631 | -74.909 | -200.7672 | -160.9286 | 0.37978 | 0.19887 | 0.19965 | 0.10268 | 27.5957 | -14.8969 | -40.0832 | -16.5246
1 | 29 | 12 | 792.3522 | 788.5711 | 781.8858 | 895.3948 | 378.8299 | 100.3275 | 0 | 0 | 25.0922 | 47.003 | 48.518 | 44.8066 | 0 | 0 | 0 | 0 | 347.7779 | 805.7398 | 1046.149 | 1145.8646 | 0 | 0 | 0 | 0 | -0.79343 | -9.7115 | -22.4647 | -50.0996 | 0 | 0 | 0 | 0 | 41.4456 | -154.7877 | -290.3164 | -245.1768 | 0.37904 | 0.19928 | 0.19965 | 0.10268 | 15.7097 | -30.846 | -57.9617 | -25.1755
1 | 29 | 13 | 775.2749 | 772.8183 | 767.5862 | 880.0133 | 378.8299 | 100.3275 | 0 | 0 | 26.0455 | 46.9939 | 48.0516 | 44.6959 | 0 | 0 | 0 | 0 | 338.731 | 777.6089 | 1016.2889 | 1109.7953 | 0 | 0 | 0 | 0 | -0.73289 | -9.5666 | -22.2233 | -49.1282 | 0 | 0 | 0 | 0 | 32.4014 | -142.5453 | -274.531 | -225.3498 | 0.37914 | 0.19928 | 0.19965 | 0.10268 | 12.2848 | -28.4064 | -54.8101 | -23.1396
1 | 29 | 14 | 763.8929 | 762.1308 | 757.629 | 869.0156 | 378.8299 | 100.3275 | 0 | 0 | 27.4571 | 48.1931 | 48.0734 | 44.6361 | 0 | 0 | 0 | 0 | 323.6162 | 764.572 | 1000.0763 | 1085.1534 | 0 | 0 | 0 | 0 | -0.84364 | -10.1206 | -20.1686 | -38.5848 | 0 | 0 | 0 | 0 | 34.8332 | -140.8411 | -270.3521 | -222.1891 | 0.37923 | 0.19925 | 0.19951 | 0.10268 | 13.21 | -28.0631 | -53.9389 | -22.815
1 | 29 | 15 | 747.5453 | 746.6663 | 743.161 | 853.1199 | 378.8299 | 100.3275 | 0 | 0 | 27.8466 | 50.1417 | 50.3916 | 44.8966 | 0 | 0 | 0 | 0 | 304.1761 | 696.6144 | 915.0164 | 991.0159 | 0 | 0 | 0 | 0 | -0.7055 | -7.3277 | -14.7198 | -30.1282 | 0 | 0 | 0 | 0 | 37.3982 | -93.0896 | -207.5272 | -152.6644 | 0.37903 | 0.19565 | 0.19571 | 0.097328 | 14.1751 | -18.2127 | -40.6156 | -14.8586
1 | 29 | 16 | 740.1619 | 741.6891 | 740.8433 | 852.6343 | 378.8299 | 100.3275 | 0 | 0 | 28.4741 | 57.9441 | 52.127 | 57.5736 | 0 | 0 | 0 | 0 | 255.4911 | 543.5557 | 721.634 | 798.3601 | 0 | 0 | 0 | 0 | -0.13843 | -4.1094 | -0.67978 | -4.1315 | 0 | 0 | 0 | 0 | 77.5052 | 43.9713 | -32.238 | 0.8322 | 0.37973 | 0.1927 | 0.19404 | 0.18663 | 29.4314 | 8.4733 | -6.2556 | 0.15531
1 | 29 | 17 | 761.0868 | 764.7918 | 766.2759 | 883.8749 | 378.8299 | 100.3275 | 0 | 0 | 35.326 | 70.49 | 60.1886 | 75.9532 | 0 | 0 | 0 | 0 | 168.4164 | 281.4002 | 413.8065 | 488.5815 | 141.5984 | 151.5027 | 151.5027 | 151.5027 | -0.19919 | -0.26113 | -0.86071 | 11.7797 | 0 | 0 | 0 | 0 | 37.1154 | 161.3326 | 141.6388 | 156.0578 | 0.39657 | 0.40209 | 0.39866 | 0.38696 | 14.7188 | 64.8709 | 56.4661 | 60.3883
1 | 29 | 18 | 851.472 | 859.6253 | 866.0468 | 1003.5486 | 378.8299 | 100.3275 | 0 | 0 | 41.4042 | 84.0215 | 80.3574 | 84.5208 | 0 | 0 | 0 | 0 | 140.9791 | 158.0713 | 278.015 | 344.0189 | 141.5984 | 151.5027 | 151.5027 | 151.5027 | 0.45155 | 5.8262 | 8.4445 | 38.9977 | 0 | 0 | 0 | 0 | 148.2089 | 359.8761 | 347.7272 | 384.5085 | 0.40419 | 0.40413 | 0.39849 | 0.38211 | 59.9039 | 145.4352 | 138.5657 | 146.9263
1 | 29 | 19 | 885.9628 | 897.3282 | 907.3698 | 1054.527 | 378.8299 | 100.3275 | 0 | 0 | 42.8898 | 82.1359 | 82.0978 | 88.0252 | 0 | 0 | 0 | 0 | 143.4404 | 155.7341 | 267.5034 | 325.4963 | 141.5984 | 151.5027 | 151.5027 | 151.5027 | 0.69155 | 5.2843 | 11.0632 | 33.6304 | 0 | 0 | 0 | 0 | 178.5128 | 402.3437 | 395.2026 | 455.8724 | 0.40616 | 0.40567 | 0.40134 | 0.38379 | 72.5044 | 163.2208 | 158.6097 | 174.9614
1 | 29 | 20 | 882.383 | 894.8232 | 906.14 | 1054.3192 | 378.8299 | 100.3275 | 0 | 0 | 40.6181 | 86.6082 | 90.5505 | 96.9021 | 0 | 0 | 0 | 0 | 131.1572 | 141.6945 | 244.6212 | 293.8779 | 141.5984 | 151.5027 | 151.5027 | 151.5027 | 0.56658 | 0.84582 | 5.2907 | 28.7915 | 0 | 0 | 0 | 0 | 189.6128 | 413.8445 | 414.1749 | 483.245 | 0.40529 | 0.40498 | 0.3998 | 0.38283 | 76.8488 | 167.6 | 165.5889 | 184.9994
1 | 29 | 21 | 851.9348 | 864.2514 | 875.5397 | 1019.0552 | 378.8299 | 100.3275 | 0 | 0 | 41.2797 | 81.9237 | 83.8568 | 95.871 | 0 | 0 | 0 | 0 | 125.3688 | 134.0416 | 230.3752 | 271.0022 | 141.5984 | 151.5027 | 151.5027 | 151.5027 | 0.37596 | 1.4536 | 4.3384 | 36.5466 | 0 | 0 | 0 | 0 | 164.482 | 395.0023 | 405.4665 | 464.1326 | 0.40397 | 0.40336 | 0.39852 | 0.38167 | 66.4451 | 159.3278 | 161.5874 | 177.1452
1 | 29 | 22 | 790.3373 | 802.4607 | 813.7486 | 947.8836 | 378.8299 | 100.3275 | 0 | 0 | 40.3094 | 82.2735 | 89.366 | 91.9562 | 0 | 0 | 0 | 0 | 114.8802 | 121.4686 | 210.4702 | 243.176 | 141.5984 | 151.5027 | 151.5027 | 151.5027 | 0.5743 | 5.0557 | 13.5128 | 8.1223 | 0 | 0 | 0 | 0 | 114.1452 | 341.8328 | 348.8969 | 453.1264 | 0.40092 | 0.40074 | 0.39596 | 0.37797 | 45.7635 | 136.9868 | 138.148 | 171.2677
1 | 29 | 23 | 709.4839 | 720.4913 | 730.7044 | 851.1091 | 378.8299 | 100.3275 | 0 | 0 | 37.605 | 79.9929 | 87.78 | 88.942 | 0 | 0 | 0 | 0 | 86.7425 | 95.3553 | 182.7089 | 204.8083 | 0 | 0 | 0 | 0 | 0.30992 | 5.6017 | 4.1367 | 28.6682 | 0 | 0 | 0 | 0 | 205.9966 | 439.2139 | 456.0788 | 528.6906 | 0.39777 | 0.39563 | 0.3915 | 0.37266 | 81.9397 | 173.765 | 178.5556 | 197.0242
1 | 29 | 24 | 635.159 | 643.4513 | 650.7733 | 756.3477 | 378.8299 | 100.3275 | 0 | 0 | 31.5149 | 79.002 | 81.5871 | 81.3454 | 0 | 0 | 0 | 0 | 85.2331 | 91.3665 | 181.0598 | 192.2941 | 0 | 0 | 0 | 0 | -0.21786 | 4.6043 | 11.7543 | 13.3911 | 0 | 0 | 0 | 0 | 139.7989 | 368.151 | 376.3721 | 469.3172 | 0.39698 | 0.39267 | 0.38667 | 0.36903 | 55.4975 | 144.5633 | 145.5308 | 173.1943
1 | 30 | 1 | 586.0924 | 590.8162 | 594.2106 | 687.6229 | 378.8299 | 100.3275 | 0 | 0 | 30.7371 | 67.4166 | 72.208 | 71.2741 | 0 | 0 | 0 | 0 | 86.8021 | 92.2911 | 179.9201 | 186.1735 | 0 | 0 | 0 | 0 | 0.22597 | -0.46495 | 2.8892 | 15.4648 | 0 | 0 | 0 | 0 | 89.4974 | 331.246 | 339.1933 | 414.7105 | 0.399 | 0.39187 | 0.38588 | 0.36679 | 35.7094 | 129.8054 | 130.8879 | 152.1099
1 | 30 | 2 | 557.2679 | 559.2868 | 559.722 | 645.288 | 378.8299 | 100.3275 | 0 | 0 | 29.8385 | 59.6359 | 61.373 | 63.0662 | 0 | 0 | 0 | 0 | 89.7793 | 95.5755 | 177.8312 | 182.5468 | 0 | 0 | 0 | 0 | 0.21324 | 1.4983 | -0.99528 | -0.46838 | 0 | 0 | 0 | 0 | 58.607 | 302.2497 | 321.5131 | 400.1433 | 0.39922 | 0.39186 | 0.38422 | 0.36646 | 23.3973 | 118.4408 | 123.5316 | 146.6376
1 | 30 | 3 | 546.664 | 546.5696 | 544.7178 | 626.1103 | 378.8299 | 100.3275 | 0 | 0 | 29.9745 | 58.5101 | 61.3864 | 56.6375 | 0 | 0 | 0 | 0 | 92.6177 | 99.0424 | 171.5005 | 175.1622 | 0 | 0 | 0 | 0 | -0.20254 | -1.6205 | 12.5461 | -17.3473 | 0 | 0 | 0 | 0 | 45.4444 | 290.3102 | 299.2848 | 411.658 | 0.39872 | 0.3916 | 0.38238 | 0.3658 | 18.1197 | 113.6841 | 114.4417 | 150.5842
1 | 30 | 4 | 542.8461 | 540.8196 | 536.804 | 615.1033 | 378.8299 | 100.3275 | 0 | 0 | 28.6135 | 60.8307 | 58.3383 | 46.9639 | 0 | 0 | 0 | 0 | 89.8169 | 95.8805 | 154.8373 | 158.2303 | 0 | 0 | 0 | 0 | -0.18951 | -0.31489 | -4.0495 | -8.9138 | 0 | 0 | 0 | 0 | 45.7753 | 284.0959 | 327.6779 | 418.8228 | 0.39774 | 0.39105 | 0.38218 | 0.36579 | 18.2068 | 111.0945 | 125.2332 | 153.1992
1 | 30 | 5 | 562.5879 | 558.9009 | 552.963 | 632.0686 | 378.8299 | 100.3275 | 0 | 0 | 26.6163 | 67.301 | 61.7632 | 53.3728 | 0 | 0 | 0 | 0 | 89.2464 | 92.1596 | 141.0612 | 154.252 | 0 | 0 | 0 | 0 | -0.26257 | -0.35029 | 1.71 | -4.0426 | 0 | 0 | 0 | 0 | 68.1579 | 299.4631 | 348.4287 | 428.4865 | 0.39572 | 0.38832 | 0.382 | 0.36494 | 26.9714 | 116.2861 | 133.0995 | 156.3732
1 | 30 | 6 | 618.6869 | 613.3365 | 605.3427 | 690.6322 | 378.8299 | 100.3275 | 0 | 0 | 34.2228 | 71.6019 | 71.4215 | 61.5188 | 0 | 0 | 0 | 0 | 109.82 | 107.0525 | 143.1113 | 160.8247 | 0 | 0 | 0 | 0 | 0.49123 | 8.6332 | -0.51685 | -6.6926 | 0 | 0 | 0 | 0 | 95.3229 | 325.7214 | 391.3267 | 474.9813 | 0.39561 | 0.38891 | 0.3827 | 0.36553 | 37.7111 | 126.6761 | 149.7605 | 173.6222
1 | 30 | 7 | 724.3962 | 719.2322 | 711.3575 | 813.353 | 378.8299 | 100.3275 | 0 | 0 | 37.6096 | 81.3451 | 76.4825 | 76.0794 | 0 | 0 | 0 | 0 | 130.0453 | 123.0475 | 150.2908 | 170.6719 | 0 | 0 | 0 | 0 | 0.025725 | 10.0937 | 14.452 | 18.3384 | 0 | 0 | 0 | 0 | 177.8856 | 404.4184 | 470.1322 | 548.2633 | 0.39512 | 0.39346 | 0.38571 | 0.37033 | 70.2856 | 159.1214 | 181.3364 | 203.0382
1 | 30 | 8 | 792.1161 | 787.4075 | 779.9307 | 892.9086 | 378.8299 | 100.3275 | 0 | 0 | 34.2161 | 67.3892 | 61.2105 | 57.2804 | 0 | 0 | 0 | 0 | 151.7395 | 199.0099 | 236.9646 | 253.1569 | 0 | 0 | 0 | 0 | -0.19 | -0.80234 | 2.8909 | -3.9716 | 0 | 0 | 0 | 0 | 227.5206 | 421.4832 | 478.8646 | 586.443 | 0.39371 | 0.38507 | 0.38401 | 0.3747 | 89.5762 | 162.2987 | 183.8864 | 219.7425
1 | 30 | 9 | 790.6119 | 786.037 | 778.5711 | 891.0886 | 378.8299 | 100.3275 | 0 | 0 | 28.7792 | 51.4939 | 52.2393 | 55.7068 | 0 | 0 | 0 | 0 | 191.4936 | 341.7647 | 425.1121 | 438.8121 | 0 | 0 | 0 | 0 | -0.22291 | -7.9615 | -5.7928 | -7.038 | 0 | 0 | 0 | 0 | 191.7321 | 300.4124 | 307.0125 | 403.6076 | 0.37693 | 0.19574 | 0.19483 | 0.1952 | 72.2702 | 58.8021 | 59.8139 | 78.7849
1 | 30 | 10 | 798.0114 | 793.4499 | 785.9485 | 899.5099 | 378.8299 | 100.3275 | 0 | 0 | 29.8088 | 49.8129 | 51.5604 | 49.2522 | 0 | 0 | 0 | 0 | 236.5047 | 480.593 | 591.1234 | 610.2981 | 0 | 0 | 0 | 0 | -0.42922 | -6.8713 | -16.1745 | -51.967 | 0 | 0 | 0 | 0 | 153.2971 | 169.5877 | 159.4393 | 291.9266 | 0.37868 | 0.19544 | 0.19523 | 0.10268 | 58.05 | 33.1439 | 31.1281 | 29.9759
1 | 30 | 11 | 795.1262 | 790.8385 | 783.6181 | 897.0014 | 378.8299 | 100.3275 | 0 | 0 | 26.8639 | 46.8571 | 47.9886 | 47.6414 | 0 | 0 | 0 | 0 | 263.2353 | 563.4937 | 686.9436 | 710.918 | 0 | 0 | 0 | 0 | -0.42003 | -9.7659 | -21.2795 | -48.5868 | 0 | 0 | 0 | 0 | 126.6171 | 89.9261 | 69.9653 | 187.0288 | 0.37978 | 0.19887 | 0.19965 | 0.10268 | 48.0862 | 17.8833 | 13.9686 | 19.2047
1 | 30 | 12 | 789.7653 | 785.9235 | 779.1672 | 892.1774 | 378.8299 | 100.3275 | 0 | 0 | 25.0922 | 47.003 | 48.518 | 44.8066 | 0 | 0 | 0 | 0 | 288.1094 | 640.8701 | 771.0496 | 799.4687 | 0 | 0 | 0 | 0 | -0.79343 | -9.7115 | -22.4647 | -50.0996 | 0 | 0 | 0 | 0 | 98.5272 | 7.4345 | -17.9357 | 98.0016 | 0.37904 | 0.19928 | 0.19965 | 0.10268 | 37.3461 | 1.4815 | -3.5809 | 10.0631
1 | 30 | 13 | 774.4159 | 771.9449 | 766.6963 | 878.9661 | 378.8299 | 100.3275 | 0 | 0 | 26.0455 | 46.9939 | 48.0516 | 44.6959 | 0 | 0 | 0 | 0 | 292.2671 | 640.2386 | 769.9544 | 800.5915 | 0 | 0 | 0 | 0 | -0.73289 | -9.5666 | -22.2233 | -49.1282 | 0 | 0 | 0 | 0 | 78.0063 | -6.0485 | -29.0864 | 82.8068 | 0.37914 | 0.19928 | 0.19965 | 0.10268 | 29.5756 | -1.2053 | -5.8071 | 8.5029
1 | 30 | 14 | 758.7599 | 756.8675 | 752.212 | 862.5941 | 378.8299 | 100.3275 | 0 | 0 | 27.4571 | 48.1931 | 48.0734 | 44.6361 | 0 | 0 | 0 | 0 | 273.6449 | 580.4392 | 713.6331 | 742.5722 | 0 | 0 | 0 | 0 | -0.84364 | -10.1206 | -20.1686 | -38.5848 | 0 | 0 | 0 | 0 | 79.6717 | 38.0283 | 10.6741 | 113.9706 | 0.37923 | 0.19925 | 0.19951 | 0.10268 | 30.2143 | 7.5773 | 2.1296 | 11.7028
1 | 30 | 15 | 747.9768 | 747.1191 | 743.6396 | 853.698 | 378.8299 | 100.3275 | 0 | 0 | 27.8466 | 50.1417 | 50.3916 | 44.8966 | 0 | 0 | 0 | 0 | 248.0573 | 518.7665 | 646.4994 | 673.1776 | 0 | 0 | 0 | 0 | -0.7055 | -7.3277 | -14.7198 | -30.1282 | 0 | 0 | 0 | 0 | 93.9485 | 85.2111 | 61.4683 | 165.752 | 0.37903 | 0.19565 | 0.19571 | 0.097328 | 35.6094 | 16.6713 | 12.0301 | 16.1324
1 | 30 | 16 | 744.3689 | 746.0235 | 745.3292 | 857.973 | 378.8299 | 100.3275 | 0 | 0 | 28.4741 | 57.9441 | 52.127 | 57.5736 | 0 | 0 | 0 | 0 | 212.9411 | 427.8915 | 543.5706 | 569.3871 | 0 | 0 | 0 | 0 | -0.13843 | -4.1094 | -0.67978 | -4.1315 | 0 | 0 | 0 | 0 | 124.2622 | 163.9699 | 150.3113 | 235.1439 | 0.37973 | 0.1927 | 0.19404 | 0.18663 | 47.1867 | 31.5972 | 29.167 | 43.884
1 | 30 | 17 | 756.3558 | 759.9396 | 761.2808 | 877.9526 | 378.8299 | 100.3275 | 0 | 0 | 35.326 | 70.49 | 60.1886 | 75.9532 | 0 | 0 | 0 | 0 | 173.4884 | 267.9284 | 350.233 | 377.1677 | 141.5984 | 151.5027 | 151.5027 | 151.5027 | -0.19919 | -0.26113 | -0.86071 | 11.7797 | 0 | 0 | 0 | 0 | 27.3123 | 169.9521 | 200.2172 | 261.5493 | 0.39657 | 0.40209 | 0.39866 | 0.38696 | 10.8312 | 68.3367 | 79.8191 | 101.2093
1 | 30 | 18 | 838.4349 | 846.2319 | 852.2321 | 987.1465 | 378.8299 | 100.3275 | 0 | 0 | 41.4042 | 84.0215 | 80.3574 | 84.5208 | 0 | 0 | 0 | 0 | 181.7502 | 183.5059 | 261.6341 | 304.6868 | 141.5984 | 151.5027 | 151.5027 | 151.5027 | 0.45155 | 5.8262 | 8.4445 | 38.9977 | 0 | 0 | 0 | 0 | 94.4007 | 321.0482 | 350.2934 | 407.4385 | 0.40419 | 0.40413 | 0.39849 | 0.38211 | 38.1554 | 129.7438 | 139.5882 | 155.6882
1 | 30 | 19 | 875.2151 | 886.2839 | 895.9746 | 1040.9946 | 378.8299 | 100.3275 | 0 | 0 | 42.8898 | 82.1359 | 82.0978 | 88.0252 | 0 | 0 | 0 | 0 | 205.2162 | 210.0032 | 283.7979 | 353.9035 | 141.5984 | 151.5027 | 151.5027 | 151.5027 | 0.69155 | 5.2843 | 11.0632 | 33.6304 | 0 | 0 | 0 | 0 | 105.9893 | 337.0303 | 367.513 | 413.9328 | 0.40616 | 0.40567 | 0.40134 | 0.38379 | 43.0484 | 136.7248 | 147.4968 | 158.8652
1 | 30 | 20 | 860.5787 | 872.4146 | 883.016 | 1026.8556 | 378.8299 | 100.3275 | 0 | 0 | 40.6181 | 86.6082 | 90.5505 | 96.9021 | 0 | 0 | 0 | 0 | 233.33 | 241.6798 | 306.0848 | 387.486 | 141.5984 | 151.5027 | 151.5027 | 151.5027 | 0.56658 | 0.84582 | 5.2907 | 28.7915 | 0 | 0 | 0 | 0 | 65.6357 | 291.4506 | 329.5873 | 362.1733 | 0.40529 | 0.40498 | 0.3998 | 0.38283 | 26.6017 | 118.0325 | 131.7704 | 138.6499
1 | 30 | 21 | 834.617 | 846.456 | 857.179 | 997.2511 | 378.8299 | 100.3275 | 0 | 0 | 41.2797 | 81.9237 | 83.8568 | 95.871 | 0 | 0 | 0 | 0 | 230.3619 | 239.3236 | 297.2917 | 384.0377 | 141.5984 | 151.5027 | 151.5027 | 151.5027 | 0.37596 | 1.4536 | 4.3384 | 36.5466 | 0 | 0 | 0 | 0 | 42.1712 | 271.9248 | 320.1894 | 329.2931 | 0.40397 | 0.40336 | 0.39852 | 0.38167 | 17.0357 | 109.6834 | 127.6026 | 125.6811
1 | 30 | 22 | 783.9052 | 795.8594 | 806.9476 | 939.8157 | 378.8299 | 100.3275 | 0 | 0 | 40.3094 | 82.2735 | 89.366 | 91.9562 | 0 | 0 | 0 | 0 | 217.0997 | 226.7345 | 282.544 | 369.6485 | 141.5984 | 151.5027 | 151.5027 | 151.5027 | 0.5743 | 5.0557 | 13.5128 | 8.1223 | 0 | 0 | 0 | 0 | 5.4935 | 229.9655 | 270.0221 | 318.5859 | 0.40092 | 0.40074 | 0.39596 | 0.37797 | 2.2025 | 92.1568 | 106.917 | 120.4156
1 | 30 | 23 | 702.1248 | 712.9376 | 722.9212 | 841.8749 | 378.8299 | 100.3275 | 0 | 0 | 37.605 | 79.9929 | 87.78 | 88.942 | 0 | 0 | 0 | 0 | 212.9206 | 227.0362 | 284.5379 | 367.5231 | 0 | 0 | 0 | 0 | 0.30992 | 5.6017 | 4.1367 | 28.6682 | 0 | 0 | 0 | 0 | 72.4594 | 299.9793 | 346.4667 | 356.7417 | 0.39777 | 0.39563 | 0.3915 | 0.37266 | 28.8223 | 118.68 | 135.6422 | 132.9449
1 | 30 | 24 | 627.9912 | 636.0953 | 643.195 | 747.3579 | 378.8299 | 100.3275 | 0 | 0 | 31.5149 | 79.002 | 81.5871 | 81.3454 | 0 | 0 | 0 | 0 | 211.5729 | 226.7345 | 289.8898 | 370.7588 | 0 | 0 | 0 | 0 | -0.21786 | 4.6043 | 11.7543 | 13.3911 | 0 | 0 | 0 | 0 | 6.2914 | 225.4269 | 259.9638 | 281.8626 | 0.39698 | 0.39267 | 0.38667 | 0.36903 | 2.4976 | 88.5193 | 100.5195 | 104.0171
1 | 31 | 1 | 581.641 | 586.2512 | 589.5118 | 682.0523 | 378.8299 | 100.3275 | 0 | 0 | 30.7371 | 67.4166 | 72.208 | 71.2741 | 0 | 0 | 0 | 0 | 194.3679 | 208.7652 | 281.4857 | 348.3409 | 0 | 0 | 0 | 0 | 0.22597 | -0.46495 | 2.8892 | 15.4648 | 0 | 0 | 0 | 0 | -22.5199 | 210.2069 | 232.9288 | 246.9725 | 0.399 | 0.39187 | 0.38588 | 0.36679 | -8.9854 | 82.3738 | 89.8826 | 90.586
1 | 31 | 2 | 554.3638 | 556.3097 | 556.6589 | 641.6576 | 378.8299 | 100.3275 | 0 | 0 | 29.8385 | 59.6359 | 61.373 | 63.0662 | 0 | 0 | 0 | 0 | 161.6502 | 176.9921 | 256.2898 | 311.8659 | 0 | 0 | 0 | 0 | 0.21324 | 1.4983 | -0.99528 | -0.46838 | 0 | 0 | 0 | 0 | -16.1679 | 217.856 | 239.9914 | 267.1938 | 0.39922 | 0.39186 | 0.38422 | 0.36646 | -6.4546 | 85.3699 | 92.2093 | 97.9166
1 | 31 | 3 | 542.5144 | 542.3128 | 540.3347 | 620.9126 | 378.8299 | 100.3275 | 0 | 0 | 29.9745 | 58.5101 | 61.3864 | 56.6375 | 0 | 0 | 0 | 0 | 148.6579 | 165.7699 | 246.3955 | 300.3091 | 0 | 0 | 0 | 0 | -0.20254 | -1.6205 | 12.5461 | -17.3473 | 0 | 0 | 0 | 0 | -14.7454 | 219.3259 | 220.0066 | 281.3134 | 0.39872 | 0.3916 | 0.38238 | 0.3658 | -5.8793 | 85.8869 | 84.127 | 102.9042
1 | 31 | 4 | 542.1297 | 540.092 | 536.0637 | 614.2329 | 378.8299 | 100.3275 | 0 | 0 | 28.6135 | 60.8307 | 58.3383 | 46.9639 | 0 | 0 | 0 | 0 | 167.6349 | 187.8596 | 270.6135 | 332.0482 | 0 | 0 | 0 | 0 | -0.18951 | -0.31489 | -4.0495 | -8.9138 | 0 | 0 | 0 | 0 | -32.759 | 191.3891 | 211.1614 | 244.1346 | 0.39774 | 0.39105 | 0.38218 | 0.36579 | -13.0297 | 74.8419 | 80.7025 | 89.3008
1 | 31 | 5 | 563.5834 | 559.9336 | 554.0403 | 633.358 | 378.8299 | 100.3275 | 0 | 0 | 26.6163 | 67.301 | 61.7632 | 53.3728 | 0 | 0 | 0 | 0 | 209.2538 | 235.3041 | 318.4817 | 385.3 | 0 | 0 | 0 | 0 | -0.26257 | -0.35029 | 1.71 | -4.0426 | 0 | 0 | 0 | 0 | -50.8539 | 157.3513 | 172.0855 | 198.7278 | 0.39572 | 0.38832 | 0.382 | 0.36494 | -20.1239 | 61.1019 | 65.7365 | 72.5244
1 | 31 | 6 | 620.4904 | 615.2027 | 607.2839 | 692.9508 | 378.8299 | 100.3275 | 0 | 0 | 34.2228 | 71.6019 | 71.4215 | 61.5188 | 0 | 0 | 0 | 0 | 214.5646 | 252.2414 | 333.0914 | 395.2762 | 0 | 0 | 0 | 0 | 0.49123 | 8.6332 | -0.51685 | -6.6926 | 0 | 0 | 0 | 0 | -7.6182 | 182.3987 | 203.2878 | 242.8483 | 0.39561 | 0.38891 | 0.3827 | 0.36553 | -3.0139 | 70.9366 | 77.7981 | 88.7695
1 | 31 | 7 | 726.1185 | 721.0133 | 713.2088 | 815.5631 | 378.8299 | 100.3275 | 0 | 0 | 37.6096 | 81.3451 | 76.4825 | 76.0794 | 0 | 0 | 0 | 0 | 218.1899 | 263.9718 | 344.8252 | 399.0832 | 0 | 0 | 0 | 0 | 0.025725 | 10.0937 | 14.452 | 18.3384 | 0 | 0 | 0 | 0 | 91.4633 | 265.2752 | 277.4492 | 322.0622 | 0.39512 | 0.39346 | 0.38571 | 0.37033 | 36.1387 | 104.3745 | 107.0159 | 119.2692
1 | 31 | 8 | 798.3539 | 793.8309 | 786.5746 | 900.8125 | 378.8299 | 100.3275 | 0 | 0 | 34.2161 | 67.3892 | 61.2105 | 57.2804 | 0 | 0 | 0 | 0 | 224.8365 | 363.2784 | 465.0731 | 520.0639 | 0 | 0 | 0 | 0 | -0.19 | -0.80234 | 2.8909 | -3.9716 | 0 | 0 | 0 | 0 | 160.6614 | 263.6382 | 257.4 | 327.4398 | 0.39371 | 0.38507 | 0.38401 | 0.3747 | 63.2533 | 101.518 | 98.8429 | 122.693
1 | 31 | 9 | 796.7917 | 792.3913 | 785.1323 | 898.8844 | 378.8299 | 100.3275 | 0 | 0 | 28.7792 | 51.4939 | 52.2393 | 55.7068 | 0 | 0 | 0 | 0 | 256.2077 | 547.2081 | 697.9724 | 760.8519 | 0 | 0 | 0 | 0 | -0.22291 | -7.9615 | -5.7928 | -7.038 | 0 | 0 | 0 | 0 | 133.1978 | 101.3234 | 40.7133 | 89.3636 | 0.37693 | 0.19574 | 0.19483 | 0.1952 | 50.2067 | 19.8328 | 7.932 | 17.4439
1 | 31 | 10 | 805.6754 | 801.3299 | 794.0845 | 909.1765 | 378.8299 | 100.3275 | 0 | 0 | 29.8088 | 49.8129 | 51.5604 | 49.2522 | 0 | 0 | 0 | 0 | 313.0915 | 696.7291 | 876.1635 | 941.9446 | 0 | 0 | 0 | 0 | -0.42922 | -6.8713 | -16.1745 | -51.967 | 0 | 0 | 0 | 0 | 84.3743 | -38.6682 | -117.4649 | -30.0533 | 0.37868 | 0.19544 | 0.19523 | 0.10268 | 31.9506 | -7.5572 | -22.9332 | -3.086
1 | 31 | 11 | 801.8209 | 797.7162 | 790.7121 | 905.4242 | 378.8299 | 100.3275 | 0 | 0 | 26.8639 | 46.8571 | 47.9886 | 47.6414 | 0 | 0 | 0 | 0 | 326.9307 | 760.5209 | 951.5285 | 1021.3424 | 0 | 0 | 0 | 0 | -0.42003 | -9.7659 | -21.2795 | -48.5868 | 0 | 0 | 0 | 0 | 69.6163 | -100.2234 | -187.5255 | -114.9729 | 0.37978 | 0.19887 | 0.19965 | 0.10268 | 26.4386 | -19.9311 | -37.4395 | -11.8058
1 | 31 | 12 | 791.3998 | 787.601 | 780.8955 | 894.2276 | 378.8299 | 100.3275 | 0 | 0 | 25.0922 | 47.003 | 48.518 | 44.8066 | 0 | 0 | 0 | 0 | 316.8644 | 740.6172 | 929.6854 | 1008.092 | 0 | 0 | 0 | 0 | -0.79343 | -9.7115 | -22.4647 | -50.0996 | 0 | 0 | 0 | 0 | 71.4067 | -90.6352 | -174.8433 | -108.5715 | 0.37904 | 0.19928 | 0.19965 | 0.10268 | 27.0663 | -18.0617 | -34.9075 | -11.1484
1 | 31 | 13 | 773.4426 | 770.9386 | 765.6506 | 877.7179 | 378.8299 | 100.3275 | 0 | 0 | 26.0455 | 46.9939 | 48.0516 | 44.6959 | 0 | 0 | 0 | 0 | 312.4146 | 734.0796 | 921.5436 | 1003.01 | 0 | 0 | 0 | 0 | -0.73289 | -9.5666 | -22.2233 | -49.1282 | 0 | 0 | 0 | 0 | 56.8854 | -100.8959 | -181.7213 | -120.8598 | 0.37914 | 0.19928 | 0.19965 | 0.10268 | 21.5678 | -20.1065 | -36.2807 | -12.4102
1 | 31 | 14 | 756.878 | 754.9249 | 750.1969 | 860.1921 | 378.8299 | 100.3275 | 0 | 0 | 27.4571 | 48.1931 | 48.0734 | 44.6361 | 0 | 0 | 0 | 0 | 326.4593 | 753.8456 | 939.2992 | 1027.4332 | 0 | 0 | 0 | 0 | -0.84364 | -10.1206 | -20.1686 | -38.5848 | 0 | 0 | 0 | 0 | 24.9754 | -137.3207 | -217.007 | -173.2923 | 0.37923 | 0.19925 | 0.19951 | 0.10268 | 9.4715 | -27.3617 | -43.2958 | -17.7942
1 | 31 | 15 | 743.4208 | 742.4281 | 738.7882 | 847.9272 | 378.8299 | 100.3275 | 0 | 0 | 27.8466 | 50.1417 | 50.3916 | 44.8966 | 0 | 0 | 0 | 0 | 350.9847 | 757.3352 | 932.4982 | 1006.3578 | 0 | 0 | 0 | 0 | -0.7055 | -7.3277 | -14.7198 | -30.1282 | 0 | 0 | 0 | 0 | -13.5349 | -158.0486 | -229.3818 | -173.199 | 0.37903 | 0.19565 | 0.19571 | 0.097328 | -5.1302 | -30.9217 | -44.8928 | -16.8572
1 | 31 | 16 | 735.5941 | 736.9957 | 736.0013 | 846.8846 | 378.8299 | 100.3275 | 0 | 0 | 28.4741 | 57.9441 | 52.127 | 57.5736 | 0 | 0 | 0 | 0 | 376.9638 | 748.0355 | 893.0401 | 961.8234 | 0 | 0 | 0 | 0 | -0.13843 | -4.1094 | -0.67978 | -4.1315 | 0 | 0 | 0 | 0 | -48.5352 | -165.202 | -208.4861 | -168.3809 | 0.37973 | 0.1927 | 0.19404 | 0.18663 | -18.4305 | -31.8346 | -40.4554 | -31.4243
1 | 31 | 17 | 756.3115 | 759.8799 | 761.202 | 877.8444 | 378.8299 | 100.3275 | 0 | 0 | 35.326 | 70.49 | 60.1886 | 75.9532 | 0 | 0 | 0 | 0 | 305.0732 | 496.4944 | 585.3113 | 637.9394 | 141.5984 | 151.5027 | 151.5027 | 151.5027 | -0.19919 | -0.26113 | -0.86071 | 11.7797 | 0 | 0 | 0 | 0 | -104.3167 | -58.6736 | -34.9399 | 0.66942 | 0.39657 | 0.40209 | 0.39866 | 0.38696 | -41.3687 | -23.5923 | -13.9292 | 0.25904
1 | 31 | 18 | 832.1228 | 839.7378 | 845.5222 | 979.1701 | 378.8299 | 100.3275 | 0 | 0 | 41.4042 | 84.0215 | 80.3574 | 84.5208 | 0 | 0 | 0 | 0 | 253.9285 | 338.0308 | 397.313 | 432.7849 | 141.5984 | 151.5027 | 151.5027 | 151.5027 | 0.45155 | 5.8262 | 8.4445 | 38.9977 | 0 | 0 | 0 | 0 | 15.9103 | 160.0291 | 207.9045 | 271.364 | 0.40419 | 0.40413 | 0.39849 | 0.38211 | 6.4307 | 64.6719 | 82.8478 | 103.6921
1 | 31 | 19 | 877.136 | 888.2618 | 898.02 | 1043.4277 | 378.8299 | 100.3275 | 0 | 0 | 42.8898 | 82.1359 | 82.0978 | 88.0252 | 0 | 0 | 0 | 0 | 256.7372 | 336.9755 | 402.7127 | 443.0538 | 141.5984 | 151.5027 | 151.5027 | 151.5027 | 0.69155 | 5.2843 | 11.0632 | 33.6304 | 0 | 0 | 0 | 0 | 56.3892 | 212.0359 | 250.6436 | 327.2156 | 0.40616 | 0.40567 | 0.40134 | 0.38379 | 22.9029 | 86.0177 | 100.5927 | 125.5836
1 | 31 | 20 | 870.1838 | 882.287 | 893.2051 | 1038.9581 | 378.8299 | 100.3275 | 0 | 0 | 40.6181 | 86.6082 | 90.5505 | 96.9021 | 0 | 0 | 0 | 0 | 262.7497 | 344.8484 | 417.806 | 462.156 | 141.5984 | 151.5027 | 151.5027 | 151.5027 | 0.56658 | 0.84582 | 5.2907 | 28.7915 | 0 | 0 | 0 | 0 | 45.8211 | 198.1544 | 228.0551 | 299.6058 | 0.40529 | 0.40498 | 0.3998 | 0.38283 | 18.571 | 80.2492 | 91.1774 | 114.6973
1 | 31 | 21 | 843.744 | 855.8408 | 866.8695 | 1008.7653 | 378.8299 | 100.3275 | 0 | 0 | 41.2797 | 81.9237 | 83.8568 | 95.871 | 0 | 0 | 0 | 0 | 270.8635 | 353.7913 | 430.4668 | 486.281 | 141.5984 | 151.5027 | 151.5027 | 151.5027 | 0.37596 | 1.4536 | 4.3384 | 36.5466 | 0 | 0 | 0 | 0 | 10.7965 | 166.842 | 196.7048 | 238.5639 | 0.40397 | 0.40336 | 0.39852 | 0.38167 | 4.3614 | 67.2973 | 78.3912 | 91.0525
1 | 31 | 22 | 785.154 | 797.1484 | 808.2847 | 941.4094 | 378.8299 | 100.3275 | 0 | 0 | 40.3094 | 82.2735 | 89.366 | 91.9562 | 0 | 0 | 0 | 0 | 273.8937 | 359.7737 | 439.6072 | 524.3771 | 141.5984 | 151.5027 | 151.5027 | 151.5027 | 0.5743 | 5.0557 | 13.5128 | 8.1223 | 0 | 0 | 0 | 0 | -50.0516 | 98.2154 | 114.2959 | 165.4511 | 0.40092 | 0.40074 | 0.39596 | 0.37797 | -20.0669 | 39.3591 | 45.2562 | 62.5354
1 | 31 | 23 | 705.3776 | 716.2879 | 726.3873 | 845.999 | 378.8299 | 100.3275 | 0 | 0 | 37.605 | 79.9929 | 87.78 | 88.942 | 0 | 0 | 0 | 0 | 265.466 | 350.1624 | 428.3181 | 552.4066 | 0 | 0 | 0 | 0 | 0.30992 | 5.6017 | 4.1367 | 28.6682 | 0 | 0 | 0 | 0 | 23.1668 | 180.2034 | 206.1525 | 175.9821 | 0.39777 | 0.39563 | 0.3915 | 0.37266 | 9.2151 | 71.2934 | 80.709 | 65.5823
1 | 31 | 24 | 630.443 | 638.6198 | 645.8059 | 750.4637 | 378.8299 | 100.3275 | 0 | 0 | 31.5149 | 79.002 | 81.5871 | 81.3454 | 0 | 0 | 0 | 0 | 248.2152 | 331.2018 | 406.5878 | 552.2361 | 0 | 0 | 0 | 0 | -0.21786 | 4.6043 | 11.7543 | 13.3911 | 0 | 0 | 0 | 0 | -27.8992 | 123.4841 | 145.8767 | 103.491 | 0.39698 | 0.39267 | 0.38667 | 0.36903 | -11.0755 | 48.489 | 56.4058 | 38.1918
2 | 1 | 1 | 584.8283 | 590.2985 | 594.6277 | 689.0779 | 378.8299 | 100.3275 | 0 | 0 | 27.2593 | 88.5372 | 92.9187 | 67.136 | 0 | 0 | 0 | 0 | 235.7725 | 317.9133 | 390.8694 | 549.4679 | 0 | 0 | 0 | 0 | -0.4 | 2.6167 | 6.6506 | -2.4332 | 0 | 0 | 0 | 0 | -56.6335 | 80.9039 | 104.1891 | 74.9071 | 0.40941 | 0.38749 | 0.36569 | 0.36737 | -23.1861 | 31.3493 | 38.1004 | 27.5185
2 | 1 | 2 | 559.1949 | 561.9827 | 563.379 | 650.5214 | 378.8299 | 100.3275 | 0 | 0 | 22.8211 | 70.3433 | 73.6297 | 64.6181 | 0 | 0 | 0 | 0 | 225.3502 | 305.3866 | 372.9121 | 536.4908 | 0 | 0 | 0 | 0 | -0.4 | 0 | 0 | -4.0543 | 0 | 0 | 0 | 0 | -67.4063 | 85.9253 | 116.8372 | 53.4668 | 0.40877 | 0.38552 | 0.36832 | 0.36522 | -27.5537 | 33.1263 | 43.0335 | 19.5269
2 | 1 | 3 | 547.9783 | 548.4232 | 547.2512 | 629.7589 | 378.8299 | 100.3275 | 0 | 0 | 20.9764 | 69.0149 | 63.5425 | 57.4909 | 0 | 0 | 0 | 0 | 237.4681 | 310.5469 | 376.1289 | 548.4605 | 0 | 0 | 0 | 0 | -0.4 | 0.67694 | -2.7955 | -6.115 | 0 | 0 | 0 | 0 | -88.8961 | 67.857 | 110.3754 | 29.9225 | 0.40833 | 0.3849 | 0.36884 | 0.36626 | -36.2992 | 26.1181 | 40.711 | 10.9595
2 | 1 | 4 | 545.0102 | 543.5318 | 540.2061 | 619.7672 | 378.8299 | 100.3275 | 0 | 0 | 21.6369 | 76.4682 | 61.6967 | 47.1114 | 0 | 0 | 0 | 0 | 233.6789 | 301.0951 | 364.0057 | 537.5789 | 0 | 0 | 0 | 0 | -0.4 | 11.4623 | 1.485 | -10.9549 | 0 | 0 | 0 | 0 | -88.7355 | 54.1788 | 113.0187 | 46.0317 | 0.40772 | 0.37892 | 0.36678 | 0.36631 | -36.1789 | 20.5294 | 41.4535 | 16.8617
2 | 1 | 5 | 564.1081 | 560.7232 | 555.1681 | 635.0274 | 378.8299 | 100.3275 | 0 | 0 | 23.8931 | 93.2154 | 88.9127 | 52.8044 | 0 | 0 | 0 | 0 | 226.3203 | 285.6653 | 353.9031 | 524.2395 | 0 | 0 | 0 | 0 | -0.4 | 0.70029 | 0 | -9.6948 | 0 | 0 | 0 | 0 | -64.5352 | 80.8147 | 112.3523 | 67.6783 | 0.409 | 0.38297 | 0.36528 | 0.36514 | -26.395 | 30.9499 | 41.0398 | 24.7124
2 | 1 | 6 | 620.8465 | 615.8659 | 608.337 | 694.5864 | 378.8299 | 100.3275 | 0 | 0 | 36.1785 | 75.7208 | 75.7396 | 82.0222 | 0 | 0 | 0 | 0 | 214.9044 | 267.9874 | 344.5678 | 511.7111 | 0 | 0 | 0 | 0 | 0 | 10.0463 | 13.4334 | 0 | 0 | 0 | 0 | 0 | -9.0663 | 161.784 | 174.5962 | 100.8531 | 0.4104 | 0.38709 | 0.36491 | 0.36382 | -3.7208 | 62.6256 | 63.7125 | 36.6926
2 | 1 | 7 | 722.6869 | 718.0546 | 710.8496 | 813.4675 | 378.8299 | 100.3275 | 0 | 0 | 41.448 | 83.227 | 76.9718 | 81.5059 | 0 | 0 | 0 | 0 | 214.282 | 266.2199 | 345.0414 | 506.9655 | 0 | 0 | 0 | 0 | 0 | 6.5376 | 12.9983 | 16.4619 | 0 | 0 | 0 | 0 | 88.1271 | 261.7426 | 275.838 | 208.5342 | 0.40901 | 0.39641 | 0.37719 | 0.36382 | 36.0447 | 103.7573 | 104.0423 | 75.8694
2 | 1 | 8 | 789.1972 | 785.0284 | 778.232 | 891.6564 | 378.8299 | 100.3275 | 0 | 0 | 40.9222 | 74.2547 | 60.4843 | 72.0386 | 0 | 0 | 0 | 0 | 238.2677 | 404.1388 | 497.6398 | 661.1812 | 0 | 0 | 0 | 0 | 0.55414 | -2.7667 | -1.318 | 0 | 0 | 0 | 0 | 0 | 130.6233 | 209.0741 | 221.4259 | 158.4365 | 0.4026 | 0.40314 | 0.38075 | 0.37732 | 52.5894 | 84.287 | 84.308 | 59.7807
2 | 1 | 9 | 801.1075 | 797.4516 | 791.1106 | 906.7422 | 378.8299 | 100.3275 | 0 | 0 | 31.7477 | 56.2613 | 50.1976 | 55.3089 | 0 | 0 | 0 | 0 | 277.277 | 568.9997 | 703.6344 | 888.7938 | 0 | 0 | 0 | 0 | -0.21309 | -2.3333 | -3.674 | 42.3227 | 0 | 0 | 0 | 0 | 113.4659 | 74.1965 | 40.9526 | -79.6832 | 0.40979 | 0.40905 | 0.39309 | 0.38587 | 46.4969 | 30.3499 | 16.0978 | -30.747
2 | 1 | 10 | 815.1265 | 811.6578 | 805.4906 | 923.4797 | 378.8299 | 100.3275 | 0 | 0 | 25.4067 | 42.6707 | 55.3089 | 55.3089 | 0 | 0 | 0 | 0 | 319.1265 | 683.5293 | 839.9668 | 1039.4988 | 0 | 0 | 0 | 0 | -0.4 | -5.5008 | -3.1792 | -57.8524 | 0 | 0 | 0 | 0 | 92.1633 | -9.3689 | -86.606 | -113.4757 | 0.4056 | 0 | 0 | 0 | 37.3819 | 0 | 0 | 0
2 | 1 | 11 | 815.3692 | 812.1924 | 806.3247 | 924.6505 | 378.8299 | 100.3275 | 0 | 0 | 23.7623 | 45.7145 | 49.9981 | 51.476 | 0 | 0 | 0 | 0 | 347.1665 | 765.5089 | 942.971 | 1155.0536 | 0 | 0 | 0 | 0 | -0.4 | -13.3833 | -23.306 | -48.6817 | 0 | 0 | 0 | 0 | 66.0104 | -85.9752 | -163.3384 | -233.1974 | 0.40256 | 0 | 0 | 0 | 26.5731 | 0 | 0 | 0
2 | 1 | 12 | 808.6412 | 806.0351 | 800.7913 | 918.7444 | 378.8299 | 100.3275 | 0 | 0 | 24.0867 | 39.1106 | 45.6813 | 39.1106 | 0 | 0 | 0 | 0 | 339.9456 | 776.2152 | 967.0131 | 1178.7132 | 0 | 0 | 0 | 0 | -0.4 | -10.4088 | -23.5339 | -52.6418 | 0 | 0 | 0 | 0 | 66.179 | -99.2093 | -188.3692 | -246.4375 | 0.3965 | 0 | 0 | 0 | 26.2401 | 0 | 0 | 0
2 | 1 | 13 | 798.565 | 797.4023 | 793.7495 | 911.8961 | 378.8299 | 100.3275 | 0 | 0 | 24.1033 | 39.1106 | 46.1565 | 39.1106 | 0 | 0 | 0 | 0 | 306.5992 | 752.2882 | 950.96 | 1154.6893 | 0 | 0 | 0 | 0 | -0.4 | -10.4266 | -23.5556 | -49.1109 | 0 | 0 | 0 | 0 | 89.4325 | -83.8974 | -179.8115 | -232.7928 | 0.39531 | 0 | 0 | 0 | 35.3536 | 0 | 0 | 0
2 | 1 | 14 | 784.856 | 784.3292 | 781.347 | 898.0258 | 378.8299 | 100.3275 | 0 | 0 | 26.3111 | 39.1106 | 39.1106 | 39.2288 | 0 | 0 | 0 | 0 | 283.1342 | 753.6386 | 955.5235 | 1164.1532 | 0 | 0 | 0 | 0 | -0.4 | -10.4372 | -23.6175 | -48 | 0 | 0 | 0 | 0 | 96.9808 | -98.3102 | -189.6696 | -257.3562 | 0.39361 | 0 | 0 | 0 | 38.1728 | 0 | 0 | 0
2 | 1 | 15 | 768.8458 | 769.0674 | 766.9128 | 881.9936 | 378.8299 | 100.3275 | 0 | 0 | 28.3403 | 39.1106 | 50.1122 | 40.5212 | 0 | 0 | 0 | 0 | 271.6088 | 717.6816 | 912.7123 | 1117.2078 | 0 | 0 | 0 | 0 | -0.4 | -10.4798 | -20.2901 | -38.051 | 0 | 0 | 0 | 0 | 90.4668 | -77.5724 | -175.6215 | -237.6844 | 0.39648 | 0 | 0 | 0 | 35.8685 | 0 | 0 | 0
2 | 1 | 16 | 758.9509 | 761.9674 | 762.9526 | 880.0956 | 378.8299 | 100.3275 | 0 | 0 | 34.3028 | 57.0651 | 50.1138 | 59.7787 | 0 | 0 | 0 | 0 | 269.756 | 666.4213 | 841.6715 | 1033.4233 | 0 | 0 | 0 | 0 | -0.23536 | -0.63723 | -1.4521 | 6.598 | 0 | 0 | 0 | 0 | 76.2975 | -61.2093 | -127.3806 | -219.7044 | 0.40398 | 0 | 0.39996 | 0 | 30.8229 | 0 | -50.9475 | 0
2 | 1 | 17 | 761.1311 | 766.8501 | 770.8441 | 891.761 | 378.8299 | 100.3275 | 0 | 0 | 43.4772 | 57.2907 | 52.7968 | 74.2075 | 0 | 0 | 0 | 0 | 211.6227 | 420.5261 | 553.5012 | 732.7377 | 141.5984 | 151.5027 | 151.5027 | 151.5027 | -0.19622 | -1.3445 | -1.2 | 4.7137 | 0 | 0 | 0 | 0 | -14.2008 | 38.5476 | 14.2434 | -71.4006 | 0.4024 | 0.40819 | 0.40418 | 0.39462 | -5.7144 | 15.7347 | 5.7569 | -28.176
2 | 1 | 18 | 794.7997 | 802.9253 | 809.3918 | 938.1009 | 378.8299 | 100.3275 | 0 | 0 | 45.3453 | 78.1373 | 75.7039 | 84.8831 | 0 | 0 | 0 | 0 | 192.6918 | 283.7109 | 386.8698 | 545.1261 | 141.5984 | 151.5027 | 151.5027 | 151.5027 | 0.065502 | 0.57148 | 0.90325 | 22.4519 | 0 | 0 | 0 | 0 | 36.2689 | 188.6753 | 194.4121 | 134.137 | 0.40342 | 0.39939 | 0.39298 | 0.37664 | 14.6314 | 75.3549 | 76.4004 | 50.5212
2 | 1 | 19 | 843.1516 | 854.6913 | 864.9919 | 1005.7761 | 378.8299 | 100.3275 | 0 | 0 | 47.964 | 87.6556 | 84.2781 | 87.6556 | 0 | 0 | 0 | 0 | 201.557 | 284.1259 | 384.5962 | 534.8269 | 141.5984 | 151.5027 | 151.5027 | 151.5027 | 1.0726 | -0.28457 | 26.0951 | 44.1848 | 0 | 0 | 0 | 0 | 72.1298 | 231.3642 | 218.5197 | 187.6061 | 0.41293 | 0.40451 | 0.39736 | 0.38359 | 29.7844 | 93.5889 | 86.8307 | 71.9639
2 | 1 | 20 | 836.7667 | 848.3687 | 858.6856 | 998.3899 | 378.8299 | 100.3275 | 0 | 0 | 52.1923 | 92.0575 | 87.6556 | 92.2659 | 0 | 0 | 0 | 0 | 203.1568 | 276.7664 | 376.9765 | 514.4325 | 141.5984 | 151.5027 | 151.5027 | 151.5027 | 0.84468 | 4.0862 | 2.9881 | 59.1336 | 0 | 0 | 0 | 0 | 60.1446 | 223.6284 | 239.5627 | 181.0552 | 0.4122 | 0.4033 | 0.397 | 0.38296 | 24.7917 | 90.1883 | 95.1052 | 69.3377
2 | 1 | 21 | 808.6527 | 820.4128 | 831.0571 | 966.9437 | 378.8299 | 100.3275 | 0 | 0 | 49.432 | 92.8759 | 90.4282 | 106.7878 | 0 | 0 | 0 | 0 | 233.7791 | 297.7024 | 396 | 507.605 | 141.5984 | 151.5027 | 151.5027 | 151.5027 | 0.73702 | 0 | 6.1075 | 16 | 0 | 0 | 0 | 0 | 4.2764 | 178.0042 | 187.0187 | 185.0482 | 0.40612 | 0.40218 | 0.39602 | 0.38156 | 1.7367 | 71.589 | 74.0626 | 70.6075
2 | 1 | 22 | 764.7637 | 776.2519 | 786.7797 | 915.9075 | 378.8299 | 100.3275 | 0 | 0 | 45.3975 | 97.3473 | 91.7948 | 107.1413 | 0 | 0 | 0 | 0 | 187.3074 | 240.8022 | 333.3787 | 421.065 | 141.5984 | 151.5027 | 151.5027 | 151.5027 | 0.8842 | 0 | 1.4536 | 16 | 0 | 0 | 0 | 0 | 10.7463 | 186.2722 | 208.6498 | 220.1985 | 0.41109 | 0.39872 | 0.39241 | 0.37595 | 4.4178 | 74.2702 | 81.8765 | 82.7833
2 | 1 | 23 | 699.7733 | 711.1272 | 721.7809 | 841.2393 | 378.8299 | 100.3275 | 0 | 0 | 44.0118 | 81.0154 | 89.4299 | 103.4259 | 0 | 0 | 0 | 0 | 144.8256 | 183.4369 | 263.3222 | 337.5627 | 0 | 0 | 0 | 0 | 0 | 13.0833 | 6.6506 | 6.1929 | 0 | 0 | 0 | 0 | 132.106 | 333.2642 | 362.3782 | 394.0577 | 0.41371 | 0.39663 | 0.38604 | 0.36606 | 54.6537 | 132.1812 | 139.8912 | 144.2477
2 | 1 | 24 | 636.2841 | 645.0381 | 652.9339 | 759.4381 | 378.8299 | 100.3275 | 0 | 0 | 40.3699 | 80.7056 | 103.3574 | 95.0805 | 0 | 0 | 0 | 0 | 146.1493 | 167.8278 | 238.3594 | 318.6737 | 0 | 0 | 0 | 0 | 0 | 0.82389 | 11.9586 | 2.9247 | 0 | 0 | 0 | 0 | 70.935 | 295.3533 | 299.2584 | 342.7591 | 0.40639 | 0.39199 | 0.37547 | 0.36382 | 28.8272 | 115.7747 | 112.3621 | 124.7032
2 | 2 | 1 | 587.4689 | 593.0124 | 597.4285 | 692.4046 | 378.8299 | 100.3275 | 0 | 0 | 27.2593 | 88.5372 | 92.9187 | 67.136 | 0 | 0 | 0 | 0 | 142.0064 | 150.386 | 209.6164 | 313.0904 | 0 | 0 | 0 | 0 | -0.4 | 2.6167 | 6.6506 | -2.4332 | 0 | 0 | 0 | 0 | 39.7732 | 251.1451 | 288.2429 | 314.6114 | 0.40941 | 0.38749 | 0.36569 | 0.36737 | 16.2834 | 97.3158 | 105.4061 | 115.5781
2 | 2 | 2 | 557.7227 | 560.4697 | 561.8177 | 648.6671 | 378.8299 | 100.3275 | 0 | 0 | 22.8211 | 70.3433 | 73.6297 | 64.6181 | 0 | 0 | 0 | 0 | 140.2365 | 140.3 | 193.6255 | 316.8915 | 0 | 0 | 0 | 0 | -0.4 | 0 | 0 | -4.0543 | 0 | 0 | 0 | 0 | 16.2352 | 249.4989 | 294.5626 | 271.2118 | 0.40877 | 0.38552 | 0.36832 | 0.36522 | 6.6365 | 96.1879 | 108.4933 | 99.0509
2 | 2 | 3 | 541.6982 | 541.9674 | 540.5875 | 621.8429 | 378.8299 | 100.3275 | 0 | 0 | 20.9764 | 69.0149 | 63.5425 | 57.4909 | 0 | 0 | 0 | 0 | 142.5585 | 134.4296 | 179.063 | 310.5949 | 0 | 0 | 0 | 0 | -0.4 | 0.67694 | -2.7955 | -6.115 | 0 | 0 | 0 | 0 | -0.26658 | 237.5185 | 300.7775 | 259.8722 | 0.40833 | 0.3849 | 0.36884 | 0.36626 | -0.10885 | 91.4205 | 110.9392 | 95.1818
2 | 2 | 4 | 533.7901 | 531.9986 | 528.3021 | 605.627 | 378.8299 | 100.3275 | 0 | 0 | 21.6369 | 76.4682 | 61.6967 | 47.1114 | 0 | 0 | 0 | 0 | 142.9888 | 128.2749 | 166.5415 | 303.5066 | 0 | 0 | 0 | 0 | -0.4 | 11.4623 | 1.485 | -10.9549 | 0 | 0 | 0 | 0 | -9.2655 | 215.4658 | 298.5789 | 265.9638 | 0.40772 | 0.37892 | 0.36678 | 0.36631 | -3.7777 | 81.6444 | 109.5141 | 97.4242
2 | 2 | 5 | 542.549 | 538.5628 | 532.2958 | 607.8588 | 378.8299 | 100.3275 | 0 | 0 | 23.8931 | 93.2154 | 88.9127 | 52.8044 | 0 | 0 | 0 | 0 | 148.3081 | 131.7731 | 168.3163 | 312.7778 | 0 | 0 | 0 | 0 | -0.4 | 0.70029 | 0 | -9.6948 | 0 | 0 | 0 | 0 | -8.0821 | 212.5465 | 275.0668 | 251.9714 | 0.409 | 0.38297 | 0.36528 | 0.36514 | -3.3056 | 81.3998 | 100.4757 | 92.006
2 | 2 | 6 | 568.2809 | 561.8333 | 552.5676 | 628.3406 | 378.8299 | 100.3275 | 0 | 0 | 36.1785 | 75.7208 | 75.7396 | 82.0222 | 0 | 0 | 0 | 0 | 149.6674 | 134.2469 | 163.7967 | 310.4034 | 0 | 0 | 0 | 0 | 0 | 10.0463 | 13.4334 | 0 | 0 | 0 | 0 | 0 | 3.6051 | 241.4919 | 299.5979 | 235.9149 | 0.4104 | 0.38709 | 0.36491 | 0.36382 | 1.4795 | 93.4801 | 109.3273 | 85.8311
2 | 2 | 7 | 611.6399 | 603.9016 | 593.0186 | 673.4944 | 378.8299 | 100.3275 | 0 | 0 | 41.448 | 83.227 | 76.9718 | 81.5059 | 0 | 0 | 0 | 0 | 138.2513 | 127.7255 | 165.5406 | 312.2579 | 0 | 0 | 0 | 0 | 0 | 6.5376 | 12.9983 | 16.4619 | 0 | 0 | 0 | 0 | 53.1107 | 286.084 | 337.5079 | 263.2688 | 0.40901 | 0.39641 | 0.37719 | 0.36382 | 21.7227 | 113.4065 | 127.3033 | 95.783
2 | 2 | 8 | 653.944 | 645.9962 | 634.7254 | 721.1871 | 378.8299 | 100.3275 | 0 | 0 | 40.9222 | 74.2547 | 60.4843 | 72.0386 | 0 | 0 | 0 | 0 | 152.9147 | 262.2989 | 305.1455 | 453.2656 | 0 | 0 | 0 | 0 | 0.55414 | -2.7667 | -1.318 | 0 | 0 | 0 | 0 | 0 | 80.7231 | 211.8819 | 270.4135 | 195.8829 | 0.4026 | 0.40314 | 0.38075 | 0.37732 | 32.4994 | 85.4189 | 102.96 | 73.9098
2 | 2 | 9 | 700.1857 | 693.7088 | 684.0275 | 779.5387 | 378.8299 | 100.3275 | 0 | 0 | 31.7477 | 56.2613 | 50.1976 | 55.3089 | 0 | 0 | 0 | 0 | 220.9601 | 484.1969 | 577.4996 | 733.8417 | 0 | 0 | 0 | 0 | -0.21309 | -2.3333 | -3.674 | 42.3227 | 0 | 0 | 0 | 0 | 68.8611 | 55.2566 | 60.0042 | -51.9347 | 0.40979 | 0.40905 | 0.39309 | 0.38587 | 28.2184 | 22.6026 | 23.5868 | -20.0398
2 | 2 | 10 | 726.3458 | 720.3912 | 711.2801 | 811.5631 | 378.8299 | 100.3275 | 0 | 0 | 25.4067 | 42.6707 | 55.3089 | 55.3089 | 0 | 0 | 0 | 0 | 278.4224 | 652.0896 | 789.5158 | 951.7025 | 0 | 0 | 0 | 0 | -0.4 | -5.5008 | -3.1792 | -57.8524 | 0 | 0 | 0 | 0 | 44.0868 | -69.1957 | -130.3654 | -137.5959 | 0.4056 | 0 | 0 | 0 | 17.8818 | 0 | 0 | 0
2 | 2 | 11 | 734.3844 | 728.9359 | 720.378 | 822.5465 | 378.8299 | 100.3275 | 0 | 0 | 23.7623 | 45.7145 | 49.9981 | 51.476 | 0 | 0 | 0 | 0 | 308.8299 | 742.0153 | 890.5914 | 1049.0338 | 0 | 0 | 0 | 0 | -0.4 | -13.3833 | -23.306 | -48.6817 | 0 | 0 | 0 | 0 | 23.3622 | -145.738 | -196.9056 | -229.2816 | 0.40256 | 0 | 0 | 0 | 9.4047 | 0 | 0 | 0
2 | 2 | 12 | 727.7727 | 722.8966 | 714.9643 | 816.781 | 378.8299 | 100.3275 | 0 | 0 | 24.0867 | 39.1106 | 45.6813 | 39.1106 | 0 | 0 | 0 | 0 | 325.6082 | 800.7489 | 960.6507 | 1121.0984 | 0 | 0 | 0 | 0 | -0.4 | -10.4088 | -23.5339 | -52.6418 | 0 | 0 | 0 | 0 | -0.35216 | -206.8816 | -267.8339 | -290.7862 | 0.3965 | 0 | 0 | 0 | -0.13963 | 0 | 0 | 0
2 | 2 | 13 | 716.616 | 713.1488 | 706.7663 | 808.555 | 378.8299 | 100.3275 | 0 | 0 | 24.1033 | 39.1106 | 46.1565 | 39.1106 | 0 | 0 | 0 | 0 | 335.7932 | 836.3809 | 1004.6987 | 1163.8772 | 0 | 0 | 0 | 0 | -0.4 | -10.4266 | -23.5556 | -49.1109 | 0 | 0 | 0 | 0 | -21.7104 | -252.2436 | -320.5333 | -345.3218 | 0.39531 | 0 | 0 | 0 | -8.5823 | 0 | 0 | 0
2 | 2 | 14 | 700.4029 | 697.4991 | 691.7013 | 791.5194 | 378.8299 | 100.3275 | 0 | 0 | 26.3111 | 39.1106 | 39.1106 | 39.2288 | 0 | 0 | 0 | 0 | 323.3937 | 799.9169 | 956.0786 | 1111.9012 | 0 | 0 | 0 | 0 | -0.4 | -10.4372 | -23.6175 | -48 | 0 | 0 | 0 | 0 | -27.7319 | -231.4186 | -279.8703 | -311.6106 | 0.39361 | 0 | 0 | 0 | -10.9156 | 0 | 0 | 0
2 | 2 | 15 | 681.2175 | 678.9706 | 673.8919 | 771.475 | 378.8299 | 100.3275 | 0 | 0 | 28.3403 | 39.1106 | 50.1122 | 40.5212 | 0 | 0 | 0 | 0 | 288.162 | 719.5636 | 879.7817 | 1029.3633 | 0 | 0 | 0 | 0 | -0.4 | -10.4798 | -20.2901 | -38.051 | 0 | 0 | 0 | 0 | -13.7147 | -169.5513 | -235.7119 | -260.3586 | 0.39648 | 0 | 0 | 0 | -5.4377 | 0 | 0 | 0
2 | 2 | 16 | 677.1533 | 677.857 | 676.1022 | 776.8994 | 378.8299 | 100.3275 | 0 | 0 | 34.3028 | 57.0651 | 50.1138 | 59.7787 | 0 | 0 | 0 | 0 | 236.6911 | 580.2746 | 715.98 | 855.0634 | 0 | 0 | 0 | 0 | -0.23536 | -0.63723 | -1.4521 | 6.598 | 0 | 0 | 0 | 0 | 27.5648 | -59.1729 | -88.5395 | -144.5408 | 0.40398 | 0 | 0.39996 | 0 | 11.1357 | 0 | -35.4125 | 0
2 | 2 | 17 | 686.1154 | 689.701 | 691.1668 | 797.0752 | 378.8299 | 100.3275 | 0 | 0 | 43.4772 | 57.2907 | 52.7968 | 74.2075 | 0 | 0 | 0 | 0 | 146.19 | 256.1206 | 342.6669 | 473.2089 | 141.5984 | 151.5027 | 151.5027 | 151.5027 | -0.19622 | -1.3445 | -1.2 | 4.7137 | 0 | 0 | 0 | 0 | -23.7838 | 125.804 | 145.4004 | 93.4425 | 0.4024 | 0.40819 | 0.40418 | 0.39462 | -9.5706 | 51.3518 | 58.7677 | 36.8741
2 | 2 | 18 | 732.4112 | 738.7619 | 743.125 | 859.3511 | 378.8299 | 100.3275 | 0 | 0 | 45.3453 | 78.1373 | 75.7039 | 84.8831 | 0 | 0 | 0 | 0 | 103.5859 | 95.1289 | 154.6883 | 286.3189 | 141.5984 | 151.5027 | 151.5027 | 151.5027 | 0.065502 | 0.57148 | 0.90325 | 22.4519 | 0 | 0 | 0 | 0 | 62.9863 | 313.094 | 360.3268 | 314.1945 | 0.40342 | 0.39939 | 0.39298 | 0.37664 | 25.4097 | 125.0465 | 141.6019 | 118.3378
2 | 2 | 19 | 801.6986 | 812.0506 | 820.943 | 953.4209 | 378.8299 | 100.3275 | 0 | 0 | 47.964 | 87.6556 | 84.2781 | 87.6556 | 0 | 0 | 0 | 0 | 98.0491 | 85.7453 | 147.4308 | 282.0287 | 141.5984 | 151.5027 | 151.5027 | 151.5027 | 1.0726 | -0.28457 | 26.0951 | 44.1848 | 0 | 0 | 0 | 0 | 134.1847 | 387.1041 | 411.6363 | 388.0491 | 0.41293 | 0.40451 | 0.39736 | 0.38359 | 55.4086 | 156.5871 | 163.5672 | 148.8519
2 | 2 | 20 | 800.0569 | 810.5961 | 819.6523 | 951.9847 | 378.8299 | 100.3275 | 0 | 0 | 52.1923 | 92.0575 | 87.6556 | 92.2659 | 0 | 0 | 0 | 0 | 83.9778 | 72.8681 | 139.2113 | 275.4295 | 141.5984 | 151.5027 | 151.5027 | 151.5027 | 0.84468 | 4.0862 | 2.9881 | 59.1336 | 0 | 0 | 0 | 0 | 142.6139 | 389.7541 | 438.2946 | 373.6529 | 0.4122 | 0.4033 | 0.397 | 0.38296 | 58.7857 | 157.186 | 174.0009 | 143.0957
2 | 2 | 21 | 779.8253 | 790.7435 | 800.3889 | 930.4762 | 378.8299 | 100.3275 | 0 | 0 | 49.432 | 92.8759 | 90.4282 | 106.7878 | 0 | 0 | 0 | 0 | 67.3425 | 57.9122 | 126.1864 | 260.8406 | 141.5984 | 151.5027 | 151.5027 | 151.5027 | 0.73702 | 0 | 6.1075 | 16 | 0 | 0 | 0 | 0 | 141.8855 | 388.1251 | 426.1642 | 395.3451 | 0.40612 | 0.40218 | 0.39602 | 0.38156 | 57.6225 | 156.0946 | 168.7684 | 150.849
2 | 2 | 22 | 741.4605 | 752.276 | 762.0061 | 886.4573 | 378.8299 | 100.3275 | 0 | 0 | 45.3975 | 97.3473 | 91.7948 | 107.1413 | 0 | 0 | 0 | 0 | 63.3166 | 54.5272 | 124.05 | 253.2224 | 141.5984 | 151.5027 | 151.5027 | 151.5027 | 0.8842 | 0 | 1.4536 | 16 | 0 | 0 | 0 | 0 | 111.434 | 348.5714 | 393.205 | 358.5908 | 0.41109 | 0.39872 | 0.39241 | 0.37595 | 45.8098 | 138.9819 | 154.2981 | 134.8117
2 | 2 | 23 | 686.8143 | 697.7996 | 708.0165 | 824.8822 | 378.8299 | 100.3275 | 0 | 0 | 44.0118 | 81.0154 | 89.4299 | 103.4259 | 0 | 0 | 0 | 0 | 63.0879 | 54.7643 | 121.4596 | 252.3506 | 0 | 0 | 0 | 0 | 0 | 13.0833 | 6.6506 | 6.1929 | 0 | 0 | 0 | 0 | 200.8847 | 448.6091 | 490.4764 | 462.9127 | 0.41371 | 0.39663 | 0.38604 | 0.36606 | 83.1082 | 177.93 | 189.3418 | 169.4526
2 | 2 | 24 | 627.1048 | 635.6057 | 643.2019 | 747.881 | 378.8299 | 100.3275 | 0 | 0 | 40.3699 | 80.7056 | 103.3574 | 95.0805 | 0 | 0 | 0 | 0 | 63.8624 | 55.7665 | 121.3513 | 254.2086 | 0 | 0 | 0 | 0 | 0 | 0.82389 | 11.9586 | 2.9247 | 0 | 0 | 0 | 0 | 144.0426 | 397.9822 | 406.5345 | 395.6672 | 0.40639 | 0.39199 | 0.37547 | 0.36382 | 58.5373 | 156.0039 | 152.6409 | 143.9523
2 | 3 | 1 | 580.8252 | 586.1867 | 590.3875 | 684.0443 | 378.8299 | 100.3275 | 0 | 0 | 27.2593 | 88.5372 | 92.9187 | 67.136 | 0 | 0 | 0 | 0 | 70.9526 | 62.9779 | 129.6567 | 262.6201 | 0 | 0 | 0 | 0 | -0.4 | 2.6167 | 6.6506 | -2.4332 | 0 | 0 | 0 | 0 | 104.1833 | 331.7275 | 361.1616 | 356.7213 | 0.40941 | 0.38749 | 0.36569 | 0.36737 | 42.6533 | 128.5406 | 132.0714 | 131.0479
2 | 3 | 2 | 553.0298 | 555.6454 | 556.8379 | 642.7515 | 378.8299 | 100.3275 | 0 | 0 | 22.8211 | 70.3433 | 73.6297 | 64.6181 | 0 | 0 | 0 | 0 | 82.324 | 73.9902 | 143.2795 | 273.1987 | 0 | 0 | 0 | 0 | -0.4 | 0 | 0 | -4.0543 | 0 | 0 | 0 | 0 | 69.4548 | 310.9844 | 339.9288 | 308.9889 | 0.40877 | 0.38552 | 0.36832 | 0.36522 | 28.3911 | 119.8921 | 125.2026 | 112.8477
2 | 3 | 3 | 537.4965 | 537.6477 | 536.1279 | 616.5448 | 378.8299 | 100.3275 | 0 | 0 | 20.9764 | 69.0149 | 63.5425 | 57.4909 | 0 | 0 | 0 | 0 | 108.8562 | 97.8446 | 167.1254 | 304.0911 | 0 | 0 | 0 | 0 | -0.4 | 0.67694 | -2.7955 | -6.115 | 0 | 0 | 0 | 0 | 29.2339 | 269.7837 | 308.2555 | 261.0778 | 0.40833 | 0.3849 | 0.36884 | 0.36626 | 11.9372 | 103.8393 | 113.6974 | 95.6234
2 | 3 | 4 | 528.7079 | 526.7696 | 522.8991 | 599.2039 | 378.8299 | 100.3275 | 0 | 0 | 21.6369 | 76.4682 | 61.6967 | 47.1114 | 0 | 0 | 0 | 0 | 161.9783 | 146.4925 | 215.1689 | 358.122 | 0 | 0 | 0 | 0 | -0.4 | 11.4623 | 1.485 | -10.9549 | 0 | 0 | 0 | 0 | -33.3372 | 192.0191 | 244.5484 | 204.9254 | 0.40772 | 0.37892 | 0.36678 | 0.36631 | -13.5921 | 72.76 | 89.6965 | 75.0655
2 | 3 | 5 | 534.482 | 530.2554 | 523.703 | 597.6363 | 378.8299 | 100.3275 | 0 | 0 | 23.8931 | 93.2154 | 88.9127 | 52.8044 | 0 | 0 | 0 | 0 | 207.7046 | 188.8173 | 261.0221 | 402.5029 | 0 | 0 | 0 | 0 | -0.4 | 0.70029 | 0 | -9.6948 | 0 | 0 | 0 | 0 | -75.5456 | 147.195 | 173.7683 | 152.0238 | 0.409 | 0.38297 | 0.36528 | 0.36514 | -30.8983 | 56.3719 | 63.4736 | 55.5107
2 | 3 | 6 | 554.6507 | 547.7812 | 538.0134 | 611.0097 | 378.8299 | 100.3275 | 0 | 0 | 36.1785 | 75.7208 | 75.7396 | 82.0222 | 0 | 0 | 0 | 0 | 233.2937 | 212.7649 | 286.4927 | 424.3412 | 0 | 0 | 0 | 0 | 0 | 10.0463 | 13.4334 | 0 | 0 | 0 | 0 | 0 | -93.6514 | 148.9217 | 162.3477 | 104.6463 | 0.4104 | 0.38709 | 0.36491 | 0.36382 | -38.4346 | 57.6467 | 59.2429 | 38.0727
2 | 3 | 7 | 589.7657 | 581.3317 | 569.62 | 645.6131 | 378.8299 | 100.3275 | 0 | 0 | 41.448 | 83.227 | 76.9718 | 81.5059 | 0 | 0 | 0 | 0 | 250.1627 | 230.9462 | 306.0875 | 440.1015 | 0 | 0 | 0 | 0 | 0 | 6.5376 | 12.9983 | 16.4619 | 0 | 0 | 0 | 0 | -80.675 | 160.2934 | 173.5623 | 107.5438 | 0.40901 | 0.39641 | 0.37719 | 0.36382 | -32.9967 | 63.5419 | 65.4653 | 39.1268
2 | 3 | 8 | 623.2948 | 614.377 | 601.9508 | 682.1383 | 378.8299 | 100.3275 | 0 | 0 | 40.9222 | 74.2547 | 60.4843 | 72.0386 | 0 | 0 | 0 | 0 | 314.3781 | 438.7777 | 536.1973 | 668.2425 | 0 | 0 | 0 | 0 | 0.55414 | -2.7667 | -1.318 | 0 | 0 | 0 | 0 | 0 | -111.3895 | 3.7839 | 6.5872 | -58.1428 | 0.4026 | 0.40314 | 0.38075 | 0.37732 | -44.8458 | 1.5255 | 2.5081 | -21.9382
2 | 3 | 9 | 664.4536 | 656.8877 | 645.9116 | 734.1684 | 378.8299 | 100.3275 | 0 | 0 | 31.7477 | 56.2613 | 50.1976 | 55.3089 | 0 | 0 | 0 | 0 | 380.6138 | 691.9943 | 829.2202 | 961.4675 | 0 | 0 | 0 | 0 | -0.21309 | -2.3333 | -3.674 | 42.3227 | 0 | 0 | 0 | 0 | -126.5247 | -189.362 | -229.8323 | -324.9307 | 0.40979 | 0.40905 | 0.39309 | 0.38587 | -51.8483 | -77.4581 | -90.3437 | -125.3795
2 | 3 | 10 | 691.624 | 684.6126 | 674.245 | 767.4807 | 378.8299 | 100.3275 | 0 | 0 | 25.4067 | 42.6707 | 55.3089 | 55.3089 | 0 | 0 | 0 | 0 | 410.5822 | 826.2198 | 970.6113 | 1103.53 | 0 | 0 | 0 | 0 | -0.4 | -5.5008 | -3.1792 | -57.8524 | 0 | 0 | 0 | 0 | -122.7948 | -279.1045 | -348.4961 | -333.5059 | 0.4056 | 0 | 0 | 0 | -49.8062 | 0 | 0 | 0
2 | 3 | 11 | 702.7311 | 696.315 | 686.6064 | 782.3445 | 378.8299 | 100.3275 | 0 | 0 | 23.7623 | 45.7145 | 49.9981 | 51.476 | 0 | 0 | 0 | 0 | 455.0939 | 924.5098 | 1077.7323 | 1210.7058 | 0 | 0 | 0 | 0 | -0.4 | -13.3833 | -23.306 | -48.6817 | 0 | 0 | 0 | 0 | -154.555 | -360.8534 | -417.8181 | -431.1556 | 0.40256 | 0 | 0 | 0 | -62.2175 | 0 | 0 | 0
2 | 3 | 12 | 698.4921 | 692.7138 | 683.7083 | 779.5664 | 378.8299 | 100.3275 | 0 | 0 | 24.0867 | 39.1106 | 45.6813 | 39.1106 | 0 | 0 | 0 | 0 | 460.4316 | 940.8293 | 1088.724 | 1218.3947 | 0 | 0 | 0 | 0 | -0.4 | -10.4088 | -23.5339 | -52.6418 | 0 | 0 | 0 | 0 | -164.4562 | -377.1447 | -427.1632 | -425.297 | 0.3965 | 0 | 0 | 0 | -65.2072 | 0 | 0 | 0
2 | 3 | 13 | 691.6836 | 687.4388 | 680.1308 | 776.8321 | 378.8299 | 100.3275 | 0 | 0 | 24.1033 | 39.1106 | 46.1565 | 39.1106 | 0 | 0 | 0 | 0 | 436.4572 | 907.3773 | 1046.7889 | 1170.8039 | 0 | 0 | 0 | 0 | -0.4 | -10.4266 | -23.5556 | -49.1109 | 0 | 0 | 0 | 0 | -147.3068 | -348.9499 | -389.259 | -383.9714 | 0.39531 | 0 | 0 | 0 | -58.232 | 0 | 0 | 0
2 | 3 | 14 | 675.9587 | 672.2872 | 665.5753 | 760.3978 | 378.8299 | 100.3275 | 0 | 0 | 26.3111 | 39.1106 | 39.1106 | 39.2288 | 0 | 0 | 0 | 0 | 387.3003 | 848.2913 | 990.3394 | 1104.33 | 0 | 0 | 0 | 0 | -0.4 | -10.4372 | -23.6175 | -48 | 0 | 0 | 0 | 0 | -116.0827 | -305.0049 | -340.2572 | -335.1611 | 0.39361 | 0 | 0 | 0 | -45.6916 | 0 | 0 | 0
2 | 3 | 15 | 664.9274 | 662.1456 | 656.4287 | 750.6488 | 378.8299 | 100.3275 | 0 | 0 | 28.3403 | 39.1106 | 50.1122 | 40.5212 | 0 | 0 | 0 | 0 | 327.2269 | 738.0679 | 862.0525 | 966.4706 | 0 | 0 | 0 | 0 | -0.4 | -10.4798 | -20.2901 | -38.051 | 0 | 0 | 0 | 0 | -69.0698 | -204.8806 | -235.4459 | -218.292 | 0.39648 | 0 | 0 | 0 | -27.385 | 0 | 0 | 0
2 | 3 | 16 | 662.083 | 662.29 | 659.9424 | 757.6257 | 378.8299 | 100.3275 | 0 | 0 | 34.3028 | 57.0651 | 50.1138 | 59.7787 | 0 | 0 | 0 | 0 | 268.1368 | 589.9435 | 695.8838 | 790.1079 | 0 | 0 | 0 | 0 | -0.23536 | -0.63723 | -1.4521 | 6.598 | 0 | 0 | 0 | 0 | -18.9512 | -84.4088 | -84.6032 | -98.8589 | 0.40398 | 0 | 0.39996 | 0 | -7.656 | 0 | -33.8381 | 0
2 | 3 | 17 | 681.4414 | 684.8254 | 686.0481 | 790.9219 | 378.8299 | 100.3275 | 0 | 0 | 43.4772 | 57.2907 | 52.7968 | 74.2075 | 0 | 0 | 0 | 0 | 149.5387 | 287.3741 | 378.7827 | 466.4929 | 141.5984 | 151.5027 | 151.5027 | 151.5027 | -0.19622 | -1.3445 | -1.2 | 4.7137 | 0 | 0 | 0 | 0 | -31.8065 | 89.6749 | 104.1659 | 94.0051 | 0.4024 | 0.40819 | 0.40418 | 0.39462 | -12.799 | 36.6043 | 42.1016 | 37.0961
2 | 3 | 18 | 738.3585 | 744.8046 | 749.2764 | 866.5858 | 378.8299 | 100.3275 | 0 | 0 | 45.3453 | 78.1373 | 75.7039 | 84.8831 | 0 | 0 | 0 | 0 | 88.0188 | 86.8483 | 150.3536 | 236.5908 | 141.5984 | 151.5027 | 151.5027 | 151.5027 | 0.065502 | 0.57148 | 0.90325 | 22.4519 | 0 | 0 | 0 | 0 | 84.5006 | 327.4173 | 370.813 | 371.1572 | 0.40342 | 0.39939 | 0.39298 | 0.37664 | 34.0889 | 130.767 | 145.7227 | 139.7922
2 | 3 | 19 | 818.6892 | 829.4641 | 838.8542 | 974.6443 | 378.8299 | 100.3275 | 0 | 0 | 47.964 | 87.6556 | 84.2781 | 87.6556 | 0 | 0 | 0 | 0 | 90.862 | 89.7859 | 148.5274 | 236.3739 | 141.5984 | 151.5027 | 151.5027 | 151.5027 | 1.0726 | -0.28457 | 26.0951 | 44.1848 | 0 | 0 | 0 | 0 | 158.3624 | 400.4769 | 428.4509 | 454.9272 | 0.41293 | 0.40451 | 0.39736 | 0.38359 | 65.3922 | 161.9965 | 170.2487 | 174.5057
2 | 3 | 20 | 818.8269 | 829.8448 | 839.465 | 975.473 | 378.8299 | 100.3275 | 0 | 0 | 52.1923 | 92.0575 | 87.6556 | 92.2659 | 0 | 0 | 0 | 0 | 96.2994 | 99.9661 | 149.8756 | 242.5851 | 141.5984 | 151.5027 | 151.5027 | 151.5027 | 0.84468 | 4.0862 | 2.9881 | 59.1336 | 0 | 0 | 0 | 0 | 149.0623 | 381.9048 | 447.443 | 429.9856 | 0.4122 | 0.4033 | 0.397 | 0.38296 | 61.4437 | 154.0204 | 177.6327 | 164.6692
2 | 3 | 21 | 797.5974 | 808.9697 | 819.1503 | 952.719 | 378.8299 | 100.3275 | 0 | 0 | 49.432 | 92.8759 | 90.4282 | 106.7878 | 0 | 0 | 0 | 0 | 100.747 | 104.4096 | 156.8792 | 257.3227 | 141.5984 | 151.5027 | 151.5027 | 151.5027 | 0.73702 | 0 | 6.1075 | 16 | 0 | 0 | 0 | 0 | 126.2531 | 359.854 | 414.2328 | 421.1058 | 0.40612 | 0.40218 | 0.39602 | 0.38156 | 51.2738 | 144.7246 | 164.0433 | 160.6784
2 | 3 | 22 | 751.8157 | 762.8827 | 772.9082 | 899.3689 | 378.8299 | 100.3275 | 0 | 0 | 45.3975 | 97.3473 | 91.7948 | 107.1413 | 0 | 0 | 0 | 0 | 105.9578 | 107.0159 | 168.0514 | 276.4691 | 141.5984 | 151.5027 | 151.5027 | 151.5027 | 0.8842 | 0 | 1.4536 | 16 | 0 | 0 | 0 | 0 | 79.148 | 306.6893 | 360.1057 | 348.2558 | 0.41109 | 0.39872 | 0.39241 | 0.37595 | 32.5372 | 122.2827 | 141.3095 | 130.9262
2 | 3 | 23 | 683.1866 | 694.0365 | 704.0909 | 820.184 | 378.8299 | 100.3275 | 0 | 0 | 44.0118 | 81.0154 | 89.4299 | 103.4259 | 0 | 0 | 0 | 0 | 115.1805 | 112.3874 | 182.2317 | 301.3931 | 0 | 0 | 0 | 0 | 0 | 13.0833 | 6.6506 | 6.1929 | 0 | 0 | 0 | 0 | 145.1643 | 387.2229 | 425.7787 | 409.1721 | 0.41371 | 0.39663 | 0.38604 | 0.36606 | 60.056 | 153.5827 | 164.3661 | 149.7805
2 | 3 | 24 | 615.5377 | 623.6873 | 630.8658 | 733.1983 | 378.8299 | 100.3275 | 0 | 0 | 40.3699 | 80.7056 | 103.3574 | 95.0805 | 0 | 0 | 0 | 0 | 130.4903 | 122.8613 | 201.6459 | 334.7516 | 0 | 0 | 0 | 0 | 0 | 0.82389 | 11.9586 | 2.9247 | 0 | 0 | 0 | 0 | 65.8476 | 318.969 | 313.9039 | 300.4415 | 0.40639 | 0.39199 | 0.37547 | 0.36382 | 26.7597 | 125.0317 | 117.861 | 109.3071
2 | 4 | 1 | 569.6744 | 574.7044 | 578.5114 | 669.9164 | 378.8299 | 100.3275 | 0 | 0 | 27.2593 | 88.5372 | 92.9187 | 67.136 | 0 | 0 | 0 | 0 | 146.2779 | 134.4437 | 221.214 | 363.5317 | 0 | 0 | 0 | 0 | -0.4 | 2.6167 | 6.6506 | -2.4332 | 0 | 0 | 0 | 0 | 17.7072 | 248.7793 | 257.7282 | 241.6819 | 0.40941 | 0.38749 | 0.36569 | 0.36737 | 7.2495 | 96.3991 | 94.2474 | 88.7861
2 | 4 | 2 | 547.4968 | 549.9416 | 550.9309 | 635.7179 | 378.8299 | 100.3275 | 0 | 0 | 22.8211 | 70.3433 | 73.6297 | 64.6181 | 0 | 0 | 0 | 0 | 163.9269 | 148.347 | 238.0116 | 384.4771 | 0 | 0 | 0 | 0 | -0.4 | 0 | 0 | -4.0543 | 0 | 0 | 0 | 0 | -17.6811 | 230.9238 | 239.2896 | 190.677 | 0.40877 | 0.38552 | 0.36832 | 0.36522 | -7.2275 | 89.0268 | 88.1352 | 69.6383
2 | 4 | 3 | 538.5818 | 538.7429 | 537.2338 | 617.8376 | 378.8299 | 100.3275 | 0 | 0 | 20.9764 | 69.0149 | 63.5425 | 57.4909 | 0 | 0 | 0 | 0 | 178.2887 | 160.6702 | 251.1382 | 397.1211 | 0 | 0 | 0 | 0 | -0.4 | 0.67694 | -2.7955 | -6.115 | 0 | 0 | 0 | 0 | -39.1133 | 208.0535 | 225.3486 | 169.3406 | 0.40833 | 0.3849 | 0.36884 | 0.36626 | -15.9712 | 80.0795 | 83.1179 | 62.0234
2 | 4 | 4 | 537.6035 | 535.8938 | 532.2927 | 610.342 | 378.8299 | 100.3275 | 0 | 0 | 21.6369 | 76.4682 | 61.6967 | 47.1114 | 0 | 0 | 0 | 0 | 177.1917 | 161.058 | 248.2329 | 389.1058 | 0 | 0 | 0 | 0 | -0.4 | 11.4623 | 1.485 | -10.9549 | 0 | 0 | 0 | 0 | -39.655 | 186.5778 | 220.8781 | 185.0796 | 0.40772 | 0.37892 | 0.36678 | 0.36631 | -16.168 | 70.6982 | 81.0146 | 67.7958
2 | 4 | 5 | 556.8316 | 553.2065 | 547.3648 | 625.7202 | 378.8299 | 100.3275 | 0 | 0 | 23.8931 | 93.2154 | 88.9127 | 52.8044 | 0 | 0 | 0 | 0 | 171.3364 | 158.1643 | 242.7253 | 378.2627 | 0 | 0 | 0 | 0 | -0.4 | 0.70029 | 0 | -9.6948 | 0 | 0 | 0 | 0 | -16.8278 | 200.799 | 215.7269 | 204.3479 | 0.409 | 0.38297 | 0.36528 | 0.36514 | -6.8826 | 76.9008 | 78.8002 | 74.6165
2 | 4 | 6 | 610.8065 | 605.4782 | 597.5336 | 681.6843 | 378.8299 | 100.3275 | 0 | 0 | 36.1785 | 75.7208 | 75.7396 | 82.0222 | 0 | 0 | 0 | 0 | 168.251 | 157.7064 | 240.9344 | 371.3232 | 0 | 0 | 0 | 0 | 0 | 10.0463 | 13.4334 | 0 | 0 | 0 | 0 | 0 | 27.5471 | 261.6773 | 267.4262 | 228.3389 | 0.4104 | 0.38709 | 0.36491 | 0.36382 | 11.3054 | 101.2937 | 97.5874 | 83.0748
2 | 4 | 7 | 704.8368 | 699.583 | 691.6347 | 790.5165 | 378.8299 | 100.3275 | 0 | 0 | 41.448 | 83.227 | 76.9718 | 81.5059 | 0 | 0 | 0 | 0 | 167.5631 | 161.2148 | 241.591 | 367.0219 | 0 | 0 | 0 | 0 | 0 | 6.5376 | 12.9983 | 16.4619 | 0 | 0 | 0 | 0 | 116.9958 | 348.2762 | 360.0735 | 325.5269 | 0.40901 | 0.39641 | 0.37719 | 0.36382 | 47.8522 | 138.0601 | 135.8148 | 118.4339
2 | 4 | 8 | 766.4942 | 761.5427 | 753.8107 | 862.4947 | 378.8299 | 100.3275 | 0 | 0 | 40.9222 | 74.2547 | 60.4843 | 72.0386 | 0 | 0 | 0 | 0 | 214.4487 | 347.0928 | 438.9832 | 565.1213 | 0 | 0 | 0 | 0 | 0.55414 | -2.7667 | -1.318 | 0 | 0 | 0 | 0 | 0 | 131.7392 | 242.6345 | 255.6613 | 225.3348 | 0.4026 | 0.40314 | 0.38075 | 0.37732 | 53.0387 | 97.8166 | 97.3431 | 85.0225
2 | 4 | 9 | 789.0614 | 784.9346 | 778.028 | 891.064 | 378.8299 | 100.3275 | 0 | 0 | 31.7477 | 56.2613 | 50.1976 | 55.3089 | 0 | 0 | 0 | 0 | 297.1089 | 612.4447 | 747.2917 | 880.3464 | 0 | 0 | 0 | 0 | -0.21309 | -2.3333 | -3.674 | 42.3227 | 0 | 0 | 0 | 0 | 81.5879 | 18.2345 | -15.7873 | -86.9141 | 0.40979 | 0.40905 | 0.39309 | 0.38587 | 33.4337 | 7.4588 | -6.2058 | -33.5371
2 | 4 | 10 | 809.7314 | 805.9847 | 799.4806 | 916.2101 | 378.8299 | 100.3275 | 0 | 0 | 25.4067 | 42.6707 | 55.3089 | 55.3089 | 0 | 0 | 0 | 0 | 356.2858 | 772.254 | 924.3897 | 1062.3089 | 0 | 0 | 0 | 0 | -0.4 | -5.5008 | -3.1792 | -57.8524 | 0 | 0 | 0 | 0 | 49.6089 | -103.7666 | -177.0388 | -143.5554 | 0.4056 | 0 | 0 | 0 | 20.1216 | 0 | 0 | 0
2 | 4 | 11 | 818.8596 | 815.6572 | 809.7517 | 928.5951 | 378.8299 | 100.3275 | 0 | 0 | 23.7623 | 45.7145 | 49.9981 | 51.476 | 0 | 0 | 0 | 0 | 398.5688 | 877.3044 | 1040.2932 | 1181.6312 | 0 | 0 | 0 | 0 | -0.4 | -13.3833 | -23.306 | -48.6817 | 0 | 0 | 0 | 0 | 18.0986 | -194.3059 | -257.2336 | -255.8304 | 0.40256 | 0 | 0 | 0 | 7.2857 | 0 | 0 | 0
2 | 4 | 12 | 808.4602 | 805.7326 | 800.3379 | 918.0864 | 378.8299 | 100.3275 | 0 | 0 | 24.0867 | 39.1106 | 45.6813 | 39.1106 | 0 | 0 | 0 | 0 | 416.5397 | 911.6605 | 1075.0876 | 1221.685 | 0 | 0 | 0 | 0 | -0.4 | -10.4088 | -23.5339 | -52.6418 | 0 | 0 | 0 | 0 | -10.5961 | -234.9572 | -296.8972 | -290.0673 | 0.3965 | 0 | 0 | 0 | -4.2014 | 0 | 0 | 0
2 | 4 | 13 | 796.1308 | 794.7941 | 790.9289 | 908.437 | 378.8299 | 100.3275 | 0 | 0 | 24.1033 | 39.1106 | 46.1565 | 39.1106 | 0 | 0 | 0 | 0 | 421.3366 | 924.5908 | 1089.0494 | 1239.0484 | 0 | 0 | 0 | 0 | -0.4 | -10.4266 | -23.5556 | -49.1109 | 0 | 0 | 0 | 0 | -27.739 | -258.8081 | -320.7214 | -320.611 | 0.39531 | 0 | 0 | 0 | -10.9655 | 0 | 0 | 0
2 | 4 | 14 | 779.9335 | 779.1616 | 775.8826 | 891.4244 | 378.8299 | 100.3275 | 0 | 0 | 26.3111 | 39.1106 | 39.1106 | 39.2288 | 0 | 0 | 0 | 0 | 410.0629 | 896.9255 | 1059.6105 | 1212.6719 | 0 | 0 | 0 | 0 | -0.4 | -10.4372 | -23.6175 | -48 | 0 | 0 | 0 | 0 | -34.8704 | -246.7648 | -299.2209 | -312.4763 | 0.39361 | 0 | 0 | 0 | -13.7254 | 0 | 0 | 0
2 | 4 | 15 | 762.9917 | 762.9489 | 760.4751 | 874.243 | 378.8299 | 100.3275 | 0 | 0 | 28.3403 | 39.1106 | 50.1122 | 40.5212 | 0 | 0 | 0 | 0 | 388.6105 | 833.6044 | 984.957 | 1134.0303 | 0 | 0 | 0 | 0 | -0.4 | -10.4798 | -20.2901 | -38.051 | 0 | 0 | 0 | 0 | -32.389 | -199.6138 | -254.304 | -262.2575 | 0.39648 | 0 | 0 | 0 | -12.8417 | 0 | 0 | 0
2 | 4 | 16 | 752.5158 | 755.249 | 755.8926 | 871.6031 | 378.8299 | 100.3275 | 0 | 0 | 34.3028 | 57.0651 | 50.1138 | 59.7787 | 0 | 0 | 0 | 0 | 348.0436 | 697.456 | 828.3042 | 967.8711 | 0 | 0 | 0 | 0 | -0.23536 | -0.63723 | -1.4521 | 6.598 | 0 | 0 | 0 | 0 | -8.4252 | -98.9623 | -121.0733 | -162.6448 | 0.40398 | 0 | 0.39996 | 0 | -3.4036 | 0 | -48.4248 | 0
2 | 4 | 17 | 759.7727 | 765.3387 | 769.1448 | 889.6245 | 378.8299 | 100.3275 | 0 | 0 | 43.4772 | 57.2907 | 52.7968 | 74.2075 | 0 | 0 | 0 | 0 | 270.6304 | 410.6703 | 523.3341 | 649.028 | 141.5984 | 151.5027 | 151.5027 | 151.5027 | -0.19622 | -1.3445 | -1.2 | 4.7137 | 0 | 0 | 0 | 0 | -74.567 | 46.8919 | 42.7112 | 10.1726 | 0.4024 | 0.40819 | 0.40418 | 0.39462 | -30.0058 | 19.1408 | 17.2629 | 4.0143
2 | 4 | 18 | 814.9482 | 823.522 | 830.5123 | 963.0719 | 378.8299 | 100.3275 | 0 | 0 | 45.3453 | 78.1373 | 75.7039 | 84.8831 | 0 | 0 | 0 | 0 | 222.0773 | 212.5101 | 289.9707 | 409.1851 | 141.5984 | 151.5027 | 151.5027 | 151.5027 | 0.065502 | 0.57148 | 0.90325 | 22.4519 | 0 | 0 | 0 | 0 | 27.0318 | 280.4728 | 312.4316 | 295.0491 | 0.40342 | 0.39939 | 0.39298 | 0.37664 | 10.9051 | 112.0179 | 122.7799 | 111.1269
2 | 4 | 19 | 888.049 | 900.7355 | 912.3876 | 1061.9664 | 378.8299 | 100.3275 | 0 | 0 | 47.964 | 87.6556 | 84.2781 | 87.6556 | 0 | 0 | 0 | 0 | 249.8612 | 234.1554 | 313.1386 | 437.2011 | 141.5984 | 151.5027 | 151.5027 | 151.5027 | 1.0726 | -0.28457 | 26.0951 | 44.1848 | 0 | 0 | 0 | 0 | 68.723 | 327.3789 | 337.373 | 341.4222 | 0.41293 | 0.40451 | 0.39736 | 0.38359 | 28.3776 | 132.4277 | 134.0581 | 130.9663
2 | 4 | 20 | 882.9349 | 895.7286 | 907.4506 | 1056.2162 | 378.8299 | 100.3275 | 0 | 0 | 52.1923 | 92.0575 | 87.6556 | 92.2659 | 0 | 0 | 0 | 0 | 240.5338 | 229.0072 | 310.1033 | 438.5134 | 141.5984 | 151.5027 | 151.5027 | 151.5027 | 0.84468 | 4.0862 | 2.9881 | 59.1336 | 0 | 0 | 0 | 0 | 68.9359 | 318.7475 | 355.2008 | 314.8005 | 0.4122 | 0.4033 | 0.397 | 0.38296 | 28.4155 | 128.5494 | 141.013 | 120.5574
2 | 4 | 21 | 853.3247 | 866.2456 | 878.2592 | 1022.9248 | 378.8299 | 100.3275 | 0 | 0 | 49.432 | 92.8759 | 90.4282 | 106.7878 | 0 | 0 | 0 | 0 | 220.6974 | 211.2133 | 293.204 | 421.8048 | 141.5984 | 151.5027 | 151.5027 | 151.5027 | 0.73702 | 0 | 6.1075 | 16 | 0 | 0 | 0 | 0 | 62.0301 | 310.3261 | 337.0168 | 326.8294 | 0.40612 | 0.40218 | 0.39602 | 0.38156 | 25.1916 | 124.8057 | 133.4645 | 124.706
2 | 4 | 22 | 789.0904 | 801.1833 | 812.4227 | 946.2916 | 378.8299 | 100.3275 | 0 | 0 | 45.3975 | 97.3473 | 91.7948 | 107.1413 | 0 | 0 | 0 | 0 | 202.8711 | 194.7809 | 273.4201 | 400.7788 | 141.5984 | 151.5027 | 151.5027 | 151.5027 | 0.8842 | 0 | 1.4536 | 16 | 0 | 0 | 0 | 0 | 19.5093 | 257.225 | 294.2515 | 270.8689 | 0.41109 | 0.39872 | 0.39241 | 0.37595 | 8.0202 | 102.5604 | 115.4676 | 101.8327
2 | 4 | 23 | 710.6422 | 722.234 | 733.1654 | 854.6953 | 378.8299 | 100.3275 | 0 | 0 | 44.0118 | 81.0154 | 89.4299 | 103.4259 | 0 | 0 | 0 | 0 | 186.9927 | 179.5119 | 253.7257 | 381.0913 | 0 | 0 | 0 | 0 | 0 | 13.0833 | 6.6506 | 6.1929 | 0 | 0 | 0 | 0 | 100.8078 | 348.2959 | 383.3591 | 363.9851 | 0.41371 | 0.39663 | 0.38604 | 0.36606 | 41.7053 | 138.1432 | 147.9906 | 133.2394
2 | 4 | 24 | 632.9337 | 641.5388 | 649.2548 | 755.011 | 378.8299 | 100.3275 | 0 | 0 | 40.3699 | 80.7056 | 103.3574 | 95.0805 | 0 | 0 | 0 | 0 | 173.208 | 167.0092 | 227.3935 | 356.8667 | 0 | 0 | 0 | 0 | 0 | 0.82389 | 11.9586 | 2.9247 | 0 | 0 | 0 | 0 | 40.5259 | 292.6727 | 306.5453 | 300.1391 | 0.40639 | 0.39199 | 0.37547 | 0.36382 | 16.4693 | 114.7239 | 115.0981 | 109.1971
2 | 5 | 1 | 586.0698 | 591.5313 | 595.8475 | 690.4823 | 378.8299 | 100.3275 | 0 | 0 | 27.2593 | 88.5372 | 92.9187 | 67.136 | 0 | 0 | 0 | 0 | 163.999 | 159.2938 | 204.9602 | 337.7589 | 0 | 0 | 0 | 0 | -0.4 | 2.6167 | 6.6506 | -2.4332 | 0 | 0 | 0 | 0 | 16.3816 | 240.7562 | 291.3181 | 288.0206 | 0.40941 | 0.38749 | 0.36569 | 0.36737 | 6.7067 | 93.2902 | 106.5307 | 105.8095
2 | 5 | 2 | 561.7207 | 564.5423 | 565.9766 | 653.5694 | 378.8299 | 100.3275 | 0 | 0 | 22.8211 | 70.3433 | 73.6297 | 64.6181 | 0 | 0 | 0 | 0 | 168.5707 | 164.986 | 207.2693 | 344.7752 | 0 | 0 | 0 | 0 | -0.4 | 0 | 0 | -4.0543 | 0 | 0 | 0 | 0 | -8.1011 | 228.8855 | 285.0776 | 248.2304 | 0.40877 | 0.38552 | 0.36832 | 0.36522 | -3.3115 | 88.241 | 104.9998 | 90.6577
2 | 5 | 3 | 549.3267 | 549.7752 | 548.6054 | 631.3326 | 378.8299 | 100.3275 | 0 | 0 | 20.9764 | 69.0149 | 63.5425 | 57.4909 | 0 | 0 | 0 | 0 | 163.7826 | 159.9998 | 201.7901 | 341.5709 | 0 | 0 | 0 | 0 | -0.4 | 0.67694 | -2.7955 | -6.115 | 0 | 0 | 0 | 0 | -13.8621 | 219.7561 | 286.0684 | 238.3858 | 0.40833 | 0.3849 | 0.36884 | 0.36626 | -5.6604 | 84.5838 | 105.5138 | 87.3121
2 | 5 | 4 | 547.6885 | 546.2532 | 542.9766 | 623.0257 | 378.8299 | 100.3275 | 0 | 0 | 21.6369 | 76.4682 | 61.6967 | 47.1114 | 0 | 0 | 0 | 0 | 169.7124 | 165.8513 | 210.5334 | 349.7596 | 0 | 0 | 0 | 0 | -0.4 | 11.4623 | 1.485 | -10.9549 | 0 | 0 | 0 | 0 | -22.0907 | 192.144 | 269.2615 | 237.1096 | 0.40772 | 0.37892 | 0.36678 | 0.36631 | -9.0067 | 72.8073 | 98.7609 | 86.8547
2 | 5 | 5 | 567.6716 | 564.3577 | 558.885 | 639.4134 | 378.8299 | 100.3275 | 0 | 0 | 23.8931 | 93.2154 | 88.9127 | 52.8044 | 0 | 0 | 0 | 0 | 181.0106 | 176.2071 | 223.9179 | 360.9132 | 0 | 0 | 0 | 0 | -0.4 | 0.70029 | 0 | -9.6948 | 0 | 0 | 0 | 0 | -15.662 | 193.9074 | 246.0544 | 235.3906 | 0.409 | 0.38297 | 0.36528 | 0.36514 | -6.4058 | 74.2615 | 89.8781 | 85.9516
2 | 5 | 6 | 627.3959 | 622.5689 | 615.2203 | 702.733 | 378.8299 | 100.3275 | 0 | 0 | 36.1785 | 75.7208 | 75.7396 | 82.0222 | 0 | 0 | 0 | 0 | 176.4184 | 170.6865 | 218.2996 | 351.1954 | 0 | 0 | 0 | 0 | 0 | 10.0463 | 13.4334 | 0 | 0 | 0 | 0 | 0 | 35.969 | 265.7879 | 307.7478 | 269.5153 | 0.4104 | 0.38709 | 0.36491 | 0.36382 | 14.7617 | 102.8849 | 112.3013 | 98.0557
2 | 5 | 7 | 737.1238 | 732.8605 | 726.0903 | 831.5364 | 378.8299 | 100.3275 | 0 | 0 | 41.448 | 83.227 | 76.9718 | 81.5059 | 0 | 0 | 0 | 0 | 165.8565 | 162.7185 | 209.3783 | 339.9654 | 0 | 0 | 0 | 0 | 0 | 6.5376 | 12.9983 | 16.4619 | 0 | 0 | 0 | 0 | 150.9894 | 380.0499 | 426.7418 | 393.6033 | 0.40901 | 0.39641 | 0.37719 | 0.36382 | 61.7559 | 150.6555 | 160.9612 | 143.2016
2 | 5 | 8 | 801.5631 | 797.7071 | 791.2792 | 907.1215 | 378.8299 | 100.3275 | 0 | 0 | 40.9222 | 74.2547 | 60.4843 | 72.0386 | 0 | 0 | 0 | 0 | 203.7478 | 299.4303 | 353.7997 | 487.0957 | 0 | 0 | 0 | 0 | 0.55414 | -2.7667 | -1.318 | 0 | 0 | 0 | 0 | 0 | 177.509 | 326.4614 | 378.3132 | 347.9872 | 0.4026 | 0.40314 | 0.38075 | 0.37732 | 71.4657 | 131.6109 | 144.0429 | 131.3012
2 | 5 | 9 | 808.4667 | 804.983 | 798.8438 | 915.8941 | 378.8299 | 100.3275 | 0 | 0 | 31.7477 | 56.2613 | 50.1976 | 55.3089 | 0 | 0 | 0 | 0 | 276.6923 | 505.0306 | 578.9798 | 720.81 | 0 | 0 | 0 | 0 | -0.21309 | -2.3333 | -3.674 | 42.3227 | 0 | 0 | 0 | 0 | 121.4098 | 145.6969 | 173.3403 | 97.4525 | 0.40979 | 0.40905 | 0.39309 | 0.38587 | 49.7523 | 59.597 | 68.1375 | 37.6035
2 | 5 | 10 | 819.493 | 816.1199 | 810.0643 | 928.8857 | 378.8299 | 100.3275 | 0 | 0 | 25.4067 | 42.6707 | 55.3089 | 55.3089 | 0 | 0 | 0 | 0 | 325.8185 | 653.2157 | 733.1312 | 882.9895 | 0 | 0 | 0 | 0 | -0.4 | -5.5008 | -3.1792 | -57.8524 | 0 | 0 | 0 | 0 | 89.8378 | 25.4069 | 24.8034 | 48.4397 | 0.4056 | 0 | 0 | 0 | 36.4386 | 0 | 0 | 0
2 | 5 | 11 | 817.6577 | 814.5265 | 808.7117 | 927.4672 | 378.8299 | 100.3275 | 0 | 0 | 23.7623 | 45.7145 | 49.9981 | 51.476 | 0 | 0 | 0 | 0 | 352.2043 | 734.8906 | 819.5562 | 970.8085 | 0 | 0 | 0 | 0 | -0.4 | -13.3833 | -23.306 | -48.6817 | 0 | 0 | 0 | 0 | 63.2611 | -53.0228 | -37.5366 | -46.1357 | 0.40256 | 0 | 0 | 0 | 25.4663 | 0 | 0 | 0
2 | 5 | 12 | 809.7312 | 807.1484 | 801.9317 | 920.0917 | 378.8299 | 100.3275 | 0 | 0 | 24.0867 | 39.1106 | 45.6813 | 39.1106 | 0 | 0 | 0 | 0 | 371.5895 | 767.5393 | 855.4936 | 1006.1066 | 0 | 0 | 0 | 0 | -0.4 | -10.4088 | -23.5339 | -52.6418 | 0 | 0 | 0 | 0 | 35.6251 | -89.4201 | -75.7093 | -72.4836 | 0.3965 | 0 | 0 | 0 | 14.1254 | 0 | 0 | 0
2 | 5 | 13 | 795.1811 | 793.9208 | 790.1521 | 907.6197 | 378.8299 | 100.3275 | 0 | 0 | 24.1033 | 39.1106 | 46.1565 | 39.1106 | 0 | 0 | 0 | 0 | 383.3919 | 792.6708 | 886.2901 | 1039.031 | 0 | 0 | 0 | 0 | -0.4 | -10.4266 | -23.5556 | -49.1109 | 0 | 0 | 0 | 0 | 9.2559 | -127.7615 | -118.7389 | -121.411 | 0.39531 | 0 | 0 | 0 | 3.659 | 0 | 0 | 0
2 | 5 | 14 | 778.5488 | 777.847 | 774.6574 | 890.0806 | 378.8299 | 100.3275 | 0 | 0 | 26.3111 | 39.1106 | 39.1106 | 39.2288 | 0 | 0 | 0 | 0 | 365.35 | 747.7883 | 832.2608 | 983.0773 | 0 | 0 | 0 | 0 | -0.4 | -10.4372 | -23.6175 | -48 | 0 | 0 | 0 | 0 | 8.4577 | -98.9422 | -73.0964 | -84.2255 | 0.39361 | 0 | 0 | 0 | 3.3291 | 0 | 0 | 0
2 | 5 | 15 | 767.0592 | 767.2352 | 765.0267 | 879.7576 | 378.8299 | 100.3275 | 0 | 0 | 28.3403 | 39.1106 | 50.1122 | 40.5212 | 0 | 0 | 0 | 0 | 321.7147 | 629.9557 | 697.6788 | 839.5358 | 0 | 0 | 0 | 0 | -0.4 | -10.4798 | -20.2901 | -38.051 | 0 | 0 | 0 | 0 | 38.5743 | 8.3211 | 37.5258 | 37.7516 | 0.39648 | 0 | 0 | 0 | 15.294 | 0 | 0 | 0
2 | 5 | 16 | 754.6416 | 757.5324 | 758.3685 | 874.6449 | 378.8299 | 100.3275 | 0 | 0 | 34.3028 | 57.0651 | 50.1138 | 59.7787 | 0 | 0 | 0 | 0 | 275.1227 | 508.8486 | 566.0947 | 700.1299 | 0 | 0 | 0 | 0 | -0.23536 | -0.63723 | -1.4521 | 6.598 | 0 | 0 | 0 | 0 | 66.6215 | 91.9285 | 143.6121 | 108.1382 | 0.40398 | 0 | 0.39996 | 0 | 26.9139 | 0 | 57.4395 | 0
2 | 5 | 17 | 762.8526 | 768.5978 | 772.6217 | 893.8502 | 378.8299 | 100.3275 | 0 | 0 | 43.4772 | 57.2907 | 52.7968 | 74.2075 | 0 | 0 | 0 | 0 | 194.9993 | 284.9309 | 325.8579 | 453.0041 | 141.5984 | 151.5027 | 151.5027 | 151.5027 | -0.19622 | -1.3445 | -1.2 | 4.7137 | 0 | 0 | 0 | 0 | 4.144 | 175.8905 | 243.6643 | 210.4222 | 0.4024 | 0.40819 | 0.40418 | 0.39462 | 1.6675 | 71.7965 | 98.4837 | 83.0364
2 | 5 | 18 | 817.6223 | 826.3665 | 833.5643 | 966.7955 | 378.8299 | 100.3275 | 0 | 0 | 45.3453 | 78.1373 | 75.7039 | 84.8831 | 0 | 0 | 0 | 0 | 145.3526 | 134.2928 | 156.1068 | 281.8072 | 141.5984 | 151.5027 | 151.5027 | 151.5027 | 0.065502 | 0.57148 | 0.90325 | 22.4519 | 0 | 0 | 0 | 0 | 106.4306 | 361.5347 | 449.3477 | 426.1507 | 0.40342 | 0.39939 | 0.39298 | 0.37664 | 42.9358 | 144.3931 | 176.5854 | 160.5049
2 | 5 | 19 | 877.8011 | 890.2942 | 901.7229 | 1049.3932 | 378.8299 | 100.3275 | 0 | 0 | 47.964 | 87.6556 | 84.2781 | 87.6556 | 0 | 0 | 0 | 0 | 144.6733 | 132.1412 | 158.2009 | 285.8449 | 141.5984 | 151.5027 | 151.5027 | 151.5027 | 1.0726 | -0.28457 | 26.0951 | 44.1848 | 0 | 0 | 0 | 0 | 163.663 | 418.9518 | 481.646 | 480.2053 | 0.41293 | 0.40451 | 0.39736 | 0.38359 | 67.581 | 169.4697 | 191.3862 | 184.2021
2 | 5 | 20 | 880.7692 | 893.5783 | 905.3232 | 1053.767 | 378.8299 | 100.3275 | 0 | 0 | 52.1923 | 92.0575 | 87.6556 | 92.2659 | 0 | 0 | 0 | 0 | 139.647 | 130.2073 | 175.9595 | 304.2666 | 141.5984 | 151.5027 | 151.5027 | 151.5027 | 0.84468 | 4.0862 | 2.9881 | 59.1336 | 0 | 0 | 0 | 0 | 167.657 | 415.3972 | 487.2173 | 446.5982 | 0.4122 | 0.4033 | 0.397 | 0.38296 | 69.1085 | 167.5277 | 193.4229 | 171.0312
2 | 5 | 21 | 858.2976 | 871.4163 | 883.6676 | 1029.4097 | 378.8299 | 100.3275 | 0 | 0 | 49.432 | 92.8759 | 90.4282 | 106.7878 | 0 | 0 | 0 | 0 | 120.9934 | 117.5505 | 178.4929 | 306.993 | 141.5984 | 151.5027 | 151.5027 | 151.5027 | 0.73702 | 0 | 6.1075 | 16 | 0 | 0 | 0 | 0 | 166.707 | 409.1596 | 457.1363 | 448.1262 | 0.40612 | 0.40218 | 0.39602 | 0.38156 | 67.7029 | 164.5541 | 181.0339 | 170.9884
2 | 5 | 22 | 791.572 | 803.7794 | 815.157 | 949.5858 | 378.8299 | 100.3275 | 0 | 0 | 45.3975 | 97.3473 | 91.7948 | 107.1413 | 0 | 0 | 0 | 0 | 112.9989 | 114.7133 | 186.3873 | 315.65 | 141.5984 | 151.5027 | 151.5027 | 151.5027 | 0.8842 | 0 | 1.4536 | 16 | 0 | 0 | 0 | 0 | 111.8632 | 339.8886 | 384.0185 | 359.2918 | 0.41109 | 0.39872 | 0.39241 | 0.37595 | 45.9863 | 135.5199 | 150.6932 | 135.0752
2 | 5 | 23 | 712.7632 | 724.4531 | 735.503 | 857.5119 | 378.8299 | 100.3275 | 0 | 0 | 44.0118 | 81.0154 | 89.4299 | 103.4259 | 0 | 0 | 0 | 0 | 108.9865 | 115.3667 | 195.4174 | 325.0793 | 0 | 0 | 0 | 0 | 0 | 13.0833 | 6.6506 | 6.1929 | 0 | 0 | 0 | 0 | 180.935 | 414.6602 | 444.0051 | 422.8138 | 0.41371 | 0.39663 | 0.38604 | 0.36606 | 74.8547 | 164.465 | 171.4022 | 154.7741
2 | 5 | 24 | 636.7668 | 645.5072 | 653.3852 | 759.9464 | 378.8299 | 100.3275 | 0 | 0 | 40.3699 | 80.7056 | 103.3574 | 95.0805 | 0 | 0 | 0 | 0 | 89.2672 | 97.7168 | 189.2019 | 318.5882 | 0 | 0 | 0 | 0 | 0 | 0.82389 | 11.9586 | 2.9247 | 0 | 0 | 0 | 0 | 128.2999 | 365.9334 | 348.8672 | 343.353 | 0.40639 | 0.39199 | 0.37547 | 0.36382 | 52.1396 | 143.4412 | 130.9886 | 124.9193
2 | 6 | 1 | 586.7999 | 592.3028 | 596.6694 | 691.4802 | 378.8299 | 100.3275 | 0 | 0 | 27.2593 | 88.5372 | 92.9187 | 67.136 | 0 | 0 | 0 | 0 | 93.2355 | 97.5663 | 204.6451 | 331.5825 | 0 | 0 | 0 | 0 | -0.4 | 2.6167 | 6.6506 | -2.4332 | 0 | 0 | 0 | 0 | 87.8752 | 303.2552 | 292.4551 | 295.1949 | 0.40941 | 0.38749 | 0.36569 | 0.36737 | 35.9766 | 117.5079 | 106.9465 | 108.4451
2 | 6 | 2 | 562.3168 | 565.1715 | 566.6459 | 654.3813 | 378.8299 | 100.3275 | 0 | 0 | 22.8211 | 70.3433 | 73.6297 | 64.6181 | 0 | 0 | 0 | 0 | 97.0166 | 97.4728 | 219.4294 | 343.3635 | 0 | 0 | 0 | 0 | -0.4 | 0 | 0 | -4.0543 | 0 | 0 | 0 | 0 | 64.0492 | 297.0279 | 273.5868 | 250.4541 | 0.40877 | 0.38552 | 0.36832 | 0.36522 | 26.1814 | 114.5115 | 100.7675 | 91.4698
2 | 6 | 3 | 550.8613 | 551.3675 | 550.267 | 633.3215 | 378.8299 | 100.3275 | 0 | 0 | 20.9764 | 69.0149 | 63.5425 | 57.4909 | 0 | 0 | 0 | 0 | 102.8755 | 101.0721 | 222.4774 | 344.4956 | 0 | 0 | 0 | 0 | -0.4 | 0.67694 | -2.7955 | -6.115 | 0 | 0 | 0 | 0 | 48.5796 | 280.2761 | 267.0426 | 237.45 | 0.40833 | 0.3849 | 0.36884 | 0.36626 | 19.8366 | 107.8778 | 98.4964 | 86.9694
2 | 6 | 4 | 547.8986 | 546.4821 | 543.2284 | 623.3379 | 378.8299 | 100.3275 | 0 | 0 | 21.6369 | 76.4682 | 61.6967 | 47.1114 | 0 | 0 | 0 | 0 | 108.4974 | 106.4925 | 227.8481 | 346.8273 | 0 | 0 | 0 | 0 | -0.4 | 11.4623 | 1.485 | -10.9549 | 0 | 0 | 0 | 0 | 39.3345 | 251.7316 | 252.1986 | 240.3541 | 0.40772 | 0.37892 | 0.36678 | 0.36631 | 16.0373 | 95.3863 | 92.5025 | 88.0432
2 | 6 | 5 | 567.6498 | 564.3437 | 558.8808 | 639.4171 | 378.8299 | 100.3275 | 0 | 0 | 23.8931 | 93.2154 | 88.9127 | 52.8044 | 0 | 0 | 0 | 0 | 84.5682 | 82.212 | 201.1102 | 318.2695 | 0 | 0 | 0 | 0 | -0.4 | 0.70029 | 0 | -9.6948 | 0 | 0 | 0 | 0 | 80.7586 | 287.8885 | 268.858 | 278.0379 | 0.409 | 0.38297 | 0.36528 | 0.36514 | 33.0304 | 110.2539 | 98.2078 | 101.5241
2 | 6 | 6 | 627.1327 | 622.3092 | 614.9653 | 702.4412 | 378.8299 | 100.3275 | 0 | 0 | 36.1785 | 75.7208 | 75.7396 | 82.0222 | 0 | 0 | 0 | 0 | 74.9339 | 71.718 | 185.8891 | 300.7241 | 0 | 0 | 0 | 0 | 0 | 10.0463 | 13.4334 | 0 | 0 | 0 | 0 | 0 | 137.1903 | 364.4966 | 339.9033 | 319.6948 | 0.4104 | 0.38709 | 0.36491 | 0.36382 | 56.303 | 141.0945 | 124.0353 | 116.3121
2 | 6 | 7 | 733.0139 | 728.6479 | 721.7568 | 826.4012 | 378.8299 | 100.3275 | 0 | 0 | 41.448 | 83.227 | 76.9718 | 81.5059 | 0 | 0 | 0 | 0 | 84.1939 | 82.7279 | 194.4846 | 305.1629 | 0 | 0 | 0 | 0 | 0 | 6.5376 | 12.9983 | 16.4619 | 0 | 0 | 0 | 0 | 228.5422 | 455.8279 | 437.302 | 423.2705 | 0.40901 | 0.39641 | 0.37719 | 0.36382 | 93.4756 | 180.6947 | 164.9443 | 153.9952
2 | 6 | 8 | 797.3774 | 793.4128 | 786.8567 | 901.8765 | 378.8299 | 100.3275 | 0 | 0 | 40.9222 | 74.2547 | 60.4843 | 72.0386 | 0 | 0 | 0 | 0 | 120.5418 | 211.4057 | 333.4373 | 440.6618 | 0 | 0 | 0 | 0 | 0.55414 | -2.7667 | -1.318 | 0 | 0 | 0 | 0 | 0 | 256.5293 | 410.1917 | 394.2531 | 389.1761 | 0.4026 | 0.40314 | 0.38075 | 0.37732 | 103.2796 | 165.3663 | 150.112 | 146.8425
2 | 6 | 9 | 805.7969 | 802.2426 | 796.0202 | 912.5442 | 378.8299 | 100.3275 | 0 | 0 | 31.7477 | 56.2613 | 50.1976 | 55.3089 | 0 | 0 | 0 | 0 | 192.855 | 447.5048 | 601.924 | 711.8171 | 0 | 0 | 0 | 0 | -0.21309 | -2.3333 | -3.674 | 42.3227 | 0 | 0 | 0 | 0 | 202.5773 | 200.4825 | 147.5725 | 103.0954 | 0.40979 | 0.40905 | 0.39309 | 0.38587 | 83.0137 | 82.0069 | 58.0086 | 39.7809
2 | 6 | 10 | 814.8238 | 811.3231 | 805.1166 | 923.0114 | 378.8299 | 100.3275 | 0 | 0 | 25.4067 | 42.6707 | 55.3089 | 55.3089 | 0 | 0 | 0 | 0 | 243.8347 | 596.6863 | 774.2723 | 884.9483 | 0 | 0 | 0 | 0 | -0.4 | -5.5008 | -3.1792 | -57.8524 | 0 | 0 | 0 | 0 | 167.1524 | 77.1395 | -21.2855 | 40.6065 | 0.4056 | 0 | 0 | 0 | 67.7978 | 0 | 0 | 0
2 | 6 | 11 | 811.8777 | 808.5879 | 802.5856 | 920.193 | 378.8299 | 100.3275 | 0 | 0 | 23.7623 | 45.7145 | 49.9981 | 51.476 | 0 | 0 | 0 | 0 | 291.6 | 712.3459 | 904.1695 | 1023.9968 | 0 | 0 | 0 | 0 | -0.4 | -13.3833 | -23.306 | -48.6817 | 0 | 0 | 0 | 0 | 118.0855 | -36.4166 | -128.276 | -106.5982 | 0.40256 | 0 | 0 | 0 | 47.5364 | 0 | 0 | 0
2 | 6 | 12 | 805.485 | 802.7742 | 797.4053 | 914.7052 | 378.8299 | 100.3275 | 0 | 0 | 24.0867 | 39.1106 | 45.6813 | 39.1106 | 0 | 0 | 0 | 0 | 314.7878 | 765.7778 | 972.7404 | 1091.3246 | 0 | 0 | 0 | 0 | -0.4 | -10.4088 | -23.5339 | -52.6418 | 0 | 0 | 0 | 0 | 88.1806 | -92.0329 | -197.4826 | -163.0881 | 0.3965 | 0 | 0 | 0 | 34.9637 | 0 | 0 | 0
2 | 6 | 13 | 796.8344 | 795.6171 | 791.8993 | 909.692 | 378.8299 | 100.3275 | 0 | 0 | 24.1033 | 39.1106 | 46.1565 | 39.1106 | 0 | 0 | 0 | 0 | 326.0908 | 769.5417 | 977.2775 | 1088.4874 | 0 | 0 | 0 | 0 | -0.4 | -10.4266 | -23.5556 | -49.1109 | 0 | 0 | 0 | 0 | 68.2104 | -102.936 | -207.9792 | -168.795 | 0.39531 | 0 | 0 | 0 | 26.9643 | 0 | 0 | 0
2 | 6 | 14 | 777.5805 | 776.8483 | 773.6227 | 888.8481 | 378.8299 | 100.3275 | 0 | 0 | 26.3111 | 39.1106 | 39.1106 | 39.2288 | 0 | 0 | 0 | 0 | 314.7296 | 729.0227 | 940.7258 | 1042.3325 | 0 | 0 | 0 | 0 | -0.4 | -10.4372 | -23.6175 | -48 | 0 | 0 | 0 | 0 | 58.1098 | -81.1752 | -182.5962 | -144.7132 | 0.39361 | 0 | 0 | 0 | 22.8727 | 0 | 0 | 0
2 | 6 | 15 | 766.4798 | 766.6329 | 764.3968 | 879.0023 | 378.8299 | 100.3275 | 0 | 0 | 28.3403 | 39.1106 | 50.1122 | 40.5212 | 0 | 0 | 0 | 0 | 273.7464 | 620.9052 | 808.1912 | 898.1023 | 0 | 0 | 0 | 0 | -0.4 | -10.4798 | -20.2901 | -38.051 | 0 | 0 | 0 | 0 | 85.9632 | 16.7693 | -73.6165 | -21.5702 | 0.39648 | 0 | 0 | 0 | 34.0829 | 0 | 0 | 0
2 | 6 | 16 | 755.9201 | 758.8417 | 759.714 | 876.238 | 378.8299 | 100.3275 | 0 | 0 | 34.3028 | 57.0651 | 50.1138 | 59.7787 | 0 | 0 | 0 | 0 | 236.6954 | 516.5399 | 687.9427 | 757.6708 | 0 | 0 | 0 | 0 | -0.23536 | -0.63723 | -1.4521 | 6.598 | 0 | 0 | 0 | 0 | 106.3274 | 85.5465 | 23.1096 | 52.1905 | 0.40398 | 0 | 0.39996 | 0 | 42.9544 | 0 | 9.243 | 0
2 | 6 | 17 | 762.5145 | 768.2456 | 772.2524 | 893.4067 | 378.8299 | 100.3275 | 0 | 0 | 43.4772 | 57.2907 | 52.7968 | 74.2075 | 0 | 0 | 0 | 0 | 153.8966 | 303.0145 | 447.9198 | 501.4246 | 141.5984 | 151.5027 | 151.5027 | 151.5027 | -0.19622 | -1.3445 | -1.2 | 4.7137 | 0 | 0 | 0 | 0 | 44.9086 | 157.4546 | 121.2331 | 161.5583 | 0.4024 | 0.40819 | 0.40418 | 0.39462 | 18.0713 | 64.2712 | 48.9998 | 63.7538
2 | 6 | 18 | 806.8515 | 815.286 | 822.1168 | 953.1883 | 378.8299 | 100.3275 | 0 | 0 | 45.3453 | 78.1373 | 75.7039 | 84.8831 | 0 | 0 | 0 | 0 | 90.2176 | 96.1999 | 215.2271 | 262.9151 | 141.5984 | 151.5027 | 151.5027 | 151.5027 | 0.065502 | 0.57148 | 0.90325 | 22.4519 | 0 | 0 | 0 | 0 | 150.7948 | 388.5471 | 378.7798 | 431.4355 | 0.40342 | 0.39939 | 0.39298 | 0.37664 | 60.833 | 155.1816 | 148.8535 | 162.4953
2 | 6 | 19 | 878.0177 | 890.5099 | 901.9369 | 1049.6403 | 378.8299 | 100.3275 | 0 | 0 | 47.964 | 87.6556 | 84.2781 | 87.6556 | 0 | 0 | 0 | 0 | 98.1303 | 96.3199 | 210.2337 | 258.8244 | 141.5984 | 151.5027 | 151.5027 | 151.5027 | 1.0726 | -0.28457 | 26.0951 | 44.1848 | 0 | 0 | 0 | 0 | 210.4226 | 454.9887 | 429.8273 | 507.4728 | 0.41293 | 0.40451 | 0.39736 | 0.38359 | 86.8893 | 184.047 | 170.7956 | 194.6617
2 | 6 | 20 | 875.1082 | 887.752 | 899.3006 | 1046.6054 | 378.8299 | 100.3275 | 0 | 0 | 52.1923 | 92.0575 | 87.6556 | 92.2659 | 0 | 0 | 0 | 0 | 102.6044 | 101.0366 | 212.7223 | 264.3407 | 141.5984 | 151.5027 | 151.5027 | 151.5027 | 0.84468 | 4.0862 | 2.9881 | 59.1336 | 0 | 0 | 0 | 0 | 199.0386 | 438.7415 | 444.4319 | 479.3625 | 0.4122 | 0.4033 | 0.397 | 0.38296 | 82.0441 | 176.9424 | 176.4374 | 183.5788
2 | 6 | 21 | 850.9397 | 863.8485 | 875.851 | 1020.1201 | 378.8299 | 100.3275 | 0 | 0 | 49.432 | 92.8759 | 90.4282 | 106.7878 | 0 | 0 | 0 | 0 | 109.2135 | 108.8871 | 223.7235 | 279.4907 | 141.5984 | 151.5027 | 151.5027 | 151.5027 | 0.73702 | 0 | 6.1075 | 16 | 0 | 0 | 0 | 0 | 171.129 | 410.2553 | 404.0892 | 466.3389 | 0.40612 | 0.40218 | 0.39602 | 0.38156 | 69.4988 | 164.9948 | 160.0263 | 177.9377
2 | 6 | 22 | 790.4444 | 802.6187 | 813.9569 | 948.1586 | 378.8299 | 100.3275 | 0 | 0 | 45.3975 | 97.3473 | 91.7948 | 107.1413 | 0 | 0 | 0 | 0 | 108.3413 | 108.4108 | 216.2322 | 273.6821 | 141.5984 | 151.5027 | 151.5027 | 151.5027 | 0.8842 | 0 | 1.4536 | 16 | 0 | 0 | 0 | 0 | 115.3932 | 345.0303 | 352.9735 | 399.8325 | 0.41109 | 0.39872 | 0.39241 | 0.37595 | 47.4374 | 137.57 | 138.5108 | 150.3164
2 | 6 | 23 | 712.4299 | 724.1114 | 735.1513 | 857.0951 | 378.8299 | 100.3275 | 0 | 0 | 44.0118 | 81.0154 | 89.4299 | 103.4259 | 0 | 0 | 0 | 0 | 105.8269 | 104.7761 | 203.7664 | 264.1869 | 0 | 0 | 0 | 0 | 0 | 13.0833 | 6.6506 | 6.1929 | 0 | 0 | 0 | 0 | 183.7613 | 424.9091 | 435.3044 | 483.2893 | 0.41371 | 0.39663 | 0.38604 | 0.36606 | 76.024 | 168.53 | 168.0434 | 176.9116
2 | 6 | 24 | 638.1006 | 646.8853 | 654.8162 | 761.6535 | 378.8299 | 100.3275 | 0 | 0 | 40.3699 | 80.7056 | 103.3574 | 95.0805 | 0 | 0 | 0 | 0 | 103.4889 | 100.5071 | 208.1741 | 272.5728 | 0 | 0 | 0 | 0 | 0 | 0.82389 | 11.9586 | 2.9247 | 0 | 0 | 0 | 0 | 115.412 | 364.5213 | 331.3261 | 391.0755 | 0.40639 | 0.39199 | 0.37547 | 0.36382 | 46.9021 | 142.8877 | 124.4025 | 142.2818
2 | 7 | 1 | 587.2786 | 592.7986 | 597.1858 | 692.0976 | 378.8299 | 100.3275 | 0 | 0 | 27.2593 | 88.5372 | 92.9187 | 67.136 | 0 | 0 | 0 | 0 | 96.902 | 92.5781 | 202.8078 | 274.8241 | 0 | 0 | 0 | 0 | -0.4 | 2.6167 | 6.6506 | -2.4332 | 0 | 0 | 0 | 0 | 84.6874 | 308.7392 | 294.8087 | 352.5706 | 0.40941 | 0.38749 | 0.36569 | 0.36737 | 34.6715 | 119.6329 | 107.8072 | 129.5231
2 | 7 | 2 | 560.6295 | 563.4379 | 564.8577 | 652.258 | 378.8299 | 100.3275 | 0 | 0 | 22.8211 | 70.3433 | 73.6297 | 64.6181 | 0 | 0 | 0 | 0 | 87.7164 | 81.9792 | 195.0817 | 275.2494 | 0 | 0 | 0 | 0 | -0.4 | 0 | 0 | -4.0543 | 0 | 0 | 0 | 0 | 71.6621 | 310.788 | 296.1463 | 316.4448 | 0.40877 | 0.38552 | 0.36832 | 0.36522 | 29.2934 | 119.8164 | 109.0766 | 115.5707
2 | 7 | 3 | 549.6049 | 550.0776 | 548.9376 | 631.744 | 378.8299 | 100.3275 | 0 | 0 | 20.9764 | 69.0149 | 63.5425 | 57.4909 | 0 | 0 | 0 | 0 | 90.8124 | 84.7786 | 202.9534 | 290.3872 | 0 | 0 | 0 | 0 | -0.4 | 0.67694 | -2.7955 | -6.115 | 0 | 0 | 0 | 0 | 59.3862 | 295.2798 | 285.2372 | 289.981 | 0.40833 | 0.3849 | 0.36884 | 0.36626 | 24.2494 | 113.6527 | 105.2073 | 106.2096
2 | 7 | 4 | 546.4815 | 545.0287 | 541.7323 | 621.5641 | 378.8299 | 100.3275 | 0 | 0 | 21.6369 | 76.4682 | 61.6967 | 47.1114 | 0 | 0 | 0 | 0 | 103.0923 | 96.7821 | 217.8917 | 315.5707 | 0 | 0 | 0 | 0 | -0.4 | 11.4623 | 1.485 | -10.9549 | 0 | 0 | 0 | 0 | 43.3225 | 259.9886 | 260.6588 | 269.8368 | 0.40772 | 0.37892 | 0.36678 | 0.36631 | 17.6633 | 98.515 | 95.6056 | 98.8429
2 | 7 | 5 | 568.3248 | 565.0384 | 559.5989 | 640.2709 | 378.8299 | 100.3275 | 0 | 0 | 23.8931 | 93.2154 | 88.9127 | 52.8044 | 0 | 0 | 0 | 0 | 107.1662 | 101.1218 | 224.4155 | 327.9327 | 0 | 0 | 0 | 0 | -0.4 | 0.70029 | 0 | -9.6948 | 0 | 0 | 0 | 0 | 58.8356 | 269.6735 | 246.2707 | 269.2286 | 0.409 | 0.38297 | 0.36528 | 0.36514 | 24.0639 | 103.278 | 89.9571 | 98.3074
2 | 7 | 6 | 628.0933 | 623.2975 | 615.9864 | 703.6549 | 378.8299 | 100.3275 | 0 | 0 | 36.1785 | 75.7208 | 75.7396 | 82.0222 | 0 | 0 | 0 | 0 | 95.2071 | 89.0219 | 212.0346 | 313.7632 | 0 | 0 | 0 | 0 | 0 | 10.0463 | 13.4334 | 0 | 0 | 0 | 0 | 0 | 117.8778 | 348.1811 | 314.7788 | 307.8695 | 0.4104 | 0.38709 | 0.36491 | 0.36382 | 48.3771 | 134.7788 | 114.867 | 112.0098
2 | 7 | 7 | 737.5632 | 733.3219 | 726.5784 | 832.1263 | 378.8299 | 100.3275 | 0 | 0 | 41.448 | 83.227 | 76.9718 | 81.5059 | 0 | 0 | 0 | 0 | 91.2802 | 86.1588 | 216.7495 | 311.6637 | 0 | 0 | 0 | 0 | 0 | 6.5376 | 12.9983 | 16.4619 | 0 | 0 | 0 | 0 | 226.0051 | 457.0711 | 419.8588 | 422.4948 | 0.40901 | 0.39641 | 0.37719 | 0.36382 | 92.4379 | 181.1875 | 158.365 | 153.713
2 | 7 | 8 | 798.3214 | 794.3776 | 787.846 | 903.0461 | 378.8299 | 100.3275 | 0 | 0 | 40.9222 | 74.2547 | 60.4843 | 72.0386 | 0 | 0 | 0 | 0 | 117.0233 | 167.2102 | 301.9343 | 389.6054 | 0 | 0 | 0 | 0 | 0.55414 | -2.7667 | -1.318 | 0 | 0 | 0 | 0 | 0 | 260.9918 | 455.352 | 426.7454 | 441.4021 | 0.4026 | 0.40314 | 0.38075 | 0.37732 | 105.0762 | 183.5724 | 162.4834 | 166.5482
2 | 7 | 9 | 809.356 | 805.9035 | 799.8018 | 917.0386 | 378.8299 | 100.3275 | 0 | 0 | 31.7477 | 56.2613 | 50.1976 | 55.3089 | 0 | 0 | 0 | 0 | 158.7762 | 270.4708 | 411.5162 | 496.3279 | 0 | 0 | 0 | 0 | -0.21309 | -2.3333 | -3.674 | 42.3227 | 0 | 0 | 0 | 0 | 240.2153 | 381.1773 | 341.7619 | 323.0791 | 0.40979 | 0.40905 | 0.39309 | 0.38587 | 98.4373 | 155.9197 | 134.3415 | 124.665
2 | 7 | 10 | 824.8237 | 821.6025 | 815.7268 | 935.6151 | 378.8299 | 100.3275 | 0 | 0 | 25.4067 | 42.6707 | 55.3089 | 55.3089 | 0 | 0 | 0 | 0 | 188.8332 | 358.3972 | 496.9548 | 587.7739 | 0 | 0 | 0 | 0 | -0.4 | -5.5008 | -3.1792 | -57.8524 | 0 | 0 | 0 | 0 | 232.1539 | 325.7079 | 266.6423 | 350.3847 | 0.4056 | 0 | 0 | 0 | 94.1627 | 0 | 0 | 0
2 | 7 | 11 | 825.0577 | 822.1322 | 816.5608 | 936.7899 | 378.8299 | 100.3275 | 0 | 0 | 23.7623 | 45.7145 | 49.9981 | 51.476 | 0 | 0 | 0 | 0 | 225.2713 | 424.7792 | 561.0496 | 656.8049 | 0 | 0 | 0 | 0 | -0.4 | -13.3833 | -23.306 | -48.6817 | 0 | 0 | 0 | 0 | 197.5941 | 264.6944 | 228.8191 | 277.1907 | 0.40256 | 0 | 0 | 0 | 79.5433 | 0 | 0 | 0
2 | 7 | 12 | 817.6949 | 815.329 | 810.3688 | 930.1083 | 378.8299 | 100.3275 | 0 | 0 | 24.0867 | 39.1106 | 45.6813 | 39.1106 | 0 | 0 | 0 | 0 | 254.1224 | 468.7382 | 617.4882 | 709.1199 | 0 | 0 | 0 | 0 | -0.4 | -10.4088 | -23.5339 | -52.6418 | 0 | 0 | 0 | 0 | 161.0559 | 217.5616 | 170.7332 | 234.5197 | 0.3965 | 0 | 0 | 0 | 63.8589 | 0 | 0 | 0
2 | 7 | 13 | 807.8468 | 806.9312 | 803.5701 | 923.5493 | 378.8299 | 100.3275 | 0 | 0 | 24.1033 | 39.1106 | 46.1565 | 39.1106 | 0 | 0 | 0 | 0 | 276.3202 | 483.3577 | 637.4784 | 721.9536 | 0 | 0 | 0 | 0 | -0.4 | -10.4266 | -23.5556 | -49.1109 | 0 | 0 | 0 | 0 | 128.9934 | 194.562 | 143.4908 | 211.5961 | 0.39531 | 0 | 0 | 0 | 50.9925 | 0 | 0 | 0
2 | 7 | 14 | 793.301 | 792.9961 | 790.2757 | 908.6177 | 378.8299 | 100.3275 | 0 | 0 | 26.3111 | 39.1106 | 39.1106 | 39.2288 | 0 | 0 | 0 | 0 | 268.0389 | 455.7104 | 614.0898 | 686.1742 | 0 | 0 | 0 | 0 | -0.4 | -10.4372 | -23.6175 | -48 | 0 | 0 | 0 | 0 | 120.5211 | 208.2849 | 160.6929 | 231.2147 | 0.39361 | 0 | 0 | 0 | 47.4386 | 0 | 0 | 0
2 | 7 | 15 | 778.9103 | 779.4062 | 777.5759 | 894.653 | 378.8299 | 100.3275 | 0 | 0 | 28.3403 | 39.1106 | 50.1122 | 40.5212 | 0 | 0 | 0 | 0 | 245.818 | 400.0303 | 564.5493 | 618.613 | 0 | 0 | 0 | 0 | -0.4 | -10.4798 | -20.2901 | -38.051 | 0 | 0 | 0 | 0 | 126.3221 | 250.4177 | 183.2045 | 273.5698 | 0.39648 | 0 | 0 | 0 | 50.0846 | 0 | 0 | 0
2 | 7 | 16 | 764.771 | 767.9394 | 769.1039 | 887.3916 | 378.8299 | 100.3275 | 0 | 0 | 34.3028 | 57.0651 | 50.1138 | 59.7787 | 0 | 0 | 0 | 0 | 229.8021 | 359.1949 | 536.1477 | 576.6894 | 0 | 0 | 0 | 0 | -0.23536 | -0.63723 | -1.4521 | 6.598 | 0 | 0 | 0 | 0 | 122.0716 | 251.9892 | 184.2945 | 244.3254 | 0.40398 | 0 | 0.39996 | 0 | 49.3148 | 0 | 73.7109 | 0
2 | 7 | 17 | 767.5209 | 773.3984 | 777.579 | 899.7408 | 378.8299 | 100.3275 | 0 | 0 | 43.4772 | 57.2907 | 52.7968 | 74.2075 | 0 | 0 | 0 | 0 | 232.6232 | 307.4984 | 500.8021 | 531.6434 | 141.5984 | 151.5027 | 151.5027 | 151.5027 | -0.19622 | -1.3445 | -1.2 | 4.7137 | 0 | 0 | 0 | 0 | -28.8115 | 158.1236 | 73.6774 | 137.6735 | 0.4024 | 0.40819 | 0.40418 | 0.39462 | -11.5938 | 64.5443 | 29.7788 | 54.3285
2 | 7 | 18 | 806.4158 | 814.8378 | 821.6535 | 952.6375 | 378.8299 | 100.3275 | 0 | 0 | 45.3453 | 78.1373 | 75.7039 | 84.8831 | 0 | 0 | 0 | 0 | 206.2416 | 216.5076 | 416.2572 | 440.2649 | 141.5984 | 151.5027 | 151.5027 | 151.5027 | 0.065502 | 0.57148 | 0.90325 | 22.4519 | 0 | 0 | 0 | 0 | 34.3352 | 267.7911 | 177.2864 | 253.5349 | 0.40342 | 0.39939 | 0.39298 | 0.37664 | 13.8514 | 106.953 | 69.6703 | 95.4911
2 | 7 | 19 | 871.1344 | 883.4341 | 894.6332 | 1040.9642 | 378.8299 | 100.3275 | 0 | 0 | 47.964 | 87.6556 | 84.2781 | 87.6556 | 0 | 0 | 0 | 0 | 242.7003 | 253.8408 | 458.6166 | 486.1562 | 141.5984 | 151.5027 | 151.5027 | 151.5027 | 1.0726 | -0.28457 | 26.0951 | 44.1848 | 0 | 0 | 0 | 0 | 58.9693 | 290.392 | 174.1406 | 271.4648 | 0.41293 | 0.40451 | 0.39736 | 0.38359 | 24.35 | 117.4662 | 69.1963 | 104.1313
2 | 7 | 20 | 871.8948 | 884.4583 | 895.9124 | 1042.5905 | 378.8299 | 100.3275 | 0 | 0 | 52.1923 | 92.0575 | 87.6556 | 92.2659 | 0 | 0 | 0 | 0 | 237.7582 | 249.8336 | 442.3362 | 472.1248 | 141.5984 | 151.5027 | 151.5027 | 151.5027 | 0.84468 | 4.0862 | 2.9881 | 59.1336 | 0 | 0 | 0 | 0 | 60.6714 | 286.6508 | 211.4298 | 267.5635 | 0.4122 | 0.4033 | 0.397 | 0.38296 | 25.0088 | 115.6049 | 83.9366 | 102.4673
2 | 7 | 21 | 845.7502 | 858.5263 | 870.3726 | 1013.625 | 378.8299 | 100.3275 | 0 | 0 | 49.432 | 92.8759 | 90.4282 | 106.7878 | 0 | 0 | 0 | 0 | 230.3067 | 243.2521 | 419.3534 | 451.0592 | 141.5984 | 151.5027 | 151.5027 | 151.5027 | 0.73702 | 0 | 6.1075 | 16 | 0 | 0 | 0 | 0 | 44.8462 | 270.5681 | 202.9807 | 288.2752 | 0.40612 | 0.40218 | 0.39602 | 0.38156 | 18.2129 | 108.816 | 80.3839 | 109.9952
2 | 7 | 22 | 786.0396 | 798.106 | 809.3175 | 942.6631 | 378.8299 | 100.3275 | 0 | 0 | 45.3975 | 97.3473 | 91.7948 | 107.1413 | 0 | 0 | 0 | 0 | 203.6832 | 216.9283 | 384.2344 | 416.3418 | 141.5984 | 151.5027 | 151.5027 | 151.5027 | 0.8842 | 0 | 1.4536 | 16 | 0 | 0 | 0 | 0 | 15.6464 | 232.0002 | 180.3319 | 251.6773 | 0.41109 | 0.39872 | 0.39241 | 0.37595 | 6.4321 | 92.5028 | 70.7643 | 94.6177
2 | 7 | 23 | 710.1607 | 721.7895 | 732.7677 | 854.2745 | 378.8299 | 100.3275 | 0 | 0 | 44.0118 | 81.0154 | 89.4299 | 103.4259 | 0 | 0 | 0 | 0 | 139.6469 | 148.9274 | 307.6401 | 338.561 | 0 | 0 | 0 | 0 | 0 | 13.0833 | 6.6506 | 6.1929 | 0 | 0 | 0 | 0 | 147.6721 | 378.4359 | 329.0471 | 406.0947 | 0.41371 | 0.39663 | 0.38604 | 0.36606 | 61.0935 | 150.0975 | 127.0242 | 148.654
2 | 7 | 24 | 635.7527 | 644.4794 | 652.3423 | 758.7226 | 378.8299 | 100.3275 | 0 | 0 | 40.3699 | 80.7056 | 103.3574 | 95.0805 | 0 | 0 | 0 | 0 | 117.307 | 120.4787 | 264.5939 | 294.2017 | 0 | 0 | 0 | 0 | 0 | 0.82389 | 11.9586 | 2.9247 | 0 | 0 | 0 | 0 | 99.2459 | 342.1438 | 272.4323 | 366.5157 | 0.40639 | 0.39199 | 0.37547 | 0.36382 | 40.3324 | 134.116 | 102.2897 | 133.3464
2 | 8 | 1 | 584.8207 | 590.2776 | 594.5903 | 689.0201 | 378.8299 | 100.3275 | 0 | 0 | 27.2593 | 88.5372 | 92.9187 | 67.136 | 0 | 0 | 0 | 0 | 127.0543 | 126.1292 | 247.8875 | 277.8874 | 0 | 0 | 0 | 0 | -0.4 | 2.6167 | 6.6506 | -2.4332 | 0 | 0 | 0 | 0 | 52.0772 | 272.6671 | 247.1336 | 346.4299 | 0.40941 | 0.38749 | 0.36569 | 0.36737 | 21.3207 | 105.6553 | 90.3731 | 127.2672
2 | 8 | 2 | 559.1867 | 561.96 | 563.3385 | 650.4587 | 378.8299 | 100.3275 | 0 | 0 | 22.8211 | 70.3433 | 73.6297 | 64.6181 | 0 | 0 | 0 | 0 | 157.3896 | 154.1013 | 260.8378 | 293.4777 | 0 | 0 | 0 | 0 | -0.4 | 0 | 0 | -4.0543 | 0 | 0 | 0 | 0 | 0.54613 | 237.1879 | 228.871 | 296.4172 | 0.40877 | 0.38552 | 0.36832 | 0.36522 | 0.22324 | 91.4418 | 84.2978 | 108.2563
2 | 8 | 3 | 547.9706 | 548.4022 | 547.2137 | 629.7009 | 378.8299 | 100.3275 | 0 | 0 | 20.9764 | 69.0149 | 63.5425 | 57.4909 | 0 | 0 | 0 | 0 | 143.3685 | 138.0971 | 239.6572 | 270.1582 | 0 | 0 | 0 | 0 | -0.4 | 0.67694 | -2.7955 | -6.115 | 0 | 0 | 0 | 0 | 5.1958 | 240.2858 | 246.8096 | 308.1668 | 0.40833 | 0.3849 | 0.36884 | 0.36626 | 2.1216 | 92.4856 | 91.0336 | 112.8704
2 | 8 | 4 | 545.0025 | 543.5109 | 540.1687 | 619.7094 | 378.8299 | 100.3275 | 0 | 0 | 21.6369 | 76.4682 | 61.6967 | 47.1114 | 0 | 0 | 0 | 0 | 121.6314 | 114.5479 | 211.4554 | 241.3801 | 0 | 0 | 0 | 0 | -0.4 | 11.4623 | 1.485 | -10.9549 | 0 | 0 | 0 | 0 | 23.3044 | 240.705 | 265.5316 | 342.1727 | 0.40772 | 0.37892 | 0.36678 | 0.36631 | 9.5016 | 91.2081 | 97.3928 | 125.34
2 | 8 | 5 | 564.0995 | 560.6997 | 555.126 | 634.9624 | 378.8299 | 100.3275 | 0 | 0 | 23.8931 | 93.2154 | 88.9127 | 52.8044 | 0 | 0 | 0 | 0 | 97.246 | 87.5314 | 179.6267 | 216.1757 | 0 | 0 | 0 | 0 | -0.4 | 0.70029 | 0 | -9.6948 | 0 | 0 | 0 | 0 | 64.5305 | 278.9251 | 286.5867 | 375.677 | 0.409 | 0.38297 | 0.36528 | 0.36514 | 26.3931 | 106.8211 | 104.6837 | 137.1765
2 | 8 | 6 | 620.8392 | 615.8457 | 608.3009 | 694.5307 | 378.8299 | 100.3275 | 0 | 0 | 36.1785 | 75.7208 | 75.7396 | 82.0222 | 0 | 0 | 0 | 0 | 114.9195 | 103.1136 | 186.2802 | 226.669 | 0 | 0 | 0 | 0 | 0 | 10.0463 | 13.4334 | 0 | 0 | 0 | 0 | 0 | 90.9113 | 326.6376 | 332.8478 | 385.8394 | 0.4104 | 0.38709 | 0.36491 | 0.36382 | 37.31 | 126.4395 | 121.4607 | 140.377
2 | 8 | 7 | 722.6745 | 718.0204 | 710.7883 | 813.3727 | 378.8299 | 100.3275 | 0 | 0 | 41.448 | 83.227 | 76.9718 | 81.5059 | 0 | 0 | 0 | 0 | 116.0302 | 105.9335 | 181.2569 | 233.3256 | 0 | 0 | 0 | 0 | 0 | 6.5376 | 12.9983 | 16.4619 | 0 | 0 | 0 | 0 | 186.3663 | 421.9948 | 439.5613 | 482.0794 | 0.40901 | 0.39641 | 0.37719 | 0.36382 | 76.2253 | 167.2829 | 165.7965 | 175.3912
2 | 8 | 8 | 789.1856 | 784.9965 | 778.175 | 891.5682 | 378.8299 | 100.3275 | 0 | 0 | 40.9222 | 74.2547 | 60.4843 | 72.0386 | 0 | 0 | 0 | 0 | 121.2518 | 193.0079 | 264.9125 | 328.6325 | 0 | 0 | 0 | 0 | 0.55414 | -2.7667 | -1.318 | 0 | 0 | 0 | 0 | 0 | 247.6275 | 420.1731 | 454.0962 | 490.8971 | 0.4026 | 0.40314 | 0.38075 | 0.37732 | 99.6957 | 169.3903 | 172.8973 | 185.2235
2 | 8 | 9 | 801.0943 | 797.4155 | 791.046 | 906.6424 | 378.8299 | 100.3275 | 0 | 0 | 31.7477 | 56.2613 | 50.1976 | 55.3089 | 0 | 0 | 0 | 0 | 151.3451 | 279.802 | 348.4048 | 423.9257 | 0 | 0 | 0 | 0 | -0.21309 | -2.3333 | -3.674 | 42.3227 | 0 | 0 | 0 | 0 | 239.3847 | 363.3581 | 396.1176 | 385.085 | 0.40979 | 0.40905 | 0.39309 | 0.38587 | 98.0969 | 148.6308 | 155.7079 | 148.5909
2 | 8 | 10 | 815.117 | 811.6318 | 805.4441 | 923.4079 | 378.8299 | 100.3275 | 0 | 0 | 25.4067 | 42.6707 | 55.3089 | 55.3089 | 0 | 0 | 0 | 0 | 174.0847 | 352.9373 | 427.3538 | 536.4776 | 0 | 0 | 0 | 0 | -0.4 | -5.5008 | -3.1792 | -57.8524 | 0 | 0 | 0 | 0 | 237.1956 | 321.1972 | 325.9605 | 389.4737 | 0.4056 | 0 | 0 | 0 | 96.2077 | 0 | 0 | 0
2 | 8 | 11 | 815.3623 | 812.1735 | 806.2909 | 924.5983 | 378.8299 | 100.3275 | 0 | 0 | 23.7623 | 45.7145 | 49.9981 | 51.476 | 0 | 0 | 0 | 0 | 199.295 | 421.628 | 507.9493 | 652.2746 | 0 | 0 | 0 | 0 | -0.4 | -13.3833 | -23.306 | -48.6817 | 0 | 0 | 0 | 0 | 213.875 | 257.8869 | 271.6495 | 269.5293 | 0.40256 | 0 | 0 | 0 | 86.0973 | 0 | 0 | 0
2 | 8 | 12 | 808.6357 | 806.02 | 800.7642 | 918.7026 | 378.8299 | 100.3275 | 0 | 0 | 24.0867 | 39.1106 | 45.6813 | 39.1106 | 0 | 0 | 0 | 0 | 207.6064 | 394.8855 | 493.6152 | 645.0398 | 0 | 0 | 0 | 0 | -0.4 | -10.4088 | -23.5339 | -52.6418 | 0 | 0 | 0 | 0 | 198.5127 | 282.1052 | 285.0016 | 287.194 | 0.3965 | 0 | 0 | 0 | 78.7106 | 0 | 0 | 0
2 | 8 | 13 | 798.5623 | 797.395 | 793.7364 | 911.876 | 378.8299 | 100.3275 | 0 | 0 | 24.1033 | 39.1106 | 46.1565 | 39.1106 | 0 | 0 | 0 | 0 | 179.2681 | 333.5678 | 434.2282 | 589.2613 | 0 | 0 | 0 | 0 | -0.4 | -10.4266 | -23.5556 | -49.1109 | 0 | 0 | 0 | 0 | 216.761 | 334.8158 | 336.9073 | 332.6151 | 0.39531 | 0 | 0 | 0 | 85.6879 | 0 | 0 | 0
2 | 8 | 14 | 784.8536 | 784.3226 | 781.335 | 898.0073 | 378.8299 | 100.3275 | 0 | 0 | 26.3111 | 39.1106 | 39.1106 | 39.2288 | 0 | 0 | 0 | 0 | 162.4579 | 302.9085 | 412.1033 | 566.5177 | 0 | 0 | 0 | 0 | -0.4 | -10.4372 | -23.6175 | -48 | 0 | 0 | 0 | 0 | 217.6546 | 352.4132 | 353.7386 | 340.2608 | 0.39361 | 0 | 0 | 0 | 85.6715 | 0 | 0 | 0
2 | 8 | 15 | 768.8457 | 769.0672 | 766.9124 | 881.9931 | 378.8299 | 100.3275 | 0 | 0 | 28.3403 | 39.1106 | 50.1122 | 40.5212 | 0 | 0 | 0 | 0 | 144.3041 | 259.015 | 365.1438 | 520.1055 | 0 | 0 | 0 | 0 | -0.4 | -10.4798 | -20.2901 | -38.051 | 0 | 0 | 0 | 0 | 217.7714 | 381.0939 | 371.9465 | 359.4173 | 0.39648 | 0 | 0 | 0 | 86.3426 | 0 | 0 | 0
2 | 8 | 16 | 758.9507 | 761.9668 | 762.9516 | 880.094 | 378.8299 | 100.3275 | 0 | 0 | 34.3028 | 57.0651 | 50.1138 | 59.7787 | 0 | 0 | 0 | 0 | 142.9644 | 244.1967 | 348.3484 | 496.2652 | 0 | 0 | 0 | 0 | -0.23536 | -0.63723 | -1.4521 | 6.598 | 0 | 0 | 0 | 0 | 203.0889 | 361.0148 | 365.9415 | 317.4521 | 0.40398 | 0 | 0.39996 | 0 | 82.0444 | 0 | 146.363 | 0
2 | 8 | 17 | 761.1267 | 766.838 | 770.8225 | 891.7276 | 378.8299 | 100.3275 | 0 | 0 | 43.4772 | 57.2907 | 52.7968 | 74.2075 | 0 | 0 | 0 | 0 | 127.8863 | 208.9103 | 328.8696 | 469.6939 | 141.5984 | 151.5027 | 151.5027 | 151.5027 | -0.19622 | -1.3445 | -1.2 | 4.7137 | 0 | 0 | 0 | 0 | 69.5312 | 250.1512 | 238.8534 | 191.6098 | 0.4024 | 0.40819 | 0.40418 | 0.39462 | 27.9794 | 102.1089 | 96.5393 | 75.6127
2 | 8 | 18 | 794.7934 | 802.9078 | 809.3605 | 938.0526 | 378.8299 | 100.3275 | 0 | 0 | 45.3453 | 78.1373 | 75.7039 | 84.8831 | 0 | 0 | 0 | 0 | 107.0449 | 105.3728 | 240.2536 | 379.5554 | 141.5984 | 151.5027 | 151.5027 | 151.5027 | 0.065502 | 0.57148 | 0.90325 | 22.4519 | 0 | 0 | 0 | 0 | 121.9094 | 366.996 | 340.997 | 299.6595 | 0.40342 | 0.39939 | 0.39298 | 0.37664 | 49.1802 | 146.5744 | 134.0056 | 112.8634
2 | 8 | 19 | 843.1428 | 854.6672 | 864.9487 | 1005.7093 | 378.8299 | 100.3275 | 0 | 0 | 47.964 | 87.6556 | 84.2781 | 87.6556 | 0 | 0 | 0 | 0 | 115.3226 | 109.6402 | 265.4775 | 397.0354 | 141.5984 | 151.5027 | 151.5027 | 151.5027 | 1.0726 | -0.28457 | 26.0951 | 44.1848 | 0 | 0 | 0 | 0 | 158.3554 | 405.8257 | 337.5952 | 325.3308 | 0.41293 | 0.40451 | 0.39736 | 0.38359 | 65.3893 | 164.1601 | 134.1464 | 124.7937
2 | 8 | 20 | 836.7537 | 848.333 | 858.6216 | 998.2909 | 378.8299 | 100.3275 | 0 | 0 | 52.1923 | 92.0575 | 87.6556 | 92.2659 | 0 | 0 | 0 | 0 | 120.8263 | 115.2014 | 287.1002 | 399.9758 | 141.5984 | 151.5027 | 151.5027 | 151.5027 | 0.84468 | 4.0862 | 2.9881 | 59.1336 | 0 | 0 | 0 | 0 | 142.4621 | 385.1577 | 329.3749 | 295.4128 | 0.4122 | 0.4033 | 0.397 | 0.38296 | 58.7231 | 155.3323 | 130.7603 | 113.1326
2 | 8 | 21 | 808.6413 | 820.3815 | 831.0011 | 966.8572 | 378.8299 | 100.3275 | 0 | 0 | 49.432 | 92.8759 | 90.4282 | 106.7878 | 0 | 0 | 0 | 0 | 116.9434 | 113.5908 | 296.1958 | 398.8127 | 141.5984 | 151.5027 | 151.5027 | 151.5027 | 0.73702 | 0 | 6.1075 | 16 | 0 | 0 | 0 | 0 | 121.1006 | 362.0845 | 286.7669 | 293.754 | 0.40612 | 0.40218 | 0.39602 | 0.38156 | 49.1813 | 145.6217 | 113.5647 | 112.0856
2 | 8 | 22 | 764.7541 | 776.2255 | 786.7325 | 915.8346 | 378.8299 | 100.3275 | 0 | 0 | 45.3975 | 97.3473 | 91.7948 | 107.1413 | 0 | 0 | 0 | 0 | 117.5698 | 117.534 | 318.945 | 421.7678 | 141.5984 | 151.5027 | 151.5027 | 151.5027 | 0.8842 | 0 | 1.4536 | 16 | 0 | 0 | 0 | 0 | 80.4744 | 309.514 | 223.0363 | 219.4228 | 0.41109 | 0.39872 | 0.39241 | 0.37595 | 33.0825 | 123.409 | 87.522 | 82.4917
2 | 8 | 23 | 699.7649 | 711.104 | 721.7393 | 841.175 | 378.8299 | 100.3275 | 0 | 0 | 44.0118 | 81.0154 | 89.4299 | 103.4259 | 0 | 0 | 0 | 0 | 134.056 | 135.3622 | 341.7582 | 445.2743 | 0 | 0 | 0 | 0 | 0 | 13.0833 | 6.6506 | 6.1929 | 0 | 0 | 0 | 0 | 142.8672 | 381.3157 | 283.9006 | 286.2819 | 0.41371 | 0.39663 | 0.38604 | 0.36606 | 59.1057 | 151.2397 | 109.596 | 104.7956
2 | 8 | 24 | 636.2752 | 645.0138 | 652.8903 | 759.3707 | 378.8299 | 100.3275 | 0 | 0 | 40.3699 | 80.7056 | 103.3574 | 95.0805 | 0 | 0 | 0 | 0 | 129.1389 | 128.7231 | 334.9492 | 435.5143 | 0 | 0 | 0 | 0 | 0 | 0.82389 | 11.9586 | 2.9247 | 0 | 0 | 0 | 0 | 87.9366 | 334.4338 | 202.6251 | 225.8512 | 0.40639 | 0.39199 | 0.37547 | 0.36382 | 35.7364 | 131.0937 | 76.0793 | 82.1696
2 | 9 | 1 | 587.4615 | 592.9923 | 597.3925 | 692.3489 | 378.8299 | 100.3275 | 0 | 0 | 27.2593 | 88.5372 | 92.9187 | 67.136 | 0 | 0 | 0 | 0 | 133.9724 | 129.9122 | 332.0247 | 431.4842 | 0 | 0 | 0 | 0 | -0.4 | 2.6167 | 6.6506 | -2.4332 | 0 | 0 | 0 | 0 | 47.7999 | 271.5988 | 165.7986 | 196.1619 | 0.40941 | 0.38749 | 0.36569 | 0.36737 | 19.5696 | 105.2414 | 60.6301 | 72.0636
2 | 9 | 2 | 557.7139 | 560.4453 | 561.7742 | 648.5998 | 378.8299 | 100.3275 | 0 | 0 | 22.8211 | 70.3433 | 73.6297 | 64.6181 | 0 | 0 | 0 | 0 | 114.9927 | 108.7411 | 298.1863 | 393.4619 | 0 | 0 | 0 | 0 | -0.4 | 0 | 0 | -4.0543 | 0 | 0 | 0 | 0 | 41.4701 | 281.0334 | 189.9583 | 194.574 | 0.40877 | 0.38552 | 0.36832 | 0.36522 | 16.9518 | 108.3453 | 69.9654 | 71.0615
2 | 9 | 3 | 541.6905 | 541.9464 | 540.5498 | 621.7846 | 378.8299 | 100.3275 | 0 | 0 | 20.9764 | 69.0149 | 63.5425 | 57.4909 | 0 | 0 | 0 | 0 | 98.3886 | 91.7426 | 275.3956 | 362.6729 | 0 | 0 | 0 | 0 | -0.4 | 0.67694 | -2.7955 | -6.115 | 0 | 0 | 0 | 0 | 43.8956 | 280.1844 | 204.4072 | 207.7359 | 0.40833 | 0.3849 | 0.36884 | 0.36626 | 17.924 | 107.8425 | 75.3938 | 76.0862
2 | 9 | 4 | 533.7801 | 531.9711 | 528.253 | 605.551 | 378.8299 | 100.3275 | 0 | 0 | 21.6369 | 76.4682 | 61.6967 | 47.1114 | 0 | 0 | 0 | 0 | 91.4154 | 84.6647 | 266.5914 | 344.8337 | 0 | 0 | 0 | 0 | -0.4 | 11.4623 | 1.485 | -10.9549 | 0 | 0 | 0 | 0 | 42.2979 | 259.0485 | 198.4798 | 224.5607 | 0.40772 | 0.37892 | 0.36678 | 0.36631 | 17.2455 | 98.1588 | 72.7993 | 82.258
2 | 9 | 5 | 542.5379 | 538.5323 | 532.2412 | 607.7744 | 378.8299 | 100.3275 | 0 | 0 | 23.8931 | 93.2154 | 88.9127 | 52.8044 | 0 | 0 | 0 | 0 | 81.6868 | 73.5776 | 251.0285 | 322.0014 | 0 | 0 | 0 | 0 | -0.4 | 0.70029 | 0 | -9.6948 | 0 | 0 | 0 | 0 | 58.5281 | 270.7115 | 192.3 | 242.6634 | 0.409 | 0.38297 | 0.36528 | 0.36514 | 23.9381 | 103.6755 | 70.2429 | 88.6072
2 | 9 | 6 | 568.2666 | 561.7941 | 552.4973 | 628.232 | 378.8299 | 100.3275 | 0 | 0 | 36.1785 | 75.7208 | 75.7396 | 82.0222 | 0 | 0 | 0 | 0 | 76.9297 | 67.3914 | 227.2464 | 294.0265 | 0 | 0 | 0 | 0 | 0 | 10.0463 | 13.4334 | 0 | 0 | 0 | 0 | 0 | 76.3285 | 308.3082 | 236.078 | 252.1832 | 0.4104 | 0.38709 | 0.36491 | 0.36382 | 31.3252 | 119.3443 | 86.148 | 91.7499
2 | 9 | 7 | 611.6244 | 603.8591 | 592.9425 | 673.3768 | 378.8299 | 100.3275 | 0 | 0 | 41.448 | 83.227 | 76.9718 | 81.5059 | 0 | 0 | 0 | 0 | 78.0489 | 69.3612 | 206.7908 | 269.3859 | 0 | 0 | 0 | 0 | 0 | 6.5376 | 12.9983 | 16.4619 | 0 | 0 | 0 | 0 | 113.2977 | 344.4058 | 296.1816 | 306.0232 | 0.40901 | 0.39641 | 0.37719 | 0.36382 | 46.3396 | 136.5259 | 111.7156 | 111.338
2 | 9 | 8 | 653.925 | 645.9439 | 634.6318 | 721.0425 | 378.8299 | 100.3275 | 0 | 0 | 40.9222 | 74.2547 | 60.4843 | 72.0386 | 0 | 0 | 0 | 0 | 99.6099 | 135.2649 | 258.6487 | 320.6069 | 0 | 0 | 0 | 0 | 0.55414 | -2.7667 | -1.318 | 0 | 0 | 0 | 0 | 0 | 134.0088 | 338.8635 | 316.8168 | 328.397 | 0.4026 | 0.40314 | 0.38075 | 0.37732 | 53.9524 | 136.6108 | 120.6281 | 123.9095
2 | 9 | 9 | 700.1711 | 693.6688 | 683.9558 | 779.4279 | 378.8299 | 100.3275 | 0 | 0 | 31.7477 | 56.2613 | 50.1976 | 55.3089 | 0 | 0 | 0 | 0 | 125.8671 | 208.5266 | 316.9908 | 387.1918 | 0 | 0 | 0 | 0 | -0.21309 | -2.3333 | -3.674 | 42.3227 | 0 | 0 | 0 | 0 | 163.9395 | 330.8868 | 320.4414 | 294.6044 | 0.40979 | 0.40905 | 0.39309 | 0.38587 | 67.1804 | 135.3485 | 125.9607 | 113.6776
2 | 9 | 10 | 726.337 | 720.3672 | 711.2372 | 811.4967 | 378.8299 | 100.3275 | 0 | 0 | 25.4067 | 42.6707 | 55.3089 | 55.3089 | 0 | 0 | 0 | 0 | 135.9573 | 259.2818 | 356.1836 | 438.0695 | 0 | 0 | 0 | 0 | -0.4 | -5.5008 | -3.1792 | -57.8524 | 0 | 0 | 0 | 0 | 186.5431 | 323.5881 | 302.9239 | 375.9706 | 0.4056 | 0 | 0 | 0 | 75.6628 | 0 | 0 | 0
2 | 9 | 11 | 734.382 | 728.9294 | 720.3664 | 822.5286 | 378.8299 | 100.3275 | 0 | 0 | 23.7623 | 45.7145 | 49.9981 | 51.476 | 0 | 0 | 0 | 0 | 162.023 | 312.1287 | 414.8204 | 503.1771 | 0 | 0 | 0 | 0 | -0.4 | -13.3833 | -23.306 | -48.6817 | 0 | 0 | 0 | 0 | 170.1668 | 284.142 | 278.8538 | 316.5571 | 0.40256 | 0 | 0 | 0 | 68.5022 | 0 | 0 | 0
2 | 9 | 12 | 727.7726 | 722.8964 | 714.9639 | 816.7804 | 378.8299 | 100.3275 | 0 | 0 | 24.0867 | 39.1106 | 45.6813 | 39.1106 | 0 | 0 | 0 | 0 | 182.6458 | 367.43 | 477.5097 | 569.9672 | 0 | 0 | 0 | 0 | -0.4 | -10.4088 | -23.5339 | -52.6418 | 0 | 0 | 0 | 0 | 142.6102 | 226.4371 | 215.3067 | 260.3445 | 0.3965 | 0 | 0 | 0 | 56.5452 | 0 | 0 | 0
2 | 9 | 13 | 716.6192 | 713.1574 | 706.7818 | 808.5789 | 378.8299 | 100.3275 | 0 | 0 | 24.1033 | 39.1106 | 46.1565 | 39.1106 | 0 | 0 | 0 | 0 | 186.3392 | 349.9632 | 447.3632 | 536.4064 | 0 | 0 | 0 | 0 | -0.4 | -10.4266 | -23.5556 | -49.1109 | 0 | 0 | 0 | 0 | 127.7467 | 234.1827 | 236.8177 | 282.1728 | 0.39531 | 0 | 0 | 0 | 50.4996 | 0 | 0 | 0
2 | 9 | 14 | 700.4073 | 697.5113 | 691.7232 | 791.5532 | 378.8299 | 100.3275 | 0 | 0 | 26.3111 | 39.1106 | 39.1106 | 39.2288 | 0 | 0 | 0 | 0 | 165.9288 | 303.9095 | 399.4949 | 477.8335 | 0 | 0 | 0 | 0 | -0.4 | -10.4372 | -23.6175 | -48 | 0 | 0 | 0 | 0 | 129.7374 | 264.6009 | 276.7352 | 322.4908 | 0.39361 | 0 | 0 | 0 | 51.0662 | 0 | 0 | 0
2 | 9 | 15 | 681.2248 | 678.9907 | 673.9279 | 771.5306 | 378.8299 | 100.3275 | 0 | 0 | 28.3403 | 39.1106 | 50.1122 | 40.5212 | 0 | 0 | 0 | 0 | 151.7882 | 266.8182 | 363.6147 | 435.2912 | 0 | 0 | 0 | 0 | -0.4 | -10.4798 | -20.2901 | -38.051 | 0 | 0 | 0 | 0 | 122.6663 | 283.2142 | 280.4911 | 333.7691 | 0.39648 | 0 | 0 | 0 | 48.6351 | 0 | 0 | 0
2 | 9 | 16 | 677.1632 | 677.8842 | 676.1508 | 776.9745 | 378.8299 | 100.3275 | 0 | 0 | 34.3028 | 57.0651 | 50.1138 | 59.7787 | 0 | 0 | 0 | 0 | 148.3887 | 230.1264 | 320.1233 | 387.6926 | 0 | 0 | 0 | 0 | -0.23536 | -0.63723 | -1.4521 | 6.598 | 0 | 0 | 0 | 0 | 115.8772 | 291.0025 | 307.3658 | 322.9052 | 0.40398 | 0 | 0.39996 | 0 | 46.8124 | 0 | 122.9349 | 0
2 | 9 | 17 | 686.1243 | 689.7254 | 691.2105 | 797.1428 | 378.8299 | 100.3275 | 0 | 0 | 43.4772 | 57.2907 | 52.7968 | 74.2075 | 0 | 0 | 0 | 0 | 141.3196 | 196.3988 | 294.319 | 358.8652 | 141.5984 | 151.5027 | 151.5027 | 151.5027 | -0.19622 | -1.3445 | -1.2 | 4.7137 | 0 | 0 | 0 | 0 | -18.9045 | 185.5502 | 193.792 | 207.8537 | 0.4024 | 0.40819 | 0.40418 | 0.39462 | -7.6072 | 75.7395 | 78.3265 | 82.0229
2 | 9 | 18 | 732.4125 | 738.7655 | 743.1313 | 859.3609 | 378.8299 | 100.3275 | 0 | 0 | 45.3453 | 78.1373 | 75.7039 | 84.8831 | 0 | 0 | 0 | 0 | 116.7598 | 117.3464 | 228.0643 | 302.0996 | 141.5984 | 151.5027 | 151.5027 | 151.5027 | 0.065502 | 0.57148 | 0.90325 | 22.4519 | 0 | 0 | 0 | 0 | 49.8137 | 290.8801 | 286.9571 | 298.4235 | 0.40342 | 0.39939 | 0.39298 | 0.37664 | 20.0956 | 116.1744 | 112.7689 | 112.3979
2 | 9 | 19 | 801.6924 | 812.0336 | 820.9125 | 953.3737 | 378.8299 | 100.3275 | 0 | 0 | 47.964 | 87.6556 | 84.2781 | 87.6556 | 0 | 0 | 0 | 0 | 113.3596 | 111.8014 | 231.4228 | 317.7579 | 141.5984 | 151.5027 | 151.5027 | 151.5027 | 1.0726 | -0.28457 | 26.0951 | 44.1848 | 0 | 0 | 0 | 0 | 118.868 | 361.0309 | 327.6137 | 352.2727 | 0.41293 | 0.40451 | 0.39736 | 0.38359 | 49.0839 | 146.0402 | 130.1802 | 135.1284
2 | 9 | 20 | 800.0492 | 810.5749 | 819.6144 | 951.926 | 378.8299 | 100.3275 | 0 | 0 | 52.1923 | 92.0575 | 87.6556 | 92.2659 | 0 | 0 | 0 | 0 | 109.0913 | 105.8307 | 211.1483 | 304.8824 | 141.5984 | 151.5027 | 151.5027 | 151.5027 | 0.84468 | 4.0862 | 2.9881 | 59.1336 | 0 | 0 | 0 | 0 | 117.4926 | 356.7703 | 366.3196 | 344.1414 | 0.4122 | 0.4033 | 0.397 | 0.38296 | 48.4307 | 143.8838 | 145.4272 | 131.7939
2 | 9 | 21 | 779.817 | 790.7207 | 800.3481 | 930.4131 | 378.8299 | 100.3275 | 0 | 0 | 49.432 | 92.8759 | 90.4282 | 106.7878 | 0 | 0 | 0 | 0 | 94.1551 | 89.385 | 185.9692 | 285.2489 | 141.5984 | 151.5027 | 151.5027 | 151.5027 | 0.73702 | 0 | 6.1075 | 16 | 0 | 0 | 0 | 0 | 115.0646 | 356.6296 | 366.3406 | 370.8736 | 0.40612 | 0.40218 | 0.39602 | 0.38156 | 46.73 | 143.4278 | 145.0772 | 141.5116
2 | 9 | 22 | 741.4513 | 752.2508 | 761.9609 | 886.3874 | 378.8299 | 100.3275 | 0 | 0 | 45.3975 | 97.3473 | 91.7948 | 107.1413 | 0 | 0 | 0 | 0 | 73.838 | 66.8603 | 166.7788 | 268.4456 | 141.5984 | 151.5027 | 151.5027 | 151.5027 | 0.8842 | 0 | 1.4536 | 16 | 0 | 0 | 0 | 0 | 100.9034 | 336.213 | 350.431 | 343.2978 | 0.41109 | 0.39872 | 0.39241 | 0.37595 | 41.4807 | 134.0544 | 137.5131 | 129.0623
2 | 9 | 23 | 686.8039 | 697.771 | 707.9652 | 824.8028 | 378.8299 | 100.3275 | 0 | 0 | 44.0118 | 81.0154 | 89.4299 | 103.4259 | 0 | 0 | 0 | 0 | 74.7904 | 64.7064 | 164.3814 | 273.7342 | 0 | 0 | 0 | 0 | 0 | 13.0833 | 6.6506 | 6.1929 | 0 | 0 | 0 | 0 | 189.1717 | 438.6384 | 447.5033 | 441.4498 | 0.41371 | 0.39663 | 0.38604 | 0.36606 | 78.2624 | 173.9754 | 172.7526 | 161.596
2 | 9 | 24 | 627.0921 | 635.5707 | 643.1394 | 747.7844 | 378.8299 | 100.3275 | 0 | 0 | 40.3699 | 80.7056 | 103.3574 | 95.0805 | 0 | 0 | 0 | 0 | 80.3277 | 68.9683 | 169.227 | 285.434 | 0 | 0 | 0 | 0 | 0 | 0.82389 | 11.9586 | 2.9247 | 0 | 0 | 0 | 0 | 127.5646 | 384.7454 | 358.5963 | 364.3451 | 0.40639 | 0.39199 | 0.37547 | 0.36382 | 51.8408 | 150.8153 | 134.6416 | 132.5567
2 | 10 | 1 | 580.8127 | 586.1525 | 590.3262 | 683.9496 | 378.8299 | 100.3275 | 0 | 0 | 27.2593 | 88.5372 | 92.9187 | 67.136 | 0 | 0 | 0 | 0 | 81.4273 | 69.8095 | 163.8856 | 283.0483 | 0 | 0 | 0 | 0 | -0.4 | 2.6167 | 6.6506 | -2.4332 | 0 | 0 | 0 | 0 | 93.6962 | 324.8617 | 326.8714 | 336.1984 | 0.40941 | 0.38749 | 0.36569 | 0.36737 | 38.3598 | 125.8802 | 119.532 | 123.5085
2 | 10 | 2 | 553.0176 | 555.6121 | 556.7783 | 642.6593 | 378.8299 | 100.3275 | 0 | 0 | 22.8211 | 70.3433 | 73.6297 | 64.6181 | 0 | 0 | 0 | 0 | 80.3078 | 68.7604 | 163.1304 | 283.1527 | 0 | 0 | 0 | 0 | -0.4 | 0 | 0 | -4.0543 | 0 | 0 | 0 | 0 | 71.4589 | 316.1809 | 320.0183 | 298.9428 | 0.40877 | 0.38552 | 0.36832 | 0.36522 | 29.2103 | 121.8955 | 117.8691 | 109.1787
2 | 10 | 3 | 537.4848 | 537.6156 | 536.0706 | 616.4562 | 378.8299 | 100.3275 | 0 | 0 | 20.9764 | 69.0149 | 63.5425 | 57.4909 | 0 | 0 | 0 | 0 | 84.2475 | 72.361 | 174.61 | 301.7104 | 0 | 0 | 0 | 0 | -0.4 | 0.67694 | -2.7955 | -6.115 | 0 | 0 | 0 | 0 | 53.831 | 295.2353 | 300.7136 | 263.3699 | 0.40833 | 0.3849 | 0.36884 | 0.36626 | 21.981 | 113.6356 | 110.9156 | 96.4629
2 | 10 | 4 | 528.695 | 526.7341 | 522.8355 | 599.1057 | 378.8299 | 100.3275 | 0 | 0 | 21.6369 | 76.4682 | 61.6967 | 47.1114 | 0 | 0 | 0 | 0 | 98.2277 | 85.1421 | 201.3075 | 333.6265 | 0 | 0 | 0 | 0 | -0.4 | 11.4623 | 1.485 | -10.9549 | 0 | 0 | 0 | 0 | 30.4005 | 253.3341 | 258.3463 | 229.3226 | 0.40772 | 0.37892 | 0.36678 | 0.36631 | 12.3948 | 95.9935 | 94.7574 | 84.0023
2 | 10 | 5 | 534.4679 | 530.2166 | 523.6335 | 597.5288 | 378.8299 | 100.3275 | 0 | 0 | 23.8931 | 93.2154 | 88.9127 | 52.8044 | 0 | 0 | 0 | 0 | 106.4714 | 92.6787 | 221.7776 | 353.0188 | 0 | 0 | 0 | 0 | -0.4 | 0.70029 | 0 | -9.6948 | 0 | 0 | 0 | 0 | 25.6734 | 243.2947 | 212.9432 | 201.4004 | 0.409 | 0.38297 | 0.36528 | 0.36514 | 10.5005 | 93.1756 | 77.7834 | 73.5403
2 | 10 | 6 | 554.6353 | 547.7388 | 537.9375 | 610.8924 | 378.8299 | 100.3275 | 0 | 0 | 36.1785 | 75.7208 | 75.7396 | 82.0222 | 0 | 0 | 0 | 0 | 95.1405 | 82.4418 | 224.1318 | 353.2314 | 0 | 0 | 0 | 0 | 0 | 10.0463 | 13.4334 | 0 | 0 | 0 | 0 | 0 | 44.4863 | 279.2024 | 224.6328 | 175.6388 | 0.4104 | 0.38709 | 0.36491 | 0.36382 | 18.2572 | 108.0776 | 81.9715 | 63.9013
2 | 10 | 7 | 589.7486 | 581.2848 | 569.536 | 645.4832 | 378.8299 | 100.3275 | 0 | 0 | 41.448 | 83.227 | 76.9718 | 81.5059 | 0 | 0 | 0 | 0 | 91.1836 | 81.1596 | 232.5531 | 360.9137 | 0 | 0 | 0 | 0 | 0 | 6.5376 | 12.9983 | 16.4619 | 0 | 0 | 0 | 0 | 78.2871 | 310.0331 | 247.0128 | 186.6017 | 0.40901 | 0.39641 | 0.37719 | 0.36382 | 32.02 | 122.9002 | 93.1699 | 67.8899
2 | 10 | 8 | 623.2831 | 614.3448 | 601.8932 | 682.0492 | 378.8299 | 100.3275 | 0 | 0 | 40.9222 | 74.2547 | 60.4843 | 72.0386 | 0 | 0 | 0 | 0 | 90.4749 | 96.8565 | 258.4443 | 376.8142 | 0 | 0 | 0 | 0 | 0.55414 | -2.7667 | -1.318 | 0 | 0 | 0 | 0 | 0 | 112.5019 | 345.6729 | 284.2826 | 233.1964 | 0.4026 | 0.40314 | 0.38075 | 0.37732 | 45.2937 | 139.356 | 108.2407 | 87.9888
2 | 10 | 9 | 664.4396 | 656.8493 | 645.8428 | 734.0622 | 378.8299 | 100.3275 | 0 | 0 | 31.7477 | 56.2613 | 50.1976 | 55.3089 | 0 | 0 | 0 | 0 | 115.6203 | 178.5915 | 339.4685 | 458.1688 | 0 | 0 | 0 | 0 | -0.21309 | -2.3333 | -3.674 | 42.3227 | 0 | 0 | 0 | 0 | 138.4548 | 324.0024 | 259.8507 | 178.2618 | 0.40979 | 0.40905 | 0.39309 | 0.38587 | 56.7371 | 132.5324 | 102.1435 | 68.785
2 | 10 | 10 | 691.6198 | 684.6009 | 674.224 | 767.4483 | 378.8299 | 100.3275 | 0 | 0 | 25.4067 | 42.6707 | 55.3089 | 55.3089 | 0 | 0 | 0 | 0 | 134.9956 | 236.9262 | 406.9532 | 533.715 | 0 | 0 | 0 | 0 | -0.4 | -5.5008 | -3.1792 | -57.8524 | 0 | 0 | 0 | 0 | 152.7876 | 310.1774 | 215.1411 | 236.2768 | 0.4056 | 0 | 0 | 0 | 61.9714 | 0 | 0 | 0
2 | 10 | 11 | 702.7322 | 696.3182 | 686.612 | 782.3532 | 378.8299 | 100.3275 | 0 | 0 | 23.7623 | 45.7145 | 49.9981 | 51.476 | 0 | 0 | 0 | 0 | 169.5417 | 300.4358 | 490.1861 | 624.7377 | 0 | 0 | 0 | 0 | -0.4 | -13.3833 | -23.306 | -48.6817 | 0 | 0 | 0 | 0 | 130.9983 | 263.2237 | 169.7338 | 154.8212 | 0.40256 | 0 | 0 | 0 | 52.7346 | 0 | 0 | 0
2 | 10 | 12 | 698.4973 | 692.7283 | 683.7342 | 779.6064 | 378.8299 | 100.3275 | 0 | 0 | 24.0867 | 39.1106 | 45.6813 | 39.1106 | 0 | 0 | 0 | 0 | 193.312 | 324.4175 | 534.8984 | 671.9069 | 0 | 0 | 0 | 0 | -0.4 | -10.4088 | -23.5339 | -52.6418 | 0 | 0 | 0 | 0 | 102.6687 | 239.2816 | 126.6884 | 121.2307 | 0.3965 | 0 | 0 | 0 | 40.7083 | 0 | 0 | 0
2 | 10 | 13 | 691.6913 | 687.4598 | 680.1683 | 776.89 | 378.8299 | 100.3275 | 0 | 0 | 24.1033 | 39.1106 | 46.1565 | 39.1106 | 0 | 0 | 0 | 0 | 243.6027 | 445.1533 | 678.3844 | 817.6417 | 0 | 0 | 0 | 0 | -0.4 | -10.4266 | -23.5556 | -49.1109 | 0 | 0 | 0 | 0 | 45.5553 | 113.295 | -20.8171 | -30.7514 | 0.39531 | 0 | 0 | 0 | 18.0085 | 0 | 0 | 0
2 | 10 | 14 | 675.9676 | 672.3118 | 665.6193 | 760.4658 | 378.8299 | 100.3275 | 0 | 0 | 26.3111 | 39.1106 | 39.1106 | 39.2288 | 0 | 0 | 0 | 0 | 241.0009 | 415.8397 | 654.2079 | 786.2465 | 0 | 0 | 0 | 0 | -0.4 | -10.4372 | -23.6175 | -48 | 0 | 0 | 0 | 0 | 30.2256 | 127.4713 | -4.0817 | -17.0095 | 0.39361 | 0 | 0 | 0 | 11.8972 | 0 | 0 | 0
2 | 10 | 15 | 664.9366 | 662.1709 | 656.474 | 750.7189 | 378.8299 | 100.3275 | 0 | 0 | 28.3403 | 39.1106 | 50.1122 | 40.5212 | 0 | 0 | 0 | 0 | 227.2767 | 418.3535 | 649.9714 | 774.362 | 0 | 0 | 0 | 0 | -0.4 | -10.4798 | -20.2901 | -38.051 | 0 | 0 | 0 | 0 | 30.8897 | 114.8591 | -23.3195 | -26.1133 | 0.39648 | 0 | 0 | 0 | 12.2472 | 0 | 0 | 0
2 | 10 | 16 | 662.0937 | 662.3193 | 659.9949 | 757.707 | 378.8299 | 100.3275 | 0 | 0 | 34.3028 | 57.0651 | 50.1138 | 59.7787 | 0 | 0 | 0 | 0 | 239.4042 | 416.2867 | 628.846 | 749.8711 | 0 | 0 | 0 | 0 | -0.23536 | -0.63723 | -1.4521 | 6.598 | 0 | 0 | 0 | 0 | 9.7921 | 89.2773 | -17.5127 | -58.5409 | 0.40398 | 0 | 0.39996 | 0 | 3.9558 | 0 | -7.0044 | 0
2 | 10 | 17 | 681.4543 | 684.8606 | 686.1111 | 791.0194 | 378.8299 | 100.3275 | 0 | 0 | 43.4772 | 57.2907 | 52.7968 | 74.2075 | 0 | 0 | 0 | 0 | 225.8057 | 354.8594 | 575.2532 | 677.7444 | 141.5984 | 151.5027 | 151.5027 | 151.5027 | -0.19622 | -1.3445 | -1.2 | 4.7137 | 0 | 0 | 0 | 0 | -108.0607 | 22.2248 | -92.2416 | -117.1489 | 0.4024 | 0.40819 | 0.40418 | 0.39462 | -43.4837 | 9.0719 | -37.282 | -46.2291
2 | 10 | 18 | 738.3687 | 744.8325 | 749.3263 | 866.6628 | 378.8299 | 100.3275 | 0 | 0 | 45.3453 | 78.1373 | 75.7039 | 84.8831 | 0 | 0 | 0 | 0 | 202.0556 | 230.2657 | 428.6361 | 514.6101 | 141.5984 | 151.5027 | 151.5027 | 151.5027 | 0.065502 | 0.57148 | 0.90325 | 22.4519 | 0 | 0 | 0 | 0 | -29.526 | 184.0277 | 92.5803 | 93.215 | 0.40342 | 0.39939 | 0.39298 | 0.37664 | -11.9112 | 73.4987 | 36.3824 | 35.1084
2 | 10 | 19 | 818.6847 | 829.4519 | 838.8323 | 974.6104 | 378.8299 | 100.3275 | 0 | 0 | 47.964 | 87.6556 | 84.2781 | 87.6556 | 0 | 0 | 0 | 0 | 204.1677 | 225.9989 | 402.9389 | 485.266 | 141.5984 | 151.5027 | 151.5027 | 151.5027 | 1.0726 | -0.28457 | 26.0951 | 44.1848 | 0 | 0 | 0 | 0 | 45.0521 | 264.2517 | 174.0175 | 206.0013 | 0.41293 | 0.40451 | 0.39736 | 0.38359 | 18.6033 | 106.8922 | 69.1473 | 79.0201
2 | 10 | 20 | 818.8214 | 829.8295 | 839.4377 | 975.4307 | 378.8299 | 100.3275 | 0 | 0 | 52.1923 | 92.0575 | 87.6556 | 92.2659 | 0 | 0 | 0 | 0 | 173.212 | 195.9159 | 361.5951 | 447.1488 | 141.5984 | 151.5027 | 151.5027 | 151.5027 | 0.84468 | 4.0862 | 2.9881 | 59.1336 | 0 | 0 | 0 | 0 | 72.1441 | 285.9397 | 235.6962 | 225.3797 | 0.4122 | 0.4033 | 0.397 | 0.38296 | 29.7379 | 115.3182 | 93.5703 | 86.3124
2 | 10 | 21 | 797.5906 | 808.9511 | 819.1169 | 952.6673 | 378.8299 | 100.3275 | 0 | 0 | 49.432 | 92.8759 | 90.4282 | 106.7878 | 0 | 0 | 0 | 0 | 154.0596 | 175.903 | 344.4065 | 438.0259 | 141.5984 | 151.5027 | 151.5027 | 151.5027 | 0.73702 | 0 | 6.1075 | 16 | 0 | 0 | 0 | 0 | 72.9337 | 288.3419 | 226.672 | 240.3509 | 0.40612 | 0.40218 | 0.39602 | 0.38156 | 29.6198 | 115.9642 | 89.766 | 91.709
2 | 10 | 22 | 751.8082 | 762.8621 | 772.8714 | 899.3119 | 378.8299 | 100.3275 | 0 | 0 | 45.3975 | 97.3473 | 91.7948 | 107.1413 | 0 | 0 | 0 | 0 | 162.8283 | 189.8377 | 374.3382 | 454.9816 | 141.5984 | 151.5027 | 151.5027 | 151.5027 | 0.8842 | 0 | 1.4536 | 16 | 0 | 0 | 0 | 0 | 22.2699 | 223.8469 | 153.782 | 169.6864 | 0.41109 | 0.39872 | 0.39241 | 0.37595 | 9.155 | 89.2519 | 60.3458 | 63.7933
2 | 10 | 23 | 683.1801 | 694.0186 | 704.0589 | 820.1345 | 378.8299 | 100.3275 | 0 | 0 | 44.0118 | 81.0154 | 89.4299 | 103.4259 | 0 | 0 | 0 | 0 | 195.3413 | 223.8679 | 408.3347 | 472.2269 | 0 | 0 | 0 | 0 | 0 | 13.0833 | 6.6506 | 6.1929 | 0 | 0 | 0 | 0 | 64.997 | 275.7245 | 199.6437 | 238.2888 | 0.41371 | 0.39663 | 0.38604 | 0.36606 | 26.89 | 109.3595 | 77.0698 | 87.2274
2 | 10 | 24 | 615.5294 | 623.6643 | 630.8247 | 733.1348 | 378.8299 | 100.3275 | 0 | 0 | 40.3699 | 80.7056 | 103.3574 | 95.0805 | 0 | 0 | 0 | 0 | 206.7413 | 234.9606 | 425.0448 | 488.4049 | 0 | 0 | 0 | 0 | 0 | 0.82389 | 11.9586 | 2.9247 | 0 | 0 | 0 | 0 | -10.4117 | 206.8468 | 90.4639 | 146.7246 | 0.40639 | 0.39199 | 0.37547 | 0.36382 | -4.2312 | 81.0813 | 33.9663 | 53.3816
2 | 11 | 1 | 569.6664 | 574.6824 | 578.4719 | 669.8554 | 378.8299 | 100.3275 | 0 | 0 | 27.2593 | 88.5372 | 92.9187 | 67.136 | 0 | 0 | 0 | 0 | 178.1485 | 205.9148 | 387.4022 | 455.0834 | 0 | 0 | 0 | 0 | -0.4 | 2.6167 | 6.6506 | -2.4332 | 0 | 0 | 0 | 0 | -14.1714 | 177.2863 | 91.5005 | 150.0692 | 0.40941 | 0.38749 | 0.36569 | 0.36737 | -5.8019 | 68.6964 | 33.4604 | 55.1306
2 | 11 | 2 | 547.4874 | 549.9159 | 550.8849 | 635.6468 | 378.8299 | 100.3275 | 0 | 0 | 22.8211 | 70.3433 | 73.6297 | 64.6181 | 0 | 0 | 0 | 0 | 160.7318 | 186.9957 | 369.207 | 447.49 | 0 | 0 | 0 | 0 | -0.4 | 0 | 0 | -4.0543 | 0 | 0 | 0 | 0 | -14.4954 | 192.2494 | 108.0482 | 127.593 | 0.40877 | 0.38552 | 0.36832 | 0.36522 | -5.9253 | 74.1169 | 39.7963 | 46.599
2 | 11 | 3 | 538.5736 | 538.7204 | 537.1935 | 617.7753 | 378.8299 | 100.3275 | 0 | 0 | 20.9764 | 69.0149 | 63.5425 | 57.4909 | 0 | 0 | 0 | 0 | 142.1814 | 164.9425 | 347.1876 | 433.3489 | 0 | 0 | 0 | 0 | -0.4 | 0.67694 | -2.7955 | -6.115 | 0 | 0 | 0 | 0 | -3.0141 | 203.7586 | 129.2589 | 133.0505 | 0.40833 | 0.3849 | 0.36884 | 0.36626 | -1.2308 | 78.4264 | 47.676 | 48.7316
2 | 11 | 4 | 537.5937 | 535.8669 | 532.2446 | 610.2676 | 378.8299 | 100.3275 | 0 | 0 | 21.6369 | 76.4682 | 61.6967 | 47.1114 | 0 | 0 | 0 | 0 | 167.8594 | 187.2877 | 358.0205 | 447.4309 | 0 | 0 | 0 | 0 | -0.4 | 11.4623 | 1.485 | -10.9549 | 0 | 0 | 0 | 0 | -30.3324 | 160.3213 | 111.0424 | 126.6801 | 0.40772 | 0.37892 | 0.36678 | 0.36631 | -12.367 | 60.749 | 40.7286 | 46.4037
2 | 11 | 5 | 556.8205 | 553.176 | 547.3103 | 625.6359 | 378.8299 | 100.3275 | 0 | 0 | 23.8931 | 93.2154 | 88.9127 | 52.8044 | 0 | 0 | 0 | 0 | 166.3681 | 179.6846 | 342.5645 | 425.4562 | 0 | 0 | 0 | 0 | -0.4 | 0.70029 | 0 | -9.6948 | 0 | 0 | 0 | 0 | -11.8706 | 179.2482 | 115.8331 | 157.07 | 0.409 | 0.38297 | 0.36528 | 0.36514 | -4.8551 | 68.6475 | 42.3112 | 57.3533
2 | 11 | 6 | 610.7947 | 605.4457 | 597.4755 | 681.5945 | 378.8299 | 100.3275 | 0 | 0 | 36.1785 | 75.7208 | 75.7396 | 82.0222 | 0 | 0 | 0 | 0 | 179.4744 | 188.1277 | 345.4015 | 417.2565 | 0 | 0 | 0 | 0 | 0 | 10.0463 | 13.4334 | 0 | 0 | 0 | 0 | 0 | 16.3118 | 231.2235 | 162.901 | 182.3157 | 0.4104 | 0.38709 | 0.36491 | 0.36382 | 6.6944 | 89.5053 | 59.4448 | 66.3305
2 | 11 | 7 | 704.8252 | 699.5511 | 691.5776 | 790.4283 | 378.8299 | 100.3275 | 0 | 0 | 41.448 | 83.227 | 76.9718 | 81.5059 | 0 | 0 | 0 | 0 | 192.6259 | 202.7065 | 363.8246 | 446.919 | 0 | 0 | 0 | 0 | 0 | 6.5376 | 12.9983 | 16.4619 | 0 | 0 | 0 | 0 | 91.9214 | 306.7526 | 237.7829 | 245.5415 | 0.40901 | 0.39641 | 0.37719 | 0.36382 | 37.5966 | 121.5997 | 89.6885 | 89.3335
2 | 11 | 8 | 766.4838 | 761.5142 | 753.7596 | 862.4156 | 378.8299 | 100.3275 | 0 | 0 | 40.9222 | 74.2547 | 60.4843 | 72.0386 | 0 | 0 | 0 | 0 | 215.0336 | 304.9138 | 470.2896 | 558.7408 | 0 | 0 | 0 | 0 | 0.55414 | -2.7667 | -1.318 | 0 | 0 | 0 | 0 | 0 | 131.144 | 284.7849 | 224.3037 | 231.6362 | 0.4026 | 0.40314 | 0.38075 | 0.37732 | 52.799 | 114.8093 | 85.4037 | 87.4001
2 | 11 | 9 | 789.0533 | 784.9124 | 777.9882 | 891.0024 | 378.8299 | 100.3275 | 0 | 0 | 31.7477 | 56.2613 | 50.1976 | 55.3089 | 0 | 0 | 0 | 0 | 289.9888 | 488.7211 | 637.0378 | 742.9626 | 0 | 0 | 0 | 0 | -0.21309 | -2.3333 | -3.674 | 42.3227 | 0 | 0 | 0 | 0 | 88.6999 | 141.9359 | 94.4267 | 50.4081 | 0.40979 | 0.40905 | 0.39309 | 0.38587 | 36.3481 | 58.0586 | 37.1177 | 19.4508
2 | 11 | 10 | 809.7283 | 805.9762 | 799.4654 | 916.1865 | 378.8299 | 100.3275 | 0 | 0 | 25.4067 | 42.6707 | 55.3089 | 55.3089 | 0 | 0 | 0 | 0 | 351.5715 | 626.0079 | 780.9434 | 912.9494 | 0 | 0 | 0 | 0 | -0.4 | -5.5008 | -3.1792 | -57.8524 | 0 | 0 | 0 | 0 | 54.3201 | 42.471 | -33.6078 | 5.7806 | 0.4056 | 0 | 0 | 0 | 22.0325 | 0 | 0 | 0
2 | 11 | 11 | 818.8598 | 815.6575 | 809.7524 | 928.5961 | 378.8299 | 100.3275 | 0 | 0 | 23.7623 | 45.7145 | 49.9981 | 51.476 | 0 | 0 | 0 | 0 | 438.1944 | 758.4272 | 945.6475 | 1092.4854 | 0 | 0 | 0 | 0 | -0.4 | -13.3833 | -23.306 | -48.6817 | 0 | 0 | 0 | 0 | -21.5268 | -75.4283 | -162.5872 | -166.6836 | 0.40256 | 0 | 0 | 0 | -8.6658 | 0 | 0 | 0
2 | 11 | 12 | 808.4604 | 805.7332 | 800.3389 | 918.088 | 378.8299 | 100.3275 | 0 | 0 | 24.0867 | 39.1106 | 45.6813 | 39.1106 | 0 | 0 | 0 | 0 | 466.0191 | 808.961 | 999.3709 | 1146.1606 | 0 | 0 | 0 | 0 | -0.4 | -10.4088 | -23.5339 | -52.6418 | 0 | 0 | 0 | 0 | -60.0753 | -132.2571 | -221.1794 | -214.5414 | 0.3965 | 0 | 0 | 0 | -23.82 | 0 | 0 | 0
2 | 11 | 13 | 796.1284 | 794.7875 | 790.917 | 908.4186 | 378.8299 | 100.3275 | 0 | 0 | 24.1033 | 39.1106 | 46.1565 | 39.1106 | 0 | 0 | 0 | 0 | 521.4132 | 862.9054 | 1051.2875 | 1195.1281 | 0 | 0 | 0 | 0 | -0.4 | -10.4266 | -23.5556 | -49.1109 | 0 | 0 | 0 | 0 | -127.8181 | -197.1293 | -282.9714 | -276.7091 | 0.39531 | 0 | 0 | 0 | -50.5278 | 0 | 0 | 0
2 | 11 | 14 | 779.9312 | 779.1553 | 775.8713 | 891.4069 | 378.8299 | 100.3275 | 0 | 0 | 26.3111 | 39.1106 | 39.1106 | 39.2288 | 0 | 0 | 0 | 0 | 506.4033 | 842.0175 | 1024.0869 | 1171.6073 | 0 | 0 | 0 | 0 | -0.4 | -10.4372 | -23.6175 | -48 | 0 | 0 | 0 | 0 | -131.2131 | -191.863 | -263.7087 | -271.4291 | 0.39361 | 0 | 0 | 0 | -51.6471 | 0 | 0 | 0
2 | 11 | 15 | 762.9886 | 762.9405 | 760.46 | 874.2196 | 378.8299 | 100.3275 | 0 | 0 | 28.3403 | 39.1106 | 50.1122 | 40.5212 | 0 | 0 | 0 | 0 | 488.9687 | 834.4569 | 1001.9586 | 1139.8307 | 0 | 0 | 0 | 0 | -0.4 | -10.4798 | -20.2901 | -38.051 | 0 | 0 | 0 | 0 | -132.7503 | -200.4747 | -271.3207 | -268.0813 | 0.39648 | 0 | 0 | 0 | -52.6333 | 0 | 0 | 0
2 | 11 | 16 | 752.5132 | 755.242 | 755.8802 | 871.5839 | 378.8299 | 100.3275 | 0 | 0 | 34.3028 | 57.0651 | 50.1138 | 59.7787 | 0 | 0 | 0 | 0 | 471.4211 | 784.1191 | 922.1587 | 1032.9205 | 0 | 0 | 0 | 0 | -0.23536 | -0.63723 | -1.4521 | 6.598 | 0 | 0 | 0 | 0 | -131.8053 | -185.6324 | -214.9402 | -227.7133 | 0.40398 | 0 | 0.39996 | 0 | -53.247 | 0 | -85.9681 | 0
2 | 11 | 17 | 759.7732 | 765.34 | 769.1472 | 889.6282 | 378.8299 | 100.3275 | 0 | 0 | 43.4772 | 57.2907 | 52.7968 | 74.2075 | 0 | 0 | 0 | 0 | 418.1208 | 639.9841 | 754.2743 | 852.2421 | 141.5984 | 151.5027 | 151.5027 | 151.5027 | -0.19622 | -1.3445 | -1.2 | 4.7137 | 0 | 0 | 0 | 0 | -222.0568 | -182.4205 | -188.2266 | -193.0377 | 0.4024 | 0.40819 | 0.40418 | 0.39462 | -89.3559 | -74.462 | -76.0771 | -76.1762
2 | 11 | 18 | 814.9515 | 823.5311 | 830.5286 | 963.0972 | 378.8299 | 100.3275 | 0 | 0 | 45.3453 | 78.1373 | 75.7039 | 84.8831 | 0 | 0 | 0 | 0 | 373.772 | 444.4828 | 548.0537 | 633.4911 | 141.5984 | 151.5027 | 151.5027 | 151.5027 | 0.065502 | 0.57148 | 0.90325 | 22.4519 | 0 | 0 | 0 | 0 | -124.6595 | 48.5092 | 54.365 | 70.7684 | 0.40342 | 0.39939 | 0.39298 | 0.37664 | -50.2896 | 19.3741 | 21.3645 | 26.6541
2 | 11 | 19 | 888.0663 | 900.783 | 912.4725 | 1062.0978 | 378.8299 | 100.3275 | 0 | 0 | 47.964 | 87.6556 | 84.2781 | 87.6556 | 0 | 0 | 0 | 0 | 409.7039 | 464.3861 | 550.9428 | 625.35 | 141.5984 | 151.5027 | 151.5027 | 151.5027 | 1.0726 | -0.28457 | 26.0951 | 44.1848 | 0 | 0 | 0 | 0 | -91.1024 | 97.1956 | 99.6538 | 153.4047 | 0.41293 | 0.40451 | 0.39736 | 0.38359 | -37.6187 | 39.3165 | 39.5983 | 58.8446
2 | 11 | 20 | 882.9467 | 895.7609 | 907.5085 | 1056.3057 | 378.8299 | 100.3275 | 0 | 0 | 52.1923 | 92.0575 | 87.6556 | 92.2659 | 0 | 0 | 0 | 0 | 402.1656 | 452.9136 | 547.155 | 613.8491 | 141.5984 | 151.5027 | 151.5027 | 151.5027 | 0.84468 | 4.0862 | 2.9881 | 59.1336 | 0 | 0 | 0 | 0 | -92.6842 | 94.8734 | 118.2071 | 139.5544 | 0.4122 | 0.4033 | 0.397 | 0.38296 | -38.2046 | 38.262 | 46.9277 | 53.4443
2 | 11 | 21 | 853.3321 | 866.2659 | 878.2955 | 1022.981 | 378.8299 | 100.3275 | 0 | 0 | 49.432 | 92.8759 | 90.4282 | 106.7878 | 0 | 0 | 0 | 0 | 340.6127 | 386.6056 | 478.727 | 539.9482 | 141.5984 | 151.5027 | 151.5027 | 151.5027 | 0.73702 | 0 | 6.1075 | 16 | 0 | 0 | 0 | 0 | -57.8778 | 134.9542 | 151.5301 | 208.7423 | 0.40612 | 0.40218 | 0.39602 | 0.38156 | -23.5053 | 54.2753 | 60.0085 | 79.6483
2 | 11 | 22 | 789.0969 | 801.2012 | 812.4547 | 946.341 | 378.8299 | 100.3275 | 0 | 0 | 45.3975 | 97.3473 | 91.7948 | 107.1413 | 0 | 0 | 0 | 0 | 299.9029 | 346.8219 | 429.5727 | 487.9191 | 141.5984 | 151.5027 | 151.5027 | 151.5027 | 0.8842 | 0 | 1.4536 | 16 | 0 | 0 | 0 | 0 | -77.516 | 105.2017 | 138.1308 | 183.7779 | 0.41109 | 0.39872 | 0.39241 | 0.37595 | -31.8663 | 41.9459 | 54.2041 | 69.091
2 | 11 | 23 | 710.6499 | 722.255 | 733.2029 | 854.7533 | 378.8299 | 100.3275 | 0 | 0 | 44.0118 | 81.0154 | 89.4299 | 103.4259 | 0 | 0 | 0 | 0 | 271.3309 | 320.726 | 410.1194 | 468.6968 | 0 | 0 | 0 | 0 | 0 | 13.0833 | 6.6506 | 6.1929 | 0 | 0 | 0 | 0 | 16.4772 | 207.1028 | 227.003 | 276.4377 | 0.41371 | 0.39663 | 0.38604 | 0.36606 | 6.8168 | 82.1424 | 87.6315 | 101.192
2 | 11 | 24 | 632.9399 | 641.5558 | 649.2852 | 755.058 | 378.8299 | 100.3275 | 0 | 0 | 40.3699 | 80.7056 | 103.3574 | 95.0805 | 0 | 0 | 0 | 0 | 235.7153 | 281.3767 | 381.4893 | 444.3453 | 0 | 0 | 0 | 0 | 0 | 0.82389 | 11.9586 | 2.9247 | 0 | 0 | 0 | 0 | -21.9751 | 178.3221 | 152.4799 | 212.7076 | 0.40639 | 0.39199 | 0.37547 | 0.36382 | -8.9304 | 69.9 | 57.2514 | 77.3876
2 | 12 | 1 | 586.0738 | 591.5422 | 595.8671 | 690.5126 | 378.8299 | 100.3275 | 0 | 0 | 27.2593 | 88.5372 | 92.9187 | 67.136 | 0 | 0 | 0 | 0 | 213.018 | 252.7956 | 366.4821 | 430.7512 | 0 | 0 | 0 | 0 | -0.4 | 2.6167 | 6.6506 | -2.4332 | 0 | 0 | 0 | 0 | -32.6334 | 147.2653 | 129.8158 | 195.0587 | 0.40941 | 0.38749 | 0.36569 | 0.36737 | -13.3603 | 57.0636 | 47.4717 | 71.6583
2 | 12 | 2 | 561.7221 | 564.5464 | 565.9839 | 653.5806 | 378.8299 | 100.3275 | 0 | 0 | 22.8211 | 70.3433 | 73.6297 | 64.6181 | 0 | 0 | 0 | 0 | 190.1215 | 224.4016 | 335.5179 | 407.0058 | 0 | 0 | 0 | 0 | -0.4 | 0 | 0 | -4.0543 | 0 | 0 | 0 | 0 | -29.6503 | 169.474 | 156.8363 | 186.011 | 0.40877 | 0.38552 | 0.36832 | 0.36522 | -12.1202 | 65.3364 | 57.7659 | 67.9342
2 | 12 | 3 | 549.3282 | 549.7793 | 548.6128 | 631.3439 | 378.8299 | 100.3275 | 0 | 0 | 20.9764 | 69.0149 | 63.5425 | 57.4909 | 0 | 0 | 0 | 0 | 180.611 | 209.2859 | 318.7275 | 395.5904 | 0 | 0 | 0 | 0 | -0.4 | 0.67694 | -2.7955 | -6.115 | 0 | 0 | 0 | 0 | -30.6891 | 170.4741 | 169.1383 | 184.3776 | 0.40833 | 0.3849 | 0.36884 | 0.36626 | -12.5313 | 65.6152 | 62.3852 | 67.5309
2 | 12 | 4 | 547.6896 | 546.2562 | 542.9821 | 623.0341 | 378.8299 | 100.3275 | 0 | 0 | 21.6369 | 76.4682 | 61.6967 | 47.1114 | 0 | 0 | 0 | 0 | 192.3649 | 217.7624 | 320.9651 | 398.3458 | 0 | 0 | 0 | 0 | -0.4 | 11.4623 | 1.485 | -10.9549 | 0 | 0 | 0 | 0 | -44.7421 | 140.2359 | 158.8352 | 188.5317 | 0.40772 | 0.37892 | 0.36678 | 0.36631 | -18.2421 | 53.1383 | 58.2583 | 69.0604
2 | 12 | 5 | 567.6719 | 564.3584 | 558.8862 | 639.4153 | 378.8299 | 100.3275 | 0 | 0 | 23.8931 | 93.2154 | 88.9127 | 52.8044 | 0 | 0 | 0 | 0 | 183.6908 | 205.4965 | 304.1314 | 392.8205 | 0 | 0 | 0 | 0 | -0.4 | 0.70029 | 0 | -9.6948 | 0 | 0 | 0 | 0 | -18.3419 | 164.6187 | 165.8421 | 203.4852 | 0.409 | 0.38297 | 0.36528 | 0.36514 | -7.5019 | 63.0447 | 60.5784 | 74.3015
2 | 12 | 6 | 627.3941 | 622.5641 | 615.2116 | 702.7195 | 378.8299 | 100.3275 | 0 | 0 | 36.1785 | 75.7208 | 75.7396 | 82.0222 | 0 | 0 | 0 | 0 | 172.9051 | 190.9107 | 282.3152 | 389.7344 | 0 | 0 | 0 | 0 | 0 | 10.0463 | 13.4334 | 0 | 0 | 0 | 0 | 0 | 39.4805 | 245.5588 | 243.7235 | 230.9629 | 0.4104 | 0.38709 | 0.36491 | 0.36382 | 16.2028 | 95.0544 | 88.938 | 84.0294
2 | 12 | 7 | 737.1168 | 732.8413 | 726.0559 | 831.4833 | 378.8299 | 100.3275 | 0 | 0 | 41.448 | 83.227 | 76.9718 | 81.5059 | 0 | 0 | 0 | 0 | 163.1497 | 182.9007 | 266.4977 | 382.2106 | 0 | 0 | 0 | 0 | 0 | 6.5376 | 12.9983 | 16.4619 | 0 | 0 | 0 | 0 | 153.6892 | 359.8485 | 369.5881 | 351.305 | 0.40901 | 0.39641 | 0.37719 | 0.36382 | 62.8601 | 142.6475 | 139.4036 | 127.8126
2 | 12 | 8 | 801.5552 | 797.6854 | 791.2403 | 907.0613 | 378.8299 | 100.3275 | 0 | 0 | 40.9222 | 74.2547 | 60.4843 | 72.0386 | 0 | 0 | 0 | 0 | 194.829 | 328.6845 | 419.5821 | 549.6006 | 0 | 0 | 0 | 0 | 0.55414 | -2.7667 | -1.318 | 0 | 0 | 0 | 0 | 0 | 186.4199 | 297.1854 | 312.4919 | 285.4222 | 0.4026 | 0.40314 | 0.38075 | 0.37732 | 75.0533 | 119.8085 | 118.9814 | 107.6944
2 | 12 | 9 | 808.4683 | 804.9873 | 798.8515 | 915.9061 | 378.8299 | 100.3275 | 0 | 0 | 31.7477 | 56.2613 | 50.1976 | 55.3089 | 0 | 0 | 0 | 0 | 261.1469 | 532.3734 | 653.5965 | 807.4805 | 0 | 0 | 0 | 0 | -0.21309 | -2.3333 | -3.674 | 42.3227 | 0 | 0 | 0 | 0 | 136.9569 | 118.3585 | 98.7314 | 10.7939 | 0.40979 | 0.40905 | 0.39309 | 0.38587 | 56.1233 | 48.4143 | 38.8098 | 4.165
2 | 12 | 10 | 819.4963 | 816.129 | 810.0805 | 928.9108 | 378.8299 | 100.3275 | 0 | 0 | 25.4067 | 42.6707 | 55.3089 | 55.3089 | 0 | 0 | 0 | 0 | 309.2269 | 668.7847 | 805.5763 | 963.9692 | 0 | 0 | 0 | 0 | -0.4 | -5.5008 | -3.1792 | -57.8524 | 0 | 0 | 0 | 0 | 106.4327 | 9.8469 | -47.6256 | -32.515 | 0.4056 | 0 | 0 | 0 | 43.1696 | 0 | 0 | 0
2 | 12 | 11 | 817.6574 | 814.5257 | 808.7104 | 927.4651 | 378.8299 | 100.3275 | 0 | 0 | 23.7623 | 45.7145 | 49.9981 | 51.476 | 0 | 0 | 0 | 0 | 316.5166 | 703.9416 | 845.2244 | 996.7695 | 0 | 0 | 0 | 0 | -0.4 | -13.3833 | -23.306 | -48.6817 | 0 | 0 | 0 | 0 | 98.9485 | -22.0745 | -63.2061 | -72.0987 | 0.40256 | 0 | 0 | 0 | 39.8326 | 0 | 0 | 0
2 | 12 | 12 | 809.7253 | 807.132 | 801.9024 | 920.0463 | 378.8299 | 100.3275 | 0 | 0 | 24.0867 | 39.1106 | 45.6813 | 39.1106 | 0 | 0 | 0 | 0 | 337.6928 | 757.7248 | 902.4897 | 1045.6191 | 0 | 0 | 0 | 0 | -0.4 | -10.4088 | -23.5339 | -52.6418 | 0 | 0 | 0 | 0 | 69.5159 | -79.622 | -122.7347 | -112.0415 | 0.3965 | 0 | 0 | 0 | 27.5632 | 0 | 0 | 0
2 | 12 | 13 | 795.1741 | 793.9017 | 790.1179 | 907.5668 | 378.8299 | 100.3275 | 0 | 0 | 24.1033 | 39.1106 | 46.1565 | 39.1106 | 0 | 0 | 0 | 0 | 335.1874 | 725.7757 | 857.0252 | 993.2918 | 0 | 0 | 0 | 0 | -0.4 | -10.4266 | -23.5556 | -49.1109 | 0 | 0 | 0 | 0 | 57.4536 | -60.8855 | -89.5082 | -75.7246 | 0.39531 | 0 | 0 | 0 | 22.712 | 0 | 0 | 0
2 | 12 | 14 | 778.5395 | 777.8215 | 774.6118 | 890.01 | 378.8299 | 100.3275 | 0 | 0 | 26.3111 | 39.1106 | 39.1106 | 39.2288 | 0 | 0 | 0 | 0 | 347.2929 | 721.506 | 839.7304 | 974.3642 | 0 | 0 | 0 | 0 | -0.4 | -10.4372 | -23.6175 | -48 | 0 | 0 | 0 | 0 | 26.5056 | -72.6854 | -80.6117 | -75.5831 | 0.39361 | 0 | 0 | 0 | 10.4329 | 0 | 0 | 0
2 | 12 | 15 | 767.0487 | 767.2063 | 764.975 | 879.6776 | 378.8299 | 100.3275 | 0 | 0 | 28.3403 | 39.1106 | 50.1122 | 40.5212 | 0 | 0 | 0 | 0 | 342.4221 | 703.4455 | 822.7364 | 947.7593 | 0 | 0 | 0 | 0 | -0.4 | -10.4798 | -20.2901 | -38.051 | 0 | 0 | 0 | 0 | 17.8563 | -65.1975 | -87.5834 | -70.5519 | 0.39648 | 0 | 0 | 0 | 7.0797 | 0 | 0 | 0
2 | 12 | 16 | 754.635 | 757.5142 | 758.336 | 874.5946 | 378.8299 | 100.3275 | 0 | 0 | 34.3028 | 57.0651 | 50.1138 | 59.7787 | 0 | 0 | 0 | 0 | 311.3152 | 631.2788 | 762.3926 | 858.912 | 0 | 0 | 0 | 0 | -0.23536 | -0.63723 | -1.4521 | 6.598 | 0 | 0 | 0 | 0 | 30.4224 | -30.5199 | -52.7183 | -50.6941 | 0.40398 | 0 | 0.39996 | 0 | 12.2901 | 0 | -21.0853 | 0
2 | 12 | 17 | 762.8521 | 768.5965 | 772.6193 | 893.8466 | 378.8299 | 100.3275 | 0 | 0 | 43.4772 | 57.2907 | 52.7968 | 74.2075 | 0 | 0 | 0 | 0 | 246.0902 | 446.592 | 561.0996 | 633.8075 | 141.5984 | 151.5027 | 151.5027 | 151.5027 | -0.19622 | -1.3445 | -1.2 | 4.7137 | 0 | 0 | 0 | 0 | -46.9473 | 14.2281 | 8.4202 | 29.6151 | 0.4024 | 0.40819 | 0.40418 | 0.39462 | -18.8917 | 5.8077 | 3.4033 | 11.6867
2 | 12 | 18 | 817.6207 | 826.3623 | 833.5569 | 966.784 | 378.8299 | 100.3275 | 0 | 0 | 45.3453 | 78.1373 | 75.7039 | 84.8831 | 0 | 0 | 0 | 0 | 211.5861 | 273.2726 | 348.9098 | 413.373 | 141.5984 | 151.5027 | 151.5027 | 151.5027 | 0.065502 | 0.57148 | 0.90325 | 22.4519 | 0 | 0 | 0 | 0 | 40.1956 | 222.5507 | 256.5372 | 294.5733 | 0.40342 | 0.39939 | 0.39298 | 0.37664 | 16.2155 | 88.8844 | 100.8144 | 110.9477
2 | 12 | 19 | 877.8029 | 890.2991 | 901.7316 | 1049.4068 | 378.8299 | 100.3275 | 0 | 0 | 47.964 | 87.6556 | 84.2781 | 87.6556 | 0 | 0 | 0 | 0 | 222.578 | 272.3756 | 338.0505 | 394.032 | 141.5984 | 151.5027 | 151.5027 | 151.5027 | 1.0726 | -0.28457 | 26.0951 | 44.1848 | 0 | 0 | 0 | 0 | 85.76 | 278.7223 | 301.8051 | 372.0317 | 0.41293 | 0.40451 | 0.39736 | 0.38359 | 35.4127 | 112.7456 | 119.9249 | 142.7078
2 | 12 | 20 | 880.7746 | 893.5933 | 905.3499 | 1053.8084 | 378.8299 | 100.3275 | 0 | 0 | 52.1923 | 92.0575 | 87.6556 | 92.2659 | 0 | 0 | 0 | 0 | 214.3521 | 266.7409 | 333.9141 | 380.4607 | 141.5984 | 151.5027 | 151.5027 | 151.5027 | 0.84468 | 4.0862 | 2.9881 | 59.1336 | 0 | 0 | 0 | 0 | 92.9573 | 278.8785 | 329.2895 | 370.4454 | 0.4122 | 0.4033 | 0.397 | 0.38296 | 38.3171 | 112.4704 | 130.7264 | 141.8674
2 | 12 | 21 | 858.3049 | 871.4363 | 883.7034 | 1029.4652 | 378.8299 | 100.3275 | 0 | 0 | 49.432 | 92.8759 | 90.4282 | 106.7878 | 0 | 0 | 0 | 0 | 195.4416 | 246.3349 | 312.1168 | 345.6205 | 141.5984 | 151.5027 | 151.5027 | 151.5027 | 0.73702 | 0 | 6.1075 | 16 | 0 | 0 | 0 | 0 | 92.2661 | 280.3952 | 323.5482 | 409.5542 | 0.40612 | 0.40218 | 0.39602 | 0.38156 | 37.471 | 112.7682 | 128.1307 | 156.2707
2 | 12 | 22 | 791.5807 | 803.8031 | 815.1993 | 949.6513 | 378.8299 | 100.3275 | 0 | 0 | 45.3975 | 97.3473 | 91.7948 | 107.1413 | 0 | 0 | 0 | 0 | 197.129 | 240.5831 | 296.4907 | 321.9512 | 141.5984 | 151.5027 | 151.5027 | 151.5027 | 0.8842 | 0 | 1.4536 | 16 | 0 | 0 | 0 | 0 | 27.7418 | 214.0425 | 273.9575 | 353.0561 | 0.41109 | 0.39872 | 0.39241 | 0.37595 | 11.4045 | 85.3427 | 107.504 | 132.7309
2 | 12 | 23 | 712.7704 | 724.4728 | 735.5382 | 857.5663 | 378.8299 | 100.3275 | 0 | 0 | 44.0118 | 81.0154 | 89.4299 | 103.4259 | 0 | 0 | 0 | 0 | 194.8368 | 237.0941 | 271.0862 | 289.8799 | 0 | 0 | 0 | 0 | 0 | 13.0833 | 6.6506 | 6.1929 | 0 | 0 | 0 | 0 | 95.0919 | 292.9525 | 368.3714 | 458.0676 | 0.41371 | 0.39663 | 0.38604 | 0.36606 | 39.3405 | 116.1926 | 142.2048 | 167.679
2 | 12 | 24 | 636.7732 | 645.5247 | 653.4166 | 759.995 | 378.8299 | 100.3275 | 0 | 0 | 40.3699 | 80.7056 | 103.3574 | 95.0805 | 0 | 0 | 0 | 0 | 191.2523 | 238.5943 | 248.6922 | 259.8752 | 0 | 0 | 0 | 0 | 0 | 0.82389 | 11.9586 | 2.9247 | 0 | 0 | 0 | 0 | 26.3211 | 225.0734 | 289.4083 | 402.1145 | 0.40639 | 0.39199 | 0.37547 | 0.36382 | 10.6966 | 88.2259 | 108.6637 | 146.298
2 | 13 | 1 | 586.8036 | 592.3129 | 596.6875 | 691.5083 | 378.8299 | 100.3275 | 0 | 0 | 27.2593 | 88.5372 | 92.9187 | 67.136 | 0 | 0 | 0 | 0 | 202.7471 | 261.1406 | 262.5826 | 269.6144 | 0 | 0 | 0 | 0 | -0.4 | 2.6167 | 6.6506 | -2.4332 | 0 | 0 | 0 | 0 | -21.6328 | 139.6909 | 234.5357 | 357.1911 | 0.40941 | 0.38749 | 0.36569 | 0.36737 | -8.8566 | 54.1286 | 85.7662 | 131.2205
2 | 13 | 2 | 562.3195 | 565.179 | 566.6593 | 654.402 | 378.8299 | 100.3275 | 0 | 0 | 22.8211 | 70.3433 | 73.6297 | 64.6181 | 0 | 0 | 0 | 0 | 191.3798 | 258.3197 | 262.0501 | 268.6114 | 0 | 0 | 0 | 0 | -0.4 | 0 | 0 | -4.0543 | 0 | 0 | 0 | 0 | -30.3113 | 136.1885 | 230.9796 | 325.2268 | 0.40877 | 0.38552 | 0.36832 | 0.36522 | -12.3904 | 52.504 | 85.0744 | 118.778
2 | 13 | 3 | 550.8654 | 551.3786 | 550.2868 | 633.3522 | 378.8299 | 100.3275 | 0 | 0 | 20.9764 | 69.0149 | 63.5425 | 57.4909 | 0 | 0 | 0 | 0 | 180.4329 | 246.7651 | 256.6078 | 263.027 | 0 | 0 | 0 | 0 | -0.4 | 0.67694 | -2.7955 | -6.115 | 0 | 0 | 0 | 0 | -28.9738 | 134.5942 | 232.932 | 318.9493 | 0.40833 | 0.3849 | 0.36884 | 0.36626 | -11.831 | 51.8051 | 85.9149 | 116.8196
2 | 13 | 4 | 547.9019 | 546.491 | 543.2444 | 623.3627 | 378.8299 | 100.3275 | 0 | 0 | 21.6369 | 76.4682 | 61.6967 | 47.1114 | 0 | 0 | 0 | 0 | 175.1103 | 243.7979 | 270.2534 | 274.6341 | 0 | 0 | 0 | 0 | -0.4 | 11.4623 | 1.485 | -10.9549 | 0 | 0 | 0 | 0 | -27.2751 | 114.4351 | 209.8093 | 312.572 | 0.40772 | 0.37892 | 0.36678 | 0.36631 | -11.1205 | 43.3618 | 76.9548 | 114.4971
2 | 13 | 5 | 567.653 | 564.3525 | 558.8966 | 639.4415 | 378.8299 | 100.3275 | 0 | 0 | 23.8931 | 93.2154 | 88.9127 | 52.8044 | 0 | 0 | 0 | 0 | 178.2838 | 259.7915 | 288.0627 | 292.5846 | 0 | 0 | 0 | 0 | -0.4 | 0.70029 | 0 | -9.6948 | 0 | 0 | 0 | 0 | -12.9538 | 110.3179 | 181.9212 | 303.7472 | 0.409 | 0.38297 | 0.36528 | 0.36514 | -5.2981 | 42.2489 | 66.4517 | 110.9117
2 | 13 | 6 | 627.1334 | 622.3112 | 614.9689 | 702.4467 | 378.8299 | 100.3275 | 0 | 0 | 36.1785 | 75.7208 | 75.7396 | 82.0222 | 0 | 0 | 0 | 0 | 208.1958 | 305.5889 | 337.7624 | 342.9275 | 0 | 0 | 0 | 0 | 0 | 10.0463 | 13.4334 | 0 | 0 | 0 | 0 | 0 | 3.9291 | 130.6277 | 188.0335 | 277.497 | 0.4104 | 0.38709 | 0.36491 | 0.36382 | 1.6125 | 50.5652 | 68.616 | 100.9596
2 | 13 | 7 | 733.0131 | 728.6455 | 721.7525 | 826.3946 | 378.8299 | 100.3275 | 0 | 0 | 41.448 | 83.227 | 76.9718 | 81.5059 | 0 | 0 | 0 | 0 | 231.1833 | 347.5541 | 388.6536 | 397.7431 | 0 | 0 | 0 | 0 | 0 | 6.5376 | 12.9983 | 16.4619 | 0 | 0 | 0 | 0 | 81.5519 | 190.9993 | 243.1288 | 330.6837 | 0.40901 | 0.39641 | 0.37719 | 0.36382 | 33.3554 | 75.714 | 91.7048 | 120.3101
2 | 13 | 8 | 797.3779 | 793.414 | 786.8589 | 901.8799 | 378.8299 | 100.3275 | 0 | 0 | 40.9222 | 74.2547 | 60.4843 | 72.0386 | 0 | 0 | 0 | 0 | 264.9372 | 502.6488 | 565.2239 | 572.0878 | 0 | 0 | 0 | 0 | 0.55414 | -2.7667 | -1.318 | 0 | 0 | 0 | 0 | 0 | 112.1344 | 118.9497 | 162.4687 | 257.7535 | 0.4026 | 0.40314 | 0.38075 | 0.37732 | 45.1457 | 47.9539 | 61.86 | 97.2546
2 | 13 | 9 | 805.8011 | 802.2542 | 796.041 | 912.5763 | 378.8299 | 100.3275 | 0 | 0 | 31.7477 | 56.2613 | 50.1976 | 55.3089 | 0 | 0 | 0 | 0 | 345.0312 | 724.2258 | 811.3883 | 822.0222 | 0 | 0 | 0 | 0 | -0.21309 | -2.3333 | -3.674 | 42.3227 | 0 | 0 | 0 | 0 | 50.4053 | -76.227 | -61.871 | -7.0776 | 0.40979 | 0.40905 | 0.39309 | 0.38587 | 20.6555 | -31.1805 | -24.3206 | -2.731
2 | 13 | 10 | 814.8251 | 811.3268 | 805.1232 | 923.0216 | 378.8299 | 100.3275 | 0 | 0 | 25.4067 | 42.6707 | 55.3089 | 55.3089 | 0 | 0 | 0 | 0 | 396.858 | 837.9371 | 950.1509 | 964.8524 | 0 | 0 | 0 | 0 | -0.4 | -5.5008 | -3.1792 | -57.8524 | 0 | 0 | 0 | 0 | 14.1305 | -164.1076 | -197.1574 | -39.2874 | 0.4056 | 0 | 0 | 0 | 5.7314 | 0 | 0 | 0
2 | 13 | 11 | 811.8772 | 808.5866 | 802.5831 | 920.1892 | 378.8299 | 100.3275 | 0 | 0 | 23.7623 | 45.7145 | 49.9981 | 51.476 | 0 | 0 | 0 | 0 | 375.1978 | 835.646 | 956.1798 | 975.3979 | 0 | 0 | 0 | 0 | -0.4 | -13.3833 | -23.306 | -48.6817 | 0 | 0 | 0 | 0 | 34.4872 | -159.718 | -180.2888 | -58.003 | 0.40256 | 0 | 0 | 0 | 13.8831 | 0 | 0 | 0
2 | 13 | 12 | 805.4846 | 802.773 | 797.4031 | 914.7018 | 378.8299 | 100.3275 | 0 | 0 | 24.0867 | 39.1106 | 45.6813 | 39.1106 | 0 | 0 | 0 | 0 | 378.4351 | 845.6696 | 965.8643 | 990.492 | 0 | 0 | 0 | 0 | -0.4 | -10.4088 | -23.5339 | -52.6418 | 0 | 0 | 0 | 0 | 24.5328 | -171.9259 | -190.6086 | -62.2589 | 0.3965 | 0 | 0 | 0 | 9.7273 | 0 | 0 | 0
2 | 13 | 13 | 796.8287 | 795.6014 | 791.8712 | 909.6485 | 378.8299 | 100.3275 | 0 | 0 | 24.1033 | 39.1106 | 46.1565 | 39.1106 | 0 | 0 | 0 | 0 | 370.654 | 810.1661 | 923.2603 | 951.077 | 0 | 0 | 0 | 0 | -0.4 | -10.4266 | -23.5556 | -49.1109 | 0 | 0 | 0 | 0 | 23.6415 | -143.5761 | -153.9901 | -31.4281 | 0.39531 | 0 | 0 | 0 | 9.3457 | 0 | 0 | 0
2 | 13 | 14 | 777.5733 | 776.8286 | 773.5875 | 888.7936 | 378.8299 | 100.3275 | 0 | 0 | 26.3111 | 39.1106 | 39.1106 | 39.2288 | 0 | 0 | 0 | 0 | 372.6318 | 791.4598 | 900.5172 | 935.4785 | 0 | 0 | 0 | 0 | -0.4 | -10.4372 | -23.6175 | -48 | 0 | 0 | 0 | 0 | 0.20048 | -143.632 | -142.4228 | -37.9137 | 0.39361 | 0 | 0 | 0 | 0.078912 | 0 | 0 | 0
2 | 13 | 15 | 766.4738 | 766.6161 | 764.3669 | 878.956 | 378.8299 | 100.3275 | 0 | 0 | 28.3403 | 39.1106 | 50.1122 | 40.5212 | 0 | 0 | 0 | 0 | 379.2568 | 770.6587 | 866.2452 | 907.4385 | 0 | 0 | 0 | 0 | -0.4 | -10.4798 | -20.2901 | -38.051 | 0 | 0 | 0 | 0 | -19.5533 | -133.0009 | -131.7004 | -30.9527 | 0.39648 | 0 | 0 | 0 | -7.7526 | 0 | 0 | 0
2 | 13 | 16 | 755.9149 | 758.8273 | 759.6882 | 876.1981 | 378.8299 | 100.3275 | 0 | 0 | 34.3028 | 57.0651 | 50.1138 | 59.7787 | 0 | 0 | 0 | 0 | 357.5428 | 737.9507 | 828.2689 | 872.8915 | 0 | 0 | 0 | 0 | -0.23536 | -0.63723 | -1.4521 | 6.598 | 0 | 0 | 0 | 0 | -14.5253 | -135.8787 | -117.2424 | -63.07 | 0.40398 | 0 | 0.39996 | 0 | -5.868 | 0 | -46.8926 | 0
2 | 13 | 17 | 762.512 | 768.2388 | 772.2403 | 893.388 | 378.8299 | 100.3275 | 0 | 0 | 43.4772 | 57.2907 | 52.7968 | 74.2075 | 0 | 0 | 0 | 0 | 316.8779 | 624.1499 | 700.2078 | 739.7333 | 141.5984 | 151.5027 | 151.5027 | 151.5027 | -0.19622 | -1.3445 | -1.2 | 4.7137 | 0 | 0 | 0 | 0 | -118.0751 | -163.6875 | -131.067 | -76.7692 | 0.4024 | 0.40819 | 0.40418 | 0.39462 | -47.5135 | -66.8154 | -52.9744 | -30.2945
2 | 13 | 18 | 806.8444 | 815.2667 | 822.0822 | 953.1349 | 378.8299 | 100.3275 | 0 | 0 | 45.3453 | 78.1373 | 75.7039 | 84.8831 | 0 | 0 | 0 | 0 | 279.2873 | 440.5516 | 488.278 | 519.7335 | 141.5984 | 151.5027 | 151.5027 | 151.5027 | 0.065502 | 0.57148 | 0.90325 | 22.4519 | 0 | 0 | 0 | 0 | -38.2819 | 44.1761 | 105.6944 | 174.5636 | 0.40342 | 0.39939 | 0.39298 | 0.37664 | -15.4435 | 17.6435 | 41.536 | 65.7474
2 | 13 | 19 | 878.0206 | 890.5178 | 901.951 | 1049.6621 | 378.8299 | 100.3275 | 0 | 0 | 47.964 | 87.6556 | 84.2781 | 87.6556 | 0 | 0 | 0 | 0 | 281.9469 | 430.9913 | 482.2974 | 506.2489 | 141.5984 | 151.5027 | 151.5027 | 151.5027 | 1.0726 | -0.28457 | 26.0951 | 44.1848 | 0 | 0 | 0 | 0 | 26.6089 | 120.3253 | 157.7777 | 260.0701 | 0.41293 | 0.40451 | 0.39736 | 0.38359 | 10.9875 | 48.6726 | 62.6943 | 99.7604
2 | 13 | 20 | 875.1164 | 887.7744 | 899.3406 | 1046.6673 | 378.8299 | 100.3275 | 0 | 0 | 52.1923 | 92.0575 | 87.6556 | 92.2659 | 0 | 0 | 0 | 0 | 304.6913 | 453.4106 | 506.7234 | 531.0644 | 141.5984 | 151.5027 | 151.5027 | 151.5027 | 0.84468 | 4.0862 | 2.9881 | 59.1336 | 0 | 0 | 0 | 0 | -3.0401 | 86.3899 | 150.4708 | 212.7007 | 0.4122 | 0.4033 | 0.397 | 0.38296 | -1.2531 | 34.8406 | 59.7362 | 81.4568
2 | 13 | 21 | 850.9506 | 863.8784 | 875.9045 | 1020.2027 | 378.8299 | 100.3275 | 0 | 0 | 49.432 | 92.8759 | 90.4282 | 106.7878 | 0 | 0 | 0 | 0 | 303.5134 | 448.8482 | 496.7337 | 519.3986 | 141.5984 | 151.5027 | 151.5027 | 151.5027 | 0.73702 | 0 | 6.1075 | 16 | 0 | 0 | 0 | 0 | -23.16 | 70.324 | 131.1324 | 226.5137 | 0.40612 | 0.40218 | 0.39602 | 0.38156 | -9.4057 | 28.2826 | 51.9307 | 86.4292
2 | 13 | 22 | 790.4571 | 802.6534 | 814.0191 | 948.2548 | 378.8299 | 100.3275 | 0 | 0 | 45.3975 | 97.3473 | 91.7948 | 107.1413 | 0 | 0 | 0 | 0 | 305.8065 | 446.9188 | 502.225 | 525.8095 | 141.5984 | 151.5027 | 151.5027 | 151.5027 | 0.8842 | 0 | 1.4536 | 16 | 0 | 0 | 0 | 0 | -82.0594 | 6.5571 | 67.0429 | 147.8012 | 0.41109 | 0.39872 | 0.39241 | 0.37595 | -33.7341 | 2.6144 | 26.3084 | 55.5657
2 | 13 | 23 | 712.4397 | 724.1383 | 735.1994 | 857.1695 | 378.8299 | 100.3275 | 0 | 0 | 44.0118 | 81.0154 | 89.4299 | 103.4259 | 0 | 0 | 0 | 0 | 287.031 | 424.0485 | 480.598 | 501.5104 | 0 | 0 | 0 | 0 | 0 | 13.0833 | 6.6506 | 6.1929 | 0 | 0 | 0 | 0 | 2.567 | 105.6636 | 158.5209 | 246.0403 | 0.41371 | 0.39663 | 0.38604 | 0.36606 | 1.062 | 41.9089 | 61.1949 | 90.0649
2 | 13 | 24 | 638.1076 | 646.9045 | 654.8506 | 761.7067 | 378.8299 | 100.3275 | 0 | 0 | 40.3699 | 80.7056 | 103.3574 | 95.0805 | 0 | 0 | 0 | 0 | 246.2557 | 376.4186 | 438.9029 | 452.2664 | 0 | 0 | 0 | 0 | 0 | 0.82389 | 11.9586 | 2.9247 | 0 | 0 | 0 | 0 | -27.3479 | 88.629 | 100.6316 | 211.435 | 0.40639 | 0.39199 | 0.37547 | 0.36382 | -11.1139 | 34.7414 | 37.784 | 76.9247
2 | 14 | 1 | 587.2834 | 592.8118 | 597.2093 | 692.1339 | 378.8299 | 100.3275 | 0 | 0 | 27.2593 | 88.5372 | 92.9187 | 67.136 | 0 | 0 | 0 | 0 | 247.6261 | 370.3445 | 429.9472 | 441.3888 | 0 | 0 | 0 | 0 | -0.4 | 2.6167 | 6.6506 | -2.4332 | 0 | 0 | 0 | 0 | -66.032 | 30.9859 | 67.6929 | 186.0423 | 0.40941 | 0.38749 | 0.36569 | 0.36737 | -27.0339 | 12.0067 | 24.7543 | 68.3459
2 | 14 | 2 | 560.6359 | 563.4555 | 564.8891 | 652.3066 | 378.8299 | 100.3275 | 0 | 0 | 22.8211 | 70.3433 | 73.6297 | 64.6181 | 0 | 0 | 0 | 0 | 244.087 | 359.6776 | 425.8264 | 432.1819 | 0 | 0 | 0 | 0 | -0.4 | 0 | 0 | -4.0543 | 0 | 0 | 0 | 0 | -84.7021 | 33.1071 | 65.4331 | 159.561 | 0.40877 | 0.38552 | 0.36832 | 0.36522 | -34.6237 | 12.7636 | 24.1003 | 58.2742
2 | 14 | 3 | 549.611 | 550.0945 | 548.9677 | 631.7906 | 378.8299 | 100.3275 | 0 | 0 | 20.9764 | 69.0149 | 63.5425 | 57.4909 | 0 | 0 | 0 | 0 | 227.0675 | 337.3423 | 401.7766 | 401.8137 | 0 | 0 | 0 | 0 | -0.4 | 0.67694 | -2.7955 | -6.115 | 0 | 0 | 0 | 0 | -76.8628 | 42.7329 | 86.4441 | 178.601 | 0.40833 | 0.3849 | 0.36884 | 0.36626 | -31.3856 | 16.4478 | 31.8842 | 65.4151
2 | 14 | 4 | 546.4859 | 545.0408 | 541.754 | 621.5977 | 378.8299 | 100.3275 | 0 | 0 | 21.6369 | 76.4682 | 61.6967 | 47.1114 | 0 | 0 | 0 | 0 | 222.0255 | 329.399 | 387.2722 | 387.465 | 0 | 0 | 0 | 0 | -0.4 | 11.4623 | 1.485 | -10.9549 | 0 | 0 | 0 | 0 | -75.6063 | 27.3839 | 91.3 | 197.9761 | 0.40772 | 0.37892 | 0.36678 | 0.36631 | -30.8259 | 10.3763 | 33.4874 | 72.5199
2 | 14 | 5 | 568.3293 | 565.0507 | 559.6209 | 640.305 | 378.8299 | 100.3275 | 0 | 0 | 23.8931 | 93.2154 | 88.9127 | 52.8044 | 0 | 0 | 0 | 0 | 203.8888 | 306.4983 | 369.9107 | 374.7205 | 0 | 0 | 0 | 0 | -0.4 | 0.70029 | 0 | -9.6948 | 0 | 0 | 0 | 0 | -37.8824 | 64.3092 | 100.7975 | 222.4749 | 0.409 | 0.38297 | 0.36528 | 0.36514 | -15.494 | 24.6288 | 36.8191 | 81.2355
2 | 14 | 6 | 628.0867 | 623.2793 | 615.9538 | 703.6045 | 378.8299 | 100.3275 | 0 | 0 | 36.1785 | 75.7208 | 75.7396 | 82.0222 | 0 | 0 | 0 | 0 | 176.1561 | 270.5256 | 338.2285 | 351.2676 | 0 | 0 | 0 | 0 | 0 | 10.0463 | 13.4334 | 0 | 0 | 0 | 0 | 0 | 36.9221 | 166.6591 | 188.5524 | 270.3147 | 0.4104 | 0.38709 | 0.36491 | 0.36382 | 15.1529 | 64.5128 | 68.8053 | 98.3465
2 | 14 | 7 | 737.5617 | 733.3178 | 726.5709 | 832.1147 | 378.8299 | 100.3275 | 0 | 0 | 41.448 | 83.227 | 76.9718 | 81.5059 | 0 | 0 | 0 | 0 | 164.9971 | 262.8504 | 332.071 | 344.891 | 0 | 0 | 0 | 0 | 0 | 6.5376 | 12.9983 | 16.4619 | 0 | 0 | 0 | 0 | 152.2867 | 280.3752 | 304.5298 | 389.256 | 0.40901 | 0.39641 | 0.37719 | 0.36382 | 62.2865 | 111.1435 | 114.8645 | 141.62
2 | 14 | 8 | 798.3237 | 794.3842 | 787.8577 | 903.0642 | 378.8299 | 100.3275 | 0 | 0 | 40.9222 | 74.2547 | 60.4843 | 72.0386 | 0 | 0 | 0 | 0 | 192.5965 | 440.5279 | 540.1671 | 552.9638 | 0 | 0 | 0 | 0 | 0.55414 | -2.7667 | -1.318 | 0 | 0 | 0 | 0 | 0 | 185.421 | 182.0408 | 188.5242 | 278.0618 | 0.4026 | 0.40314 | 0.38075 | 0.37732 | 74.6511 | 73.3887 | 71.7807 | 104.9172
2 | 14 | 9 | 809.3555 | 805.9022 | 799.7994 | 917.0349 | 378.8299 | 100.3275 | 0 | 0 | 31.7477 | 56.2613 | 50.1976 | 55.3089 | 0 | 0 | 0 | 0 | 281.8021 | 693.2294 | 815.0155 | 840.0737 | 0 | 0 | 0 | 0 | -0.21309 | -2.3333 | -3.674 | 42.3227 | 0 | 0 | 0 | 0 | 117.1888 | -41.5826 | -61.7397 | -20.6705 | 0.40979 | 0.40905 | 0.39309 | 0.38587 | 48.0226 | -17.0092 | -24.269 | -7.976
2 | 14 | 10 | 824.8276 | 821.6132 | 815.746 | 935.6448 | 378.8299 | 100.3275 | 0 | 0 | 25.4067 | 42.6707 | 55.3089 | 55.3089 | 0 | 0 | 0 | 0 | 362.3572 | 890.1788 | 1015.4339 | 1054.4787 | 0 | 0 | 0 | 0 | -0.4 | -5.5008 | -3.1792 | -57.8524 | 0 | 0 | 0 | 0 | 58.6338 | -206.0629 | -251.8176 | -116.2905 | 0.4056 | 0 | 0 | 0 | 23.7822 | 0 | 0 | 0
2 | 14 | 11 | 825.0565 | 822.1288 | 816.5548 | 936.7806 | 378.8299 | 100.3275 | 0 | 0 | 23.7623 | 45.7145 | 49.9981 | 51.476 | 0 | 0 | 0 | 0 | 430.5631 | 1000.6227 | 1130.4254 | 1182.5093 | 0 | 0 | 0 | 0 | -0.4 | -13.3833 | -23.306 | -48.6817 | 0 | 0 | 0 | 0 | -7.6989 | -311.1525 | -340.5626 | -248.523 | 0.40256 | 0 | 0 | 0 | -3.0992 | 0 | 0 | 0
2 | 14 | 12 | 817.6911 | 815.3188 | 810.3506 | 930.0801 | 378.8299 | 100.3275 | 0 | 0 | 24.0867 | 39.1106 | 45.6813 | 39.1106 | 0 | 0 | 0 | 0 | 464.2909 | 1058.611 | 1189.8108 | 1254.292 | 0 | 0 | 0 | 0 | -0.4 | -10.4088 | -23.5339 | -52.6418 | 0 | 0 | 0 | 0 | -49.1164 | -372.3214 | -401.6077 | -310.6806 | 0.3965 | 0 | 0 | 0 | -19.4747 | 0 | 0 | 0
2 | 14 | 13 | 807.8437 | 806.9228 | 803.555 | 923.526 | 378.8299 | 100.3275 | 0 | 0 | 24.1033 | 39.1106 | 46.1565 | 39.1106 | 0 | 0 | 0 | 0 | 460.6415 | 1032.6796 | 1150.3238 | 1220.3494 | 0 | 0 | 0 | 0 | -0.4 | -10.4266 | -23.5556 | -49.1109 | 0 | 0 | 0 | 0 | -55.331 | -354.7683 | -369.3697 | -286.823 | 0.39531 | 0 | 0 | 0 | -21.8729 | 0 | 0 | 0
2 | 14 | 14 | 793.2989 | 792.9903 | 790.2652 | 908.6014 | 378.8299 | 100.3275 | 0 | 0 | 26.3111 | 39.1106 | 39.1106 | 39.2288 | 0 | 0 | 0 | 0 | 448.2714 | 1005.4301 | 1098.9653 | 1174.0206 | 0 | 0 | 0 | 0 | -0.4 | -10.4372 | -23.6175 | -48 | 0 | 0 | 0 | 0 | -59.7136 | -341.4407 | -324.1932 | -256.648 | 0.39361 | 0 | 0 | 0 | -23.504 | 0 | 0 | 0
2 | 14 | 15 | 778.9085 | 779.4012 | 777.5668 | 894.639 | 378.8299 | 100.3275 | 0 | 0 | 28.3403 | 39.1106 | 50.1122 | 40.5212 | 0 | 0 | 0 | 0 | 398.8044 | 882.9259 | 943.211 | 1012.5994 | 0 | 0 | 0 | 0 | -0.4 | -10.4798 | -20.2901 | -38.051 | 0 | 0 | 0 | 0 | -26.6661 | -232.483 | -195.4663 | -120.4307 | 0.39648 | 0 | 0 | 0 | -10.5727 | 0 | 0 | 0
2 | 14 | 16 | 764.7664 | 767.9267 | 769.0811 | 887.3564 | 378.8299 | 100.3275 | 0 | 0 | 34.3028 | 57.0651 | 50.1138 | 59.7787 | 0 | 0 | 0 | 0 | 358.2836 | 776.579 | 823.7678 | 872.8877 | 0 | 0 | 0 | 0 | -0.23536 | -0.63723 | -1.4521 | 6.598 | 0 | 0 | 0 | 0 | -6.4146 | -165.4076 | -103.3484 | -51.908 | 0.40398 | 0 | 0.39996 | 0 | -2.5914 | 0 | -41.3355 | 0
2 | 14 | 17 | 767.514 | 773.3795 | 777.5452 | 899.6885 | 378.8299 | 100.3275 | 0 | 0 | 43.4772 | 57.2907 | 52.7968 | 74.2075 | 0 | 0 | 0 | 0 | 308.5131 | 605.9448 | 655.4524 | 681.5156 | 141.5984 | 151.5027 | 151.5027 | 151.5027 | -0.19622 | -1.3445 | -1.2 | 4.7137 | 0 | 0 | 0 | 0 | -104.7083 | -140.3417 | -81.0067 | -12.2509 | 0.4024 | 0.40819 | 0.40418 | 0.39462 | -42.1347 | -57.2859 | -32.7411 | -4.8344
2 | 14 | 18 | 806.4091 | 814.8193 | 821.6204 | 952.5863 | 378.8299 | 100.3275 | 0 | 0 | 45.3453 | 78.1373 | 75.7039 | 84.8831 | 0 | 0 | 0 | 0 | 235.8129 | 364.4779 | 408.3019 | 420.1125 | 141.5984 | 151.5027 | 151.5027 | 151.5027 | 0.065502 | 0.57148 | 0.90325 | 22.4519 | 0 | 0 | 0 | 0 | 4.7571 | 119.8023 | 185.2087 | 273.6361 | 0.40342 | 0.39939 | 0.39298 | 0.37664 | 1.9191 | 47.8478 | 72.7836 | 103.062
2 | 14 | 19 | 871.1348 | 883.4354 | 894.6355 | 1040.9677 | 378.8299 | 100.3275 | 0 | 0 | 47.964 | 87.6556 | 84.2781 | 87.6556 | 0 | 0 | 0 | 0 | 202.9132 | 312.1642 | 354.6846 | 372.1822 | 141.5984 | 151.5027 | 151.5027 | 151.5027 | 1.0726 | -0.28457 | 26.0951 | 44.1848 | 0 | 0 | 0 | 0 | 98.7569 | 232.0699 | 278.0749 | 385.4424 | 0.41293 | 0.40451 | 0.39736 | 0.38359 | 40.7794 | 93.8744 | 110.4955 | 147.852
2 | 14 | 20 | 871.893 | 884.4534 | 895.9036 | 1042.5768 | 378.8299 | 100.3275 | 0 | 0 | 52.1923 | 92.0575 | 87.6556 | 92.2659 | 0 | 0 | 0 | 0 | 174.1491 | 280.5335 | 311.1359 | 339.0823 | 141.5984 | 151.5027 | 151.5027 | 151.5027 | 0.84468 | 4.0862 | 2.9881 | 59.1336 | 0 | 0 | 0 | 0 | 124.2786 | 255.9459 | 342.6213 | 400.5923 | 0.4122 | 0.4033 | 0.397 | 0.38296 | 51.2279 | 103.2218 | 136.019 | 153.4125
2 | 14 | 21 | 845.7501 | 858.5259 | 870.3718 | 1013.6239 | 378.8299 | 100.3275 | 0 | 0 | 49.432 | 92.8759 | 90.4282 | 106.7878 | 0 | 0 | 0 | 0 | 154.8896 | 248.9966 | 280.1555 | 307.431 | 141.5984 | 151.5027 | 151.5027 | 151.5027 | 0.73702 | 0 | 6.1075 | 16 | 0 | 0 | 0 | 0 | 120.2632 | 264.8232 | 342.178 | 431.9024 | 0.40612 | 0.40218 | 0.39602 | 0.38156 | 48.8412 | 106.5055 | 135.5084 | 164.7979
2 | 14 | 22 | 786.0397 | 798.1064 | 809.3182 | 942.6642 | 378.8299 | 100.3275 | 0 | 0 | 45.3975 | 97.3473 | 91.7948 | 107.1413 | 0 | 0 | 0 | 0 | 158.9083 | 247.6801 | 284.8868 | 310.0013 | 141.5984 | 151.5027 | 151.5027 | 151.5027 | 0.8842 | 0 | 1.4536 | 16 | 0 | 0 | 0 | 0 | 60.4215 | 201.2488 | 279.6802 | 358.0189 | 0.41109 | 0.39872 | 0.39241 | 0.37595 | 24.8389 | 80.2416 | 109.7497 | 134.5966
2 | 14 | 23 | 710.1649 | 721.8011 | 732.7884 | 854.3067 | 378.8299 | 100.3275 | 0 | 0 | 44.0118 | 81.0154 | 89.4299 | 103.4259 | 0 | 0 | 0 | 0 | 176.3284 | 262.6584 | 297.0014 | 323.7201 | 0 | 0 | 0 | 0 | 0 | 13.0833 | 6.6506 | 6.1929 | 0 | 0 | 0 | 0 | 110.9948 | 264.7165 | 339.7065 | 420.9677 | 0.41371 | 0.39663 | 0.38604 | 0.36606 | 45.9198 | 104.9934 | 131.1391 | 154.0983
2 | 14 | 24 | 635.7588 | 644.4963 | 652.3725 | 758.7693 | 378.8299 | 100.3275 | 0 | 0 | 40.3699 | 80.7056 | 103.3574 | 95.0805 | 0 | 0 | 0 | 0 | 210.8068 | 293.624 | 322.2382 | 349.1413 | 0 | 0 | 0 | 0 | 0 | 0.82389 | 11.9586 | 2.9247 | 0 | 0 | 0 | 0 | 5.7523 | 169.0154 | 214.8182 | 311.6229 | 0.40639 | 0.39199 | 0.37547 | 0.36382 | 2.3377 | 66.2519 | 80.6575 | 113.3752
2 | 15 | 1 | 584.8278 | 590.297 | 594.625 | 689.0737 | 378.8299 | 100.3275 | 0 | 0 | 27.2593 | 88.5372 | 92.9187 | 67.136 | 0 | 0 | 0 | 0 | 235.793 | 314.3746 | 340.7678 | 366.5832 | 0 | 0 | 0 | 0 | -0.4 | 2.6167 | 6.6506 | -2.4332 | 0 | 0 | 0 | 0 | -56.6545 | 84.4411 | 154.288 | 257.7876 | 0.40941 | 0.38749 | 0.36569 | 0.36737 | -23.1947 | 32.7199 | 56.4208 | 94.7029
2 | 15 | 2 | 559.1925 | 561.976 | 563.3671 | 650.503 | 378.8299 | 100.3275 | 0 | 0 | 22.8211 | 70.3433 | 73.6297 | 64.6181 | 0 | 0 | 0 | 0 | 255.6978 | 329.9362 | 357.8075 | 398.2984 | 0 | 0 | 0 | 0 | -0.4 | 0 | 0 | -4.0543 | 0 | 0 | 0 | 0 | -97.7563 | 61.369 | 131.9299 | 191.6408 | 0.40877 | 0.38552 | 0.36832 | 0.36522 | -39.9599 | 23.6593 | 48.5924 | 69.9903
2 | 15 | 3 | 547.9775 | 548.4211 | 547.2475 | 629.7532 | 378.8299 | 100.3275 | 0 | 0 | 20.9764 | 69.0149 | 63.5425 | 57.4909 | 0 | 0 | 0 | 0 | 273.1023 | 345.6423 | 375.6776 | 430.9492 | 0 | 0 | 0 | 0 | -0.4 | 0.67694 | -2.7955 | -6.115 | 0 | 0 | 0 | 0 | -124.5311 | 32.7595 | 110.8229 | 147.428 | 0.40833 | 0.3849 | 0.36884 | 0.36626 | -50.8501 | 12.6091 | 40.8761 | 53.9976
2 | 15 | 4 | 545.0089 | 543.5283 | 540.1998 | 619.7575 | 378.8299 | 100.3275 | 0 | 0 | 21.6369 | 76.4682 | 61.6967 | 47.1114 | 0 | 0 | 0 | 0 | 279.2408 | 355.6853 | 388.6062 | 450.977 | 0 | 0 | 0 | 0 | -0.4 | 11.4623 | 1.485 | -10.9549 | 0 | 0 | 0 | 0 | -134.2987 | -0.41493 | 88.412 | 132.624 | 0.40772 | 0.37892 | 0.36678 | 0.36631 | -54.7557 | -0.15723 | 32.4281 | 48.581
2 | 15 | 5 | 564.1052 | 560.7153 | 555.1541 | 635.0058 | 378.8299 | 100.3275 | 0 | 0 | 23.8931 | 93.2154 | 88.9127 | 52.8044 | 0 | 0 | 0 | 0 | 268.6322 | 348.2171 | 387.6134 | 461.3724 | 0 | 0 | 0 | 0 | -0.4 | 0.70029 | 0 | -9.6948 | 0 | 0 | 0 | 0 | -106.8499 | 18.2551 | 78.6281 | 130.5237 | 0.409 | 0.38297 | 0.36528 | 0.36514 | -43.7018 | 6.9912 | 28.7211 | 47.66
2 | 15 | 6 | 620.8429 | 615.8558 | 608.3189 | 694.5584 | 378.8299 | 100.3275 | 0 | 0 | 36.1785 | 75.7208 | 75.7396 | 82.0222 | 0 | 0 | 0 | 0 | 257.2817 | 337.8068 | 386.1791 | 473.1759 | 0 | 0 | 0 | 0 | 0 | 10.0463 | 13.4334 | 0 | 0 | 0 | 0 | 0 | -51.4473 | 91.9544 | 132.9668 | 139.3603 | 0.4104 | 0.38709 | 0.36491 | 0.36382 | -21.114 | 35.595 | 48.5214 | 50.7024
2 | 15 | 7 | 722.676 | 718.0245 | 710.7957 | 813.3841 | 378.8299 | 100.3275 | 0 | 0 | 41.448 | 83.227 | 76.9718 | 81.5059 | 0 | 0 | 0 | 0 | 265.751 | 361.6855 | 414.7131 | 516.8459 | 0 | 0 | 0 | 0 | 0 | 6.5376 | 12.9983 | 16.4619 | 0 | 0 | 0 | 0 | 36.647 | 166.2469 | 206.1125 | 198.5705 | 0.40901 | 0.39641 | 0.37719 | 0.36382 | 14.9889 | 65.9019 | 77.7428 | 72.2443
2 | 15 | 8 | 789.1852 | 784.9954 | 778.1731 | 891.5653 | 378.8299 | 100.3275 | 0 | 0 | 40.9222 | 74.2547 | 60.4843 | 72.0386 | 0 | 0 | 0 | 0 | 350.2865 | 594.3516 | 662.4753 | 772.9302 | 0 | 0 | 0 | 0 | 0.55414 | -2.7667 | -1.318 | 0 | 0 | 0 | 0 | 0 | 18.5924 | 18.8283 | 56.5314 | 46.5965 | 0.4026 | 0.40314 | 0.38075 | 0.37732 | 7.4854 | 7.5905 | 21.5244 | 17.5816
2 | 15 | 9 | 801.0939 | 797.4142 | 791.0436 | 906.6388 | 378.8299 | 100.3275 | 0 | 0 | 31.7477 | 56.2613 | 50.1976 | 55.3089 | 0 | 0 | 0 | 0 | 465.7525 | 843.6392 | 936.3836 | 1070.0988 | 0 | 0 | 0 | 0 | -0.21309 | -2.3333 | -3.674 | 42.3227 | 0 | 0 | 0 | 0 | -75.0231 | -200.4804 | -191.8636 | -261.0917 | 0.40979 | 0.40905 | 0.39309 | 0.38587 | -30.7436 | -82.006 | -75.4187 | -100.7462
2 | 15 | 10 | 815.1134 | 811.622 | 805.4265 | 923.3807 | 378.8299 | 100.3275 | 0 | 0 | 25.4067 | 42.6707 | 55.3089 | 55.3089 | 0 | 0 | 0 | 0 | 595.0873 | 1059.3779 | 1179.9676 | 1333.1905 | 0 | 0 | 0 | 0 | -0.4 | -5.5008 | -3.1792 | -57.8524 | 0 | 0 | 0 | 0 | -183.8105 | -385.2532 | -426.6709 | -407.2664 | 0.4056 | 0 | 0 | 0 | -74.5544 | 0 | 0 | 0
2 | 15 | 11 | 815.3596 | 812.1662 | 806.278 | 924.5782 | 378.8299 | 100.3275 | 0 | 0 | 23.7623 | 45.7145 | 49.9981 | 51.476 | 0 | 0 | 0 | 0 | 647.3712 | 1158.8771 | 1302.613 | 1468.0427 | 0 | 0 | 0 | 0 | -0.4 | -13.3833 | -23.306 | -48.6817 | 0 | 0 | 0 | 0 | -234.2038 | -479.3695 | -523.0271 | -546.2588 | 0.40256 | 0 | 0 | 0 | -94.2809 | 0 | 0 | 0
2 | 15 | 12 | 808.6343 | 806.0163 | 800.7575 | 918.6922 | 378.8299 | 100.3275 | 0 | 0 | 24.0867 | 39.1106 | 45.6813 | 39.1106 | 0 | 0 | 0 | 0 | 681.835 | 1225.5735 | 1393.285 | 1567.1638 | 0 | 0 | 0 | 0 | -0.4 | -10.4088 | -23.5339 | -52.6418 | 0 | 0 | 0 | 0 | -275.7172 | -548.5865 | -614.6749 | -634.9405 | 0.3965 | 0 | 0 | 0 | -109.3223 | 0 | 0 | 0
2 | 15 | 13 | 798.5591 | 797.3861 | 793.7205 | 911.8514 | 378.8299 | 100.3275 | 0 | 0 | 24.1033 | 39.1106 | 46.1565 | 39.1106 | 0 | 0 | 0 | 0 | 716.9379 | 1258.427 | 1419.7894 | 1594.2825 | 0 | 0 | 0 | 0 | -0.4 | -10.4266 | -23.5556 | -49.1109 | 0 | 0 | 0 | 0 | -320.912 | -590.0524 | -648.6698 | -672.4307 | 0.39531 | 0 | 0 | 0 | -126.8599 | 0 | 0 | 0
2 | 15 | 14 | 784.8504 | 784.3139 | 781.3195 | 897.9833 | 378.8299 | 100.3275 | 0 | 0 | 26.3111 | 39.1106 | 39.1106 | 39.2288 | 0 | 0 | 0 | 0 | 739.6722 | 1264.5387 | 1412.5663 | 1589.5544 | 0 | 0 | 0 | 0 | -0.4 | -10.4372 | -23.6175 | -48 | 0 | 0 | 0 | 0 | -359.5629 | -609.2257 | -646.7399 | -682.8 | 0.39361 | 0 | 0 | 0 | -141.5284 | 0 | 0 | 0
2 | 15 | 15 | 768.8429 | 769.0595 | 766.8986 | 881.9717 | 378.8299 | 100.3275 | 0 | 0 | 28.3403 | 39.1106 | 50.1122 | 40.5212 | 0 | 0 | 0 | 0 | 712.6537 | 1216.5385 | 1363.237 | 1536.3113 | 0 | 0 | 0 | 0 | -0.4 | -10.4798 | -20.2901 | -38.051 | 0 | 0 | 0 | 0 | -350.581 | -576.4373 | -626.1605 | -656.8098 | 0.39648 | 0 | 0 | 0 | -138.9994 | 0 | 0 | 0
2 | 15 | 16 | 758.9444 | 761.9496 | 762.9208 | 880.0464 | 378.8299 | 100.3275 | 0 | 0 | 34.3028 | 57.0651 | 50.1138 | 59.7787 | 0 | 0 | 0 | 0 | 651.1424 | 1084.7914 | 1209.8902 | 1374.2151 | 0 | 0 | 0 | 0 | -0.23536 | -0.63723 | -1.4521 | 6.598 | 0 | 0 | 0 | 0 | -305.0953 | -479.5972 | -495.6311 | -560.5454 | 0.40398 | 0 | 0.39996 | 0 | -123.2532 | 0 | -198.234 | 0
2 | 15 | 17 | 761.117 | 766.8115 | 770.775 | 891.6542 | 378.8299 | 100.3275 | 0 | 0 | 43.4772 | 57.2907 | 52.7968 | 74.2075 | 0 | 0 | 0 | 0 | 561.4908 | 848.9062 | 951.8654 | 1107.4241 | 141.5984 | 151.5027 | 151.5027 | 151.5027 | -0.19622 | -1.3445 | -1.2 | 4.7137 | 0 | 0 | 0 | 0 | -364.083 | -389.8711 | -384.1899 | -446.1938 | 0.4024 | 0.40819 | 0.40418 | 0.39462 | -146.5074 | -159.1411 | -155.2811 | -176.0762
2 | 15 | 18 | 794.7749 | 802.8573 | 809.27 | 937.9127 | 378.8299 | 100.3275 | 0 | 0 | 45.3453 | 78.1373 | 75.7039 | 84.8831 | 0 | 0 | 0 | 0 | 468.4793 | 564.4196 | 639.9671 | 791.6644 | 141.5984 | 151.5027 | 151.5027 | 151.5027 | 0.065502 | 0.57148 | 0.90325 | 22.4519 | 0 | 0 | 0 | 0 | -239.5435 | -92.1013 | -58.8069 | -112.5895 | 0.40342 | 0.39939 | 0.39298 | 0.37664 | -96.6356 | -36.7843 | -23.11 | -42.4056
2 | 15 | 19 | 843.1385 | 854.6553 | 864.9274 | 1005.6764 | 378.8299 | 100.3275 | 0 | 0 | 47.964 | 87.6556 | 84.2781 | 87.6556 | 0 | 0 | 0 | 0 | 483.8337 | 552.2669 | 621.28 | 771.5278 | 141.5984 | 151.5027 | 151.5027 | 151.5027 | 1.0726 | -0.28457 | 26.0951 | 44.1848 | 0 | 0 | 0 | 0 | -210.16 | -36.8129 | -18.2286 | -49.1945 | 0.41293 | 0.40451 | 0.39736 | 0.38359 | -86.7809 | -14.8911 | -7.2433 | -18.8705
2 | 15 | 20 | 836.7541 | 848.3342 | 858.6238 | 998.2943 | 378.8299 | 100.3275 | 0 | 0 | 52.1923 | 92.0575 | 87.6556 | 92.2659 | 0 | 0 | 0 | 0 | 491.2837 | 554.2593 | 621.4712 | 761.0537 | 141.5984 | 151.5027 | 151.5027 | 151.5027 | 0.84468 | 4.0862 | 2.9881 | 59.1336 | 0 | 0 | 0 | 0 | -227.9949 | -53.899 | -4.9938 | -65.6617 | 0.4122 | 0.4033 | 0.397 | 0.38296 | -93.9799 | -21.7372 | -1.9825 | -25.1461
2 | 15 | 21 | 808.6384 | 820.3735 | 830.9869 | 966.8352 | 378.8299 | 100.3275 | 0 | 0 | 49.432 | 92.8759 | 90.4282 | 106.7878 | 0 | 0 | 0 | 0 | 501.4088 | 567.8759 | 636.2103 | 761.1375 | 141.5984 | 151.5027 | 151.5027 | 151.5027 | 0.73702 | 0 | 6.1075 | 16 | 0 | 0 | 0 | 0 | -263.3677 | -92.2085 | -53.2618 | -68.5929 | 0.40612 | 0.40218 | 0.39602 | 0.38156 | -106.9587 | -37.084 | -21.0926 | -26.1725
2 | 15 | 22 | 764.7513 | 776.2179 | 786.7189 | 915.8136 | 378.8299 | 100.3275 | 0 | 0 | 45.3975 | 97.3473 | 91.7948 | 107.1413 | 0 | 0 | 0 | 0 | 511.8611 | 584.2475 | 658.1245 | 767.1298 | 141.5984 | 151.5027 | 151.5027 | 151.5027 | 0.8842 | 0 | 1.4536 | 16 | 0 | 0 | 0 | 0 | -313.8198 | -157.207 | -116.1567 | -125.9602 | 0.41109 | 0.39872 | 0.39241 | 0.37595 | -129.0093 | -62.6814 | -45.5812 | -47.3545
2 | 15 | 23 | 699.762 | 711.096 | 721.7249 | 841.1528 | 378.8299 | 100.3275 | 0 | 0 | 44.0118 | 81.0154 | 89.4299 | 103.4259 | 0 | 0 | 0 | 0 | 520.7799 | 590.5408 | 674.9722 | 778.6495 | 0 | 0 | 0 | 0 | 0 | 13.0833 | 6.6506 | 6.1929 | 0 | 0 | 0 | 0 | -243.8597 | -73.871 | -49.3278 | -47.1156 | 0.41371 | 0.39663 | 0.38604 | 0.36606 | -100.8874 | -29.2991 | -19.0423 | -17.247
2 | 15 | 24 | 636.2752 | 645.0138 | 652.8904 | 759.3708 | 378.8299 | 100.3275 | 0 | 0 | 40.3699 | 80.7056 | 103.3574 | 95.0805 | 0 | 0 | 0 | 0 | 513.2964 | 563.5682 | 658.5145 | 759.3241 | 0 | 0 | 0 | 0 | 0 | 0.82389 | 11.9586 | 2.9247 | 0 | 0 | 0 | 0 | -296.2209 | -100.4114 | -120.9402 | -97.9585 | 0.40639 | 0.39199 | 0.37547 | 0.36382 | -120.3808 | -39.36 | -45.4092 | -35.6394
2 | 16 | 1 | 587.4652 | 593.0025 | 597.4107 | 692.377 | 378.8299 | 100.3275 | 0 | 0 | 27.2593 | 88.5372 | 92.9187 | 67.136 | 0 | 0 | 0 | 0 | 502.6103 | 531.5745 | 652.0715 | 747.1185 | 0 | 0 | 0 | 0 | -0.4 | 2.6167 | 6.6506 | -2.4332 | 0 | 0 | 0 | 0 | -320.8344 | -130.0533 | -154.23 | -119.4443 | 0.40941 | 0.38749 | 0.36569 | 0.36737 | -131.3516 | -50.3942 | -56.3996 | -43.88
2 | 16 | 2 | 557.7193 | 560.4602 | 561.8008 | 648.6409 | 378.8299 | 100.3275 | 0 | 0 | 22.8211 | 70.3433 | 73.6297 | 64.6181 | 0 | 0 | 0 | 0 | 487.0159 | 498.1901 | 641.8251 | 732.3397 | 0 | 0 | 0 | 0 | -0.4 | 0 | 0 | -4.0543 | 0 | 0 | 0 | 0 | -330.5476 | -108.4007 | -153.6539 | -144.2626 | 0.40877 | 0.38552 | 0.36832 | 0.36522 | -135.1182 | -41.7911 | -56.5938 | -52.687
2 | 16 | 3 | 541.6961 | 541.9617 | 540.5772 | 621.8271 | 378.8299 | 100.3275 | 0 | 0 | 20.9764 | 69.0149 | 63.5425 | 57.4909 | 0 | 0 | 0 | 0 | 460.2988 | 462.7602 | 623.1471 | 711.9368 | 0 | 0 | 0 | 0 | -0.4 | 0.67694 | -2.7955 | -6.115 | 0 | 0 | 0 | 0 | -318.009 | -90.8178 | -143.3169 | -141.4856 | 0.40833 | 0.3849 | 0.36884 | 0.36626 | -129.8535 | -34.9556 | -52.8612 | -51.8211
2 | 16 | 4 | 533.7871 | 531.9902 | 528.2871 | 605.6038 | 378.8299 | 100.3275 | 0 | 0 | 21.6369 | 76.4682 | 61.6967 | 47.1114 | 0 | 0 | 0 | 0 | 451.2905 | 447.0536 | 617.6293 | 701.8262 | 0 | 0 | 0 | 0 | -0.4 | 11.4623 | 1.485 | -10.9549 | 0 | 0 | 0 | 0 | -317.5702 | -103.3214 | -152.5238 | -132.3789 | 0.40772 | 0.37892 | 0.36678 | 0.36631 | -129.4785 | -39.1506 | -55.9434 | -48.4912
2 | 16 | 5 | 542.5454 | 538.5529 | 532.2781 | 607.8315 | 378.8299 | 100.3275 | 0 | 0 | 23.8931 | 93.2154 | 88.9127 | 52.8044 | 0 | 0 | 0 | 0 | 466.7788 | 460.9549 | 629.0976 | 711.9229 | 0 | 0 | 0 | 0 | -0.4 | 0.70029 | 0 | -9.6948 | 0 | 0 | 0 | 0 | -326.5564 | -116.6452 | -185.7322 | -147.2011 | 0.409 | 0.38297 | 0.36528 | 0.36514 | -133.5621 | -44.6721 | -67.8438 | -53.7497
2 | 16 | 6 | 568.2745 | 561.8157 | 552.5361 | 628.2919 | 378.8299 | 100.3275 | 0 | 0 | 36.1785 | 75.7208 | 75.7396 | 82.0222 | 0 | 0 | 0 | 0 | 457.4587 | 456.24 | 623.8385 | 705.8226 | 0 | 0 | 0 | 0 | 0 | 10.0463 | 13.4334 | 0 | 0 | 0 | 0 | 0 | -304.1926 | -80.5188 | -160.4754 | -159.553 | 0.4104 | 0.38709 | 0.36491 | 0.36382 | -124.8407 | -31.1684 | -58.5596 | -58.0489
2 | 16 | 7 | 611.6291 | 603.8718 | 592.9653 | 673.4121 | 378.8299 | 100.3275 | 0 | 0 | 41.448 | 83.227 | 76.9718 | 81.5059 | 0 | 0 | 0 | 0 | 448.373 | 478.9812 | 647.469 | 727.305 | 0 | 0 | 0 | 0 | 0 | 6.5376 | 12.9983 | 16.4619 | 0 | 0 | 0 | 0 | -257.0218 | -65.2014 | -144.4738 | -151.8607 | 0.40901 | 0.39641 | 0.37719 | 0.36382 | -105.124 | -25.8465 | -54.4935 | -55.2503
2 | 16 | 8 | 653.9256 | 645.9456 | 634.6347 | 721.047 | 378.8299 | 100.3275 | 0 | 0 | 40.9222 | 74.2547 | 60.4843 | 72.0386 | 0 | 0 | 0 | 0 | 494.6211 | 687.2554 | 872.6878 | 958.6309 | 0 | 0 | 0 | 0 | 0.55414 | -2.7667 | -1.318 | 0 | 0 | 0 | 0 | 0 | -261.0018 | -213.1253 | -297.2194 | -309.6224 | 0.4026 | 0.40314 | 0.38075 | 0.37732 | -105.0803 | -85.9202 | -113.1664 | -116.8256
2 | 16 | 9 | 700.1707 | 693.6677 | 683.9539 | 779.4249 | 378.8299 | 100.3275 | 0 | 0 | 31.7477 | 56.2613 | 50.1976 | 55.3089 | 0 | 0 | 0 | 0 | 533.2927 | 876.6414 | 1064.8416 | 1169.3127 | 0 | 0 | 0 | 0 | -0.21309 | -2.3333 | -3.674 | 42.3227 | 0 | 0 | 0 | 0 | -243.4865 | -337.2291 | -427.4114 | -487.5195 | 0.40979 | 0.40905 | 0.39309 | 0.38587 | -99.7778 | -137.9428 | -168.0091 | -188.1168
2 | 16 | 10 | 726.3378 | 720.3694 | 711.2411 | 811.5027 | 378.8299 | 100.3275 | 0 | 0 | 25.4067 | 42.6707 | 55.3089 | 55.3089 | 0 | 0 | 0 | 0 | 541.6109 | 1000.4994 | 1193.2464 | 1285.1042 | 0 | 0 | 0 | 0 | -0.4 | -5.5008 | -3.1792 | -57.8524 | 0 | 0 | 0 | 0 | -219.1097 | -417.6273 | -534.1351 | -471.0581 | 0.4056 | 0 | 0 | 0 | -88.8719 | 0 | 0 | 0
2 | 16 | 11 | 734.3823 | 728.9302 | 720.3678 | 822.5309 | 378.8299 | 100.3275 | 0 | 0 | 23.7623 | 45.7145 | 49.9981 | 51.476 | 0 | 0 | 0 | 0 | 570.4915 | 1079.9043 | 1271.9398 | 1338.6596 | 0 | 0 | 0 | 0 | -0.4 | -13.3833 | -23.306 | -48.6817 | 0 | 0 | 0 | 0 | -238.3014 | -483.6326 | -578.264 | -518.923 | 0.40256 | 0 | 0 | 0 | -95.9304 | 0 | 0 | 0
2 | 16 | 12 | 727.7745 | 722.9015 | 714.973 | 816.7945 | 378.8299 | 100.3275 | 0 | 0 | 24.0867 | 39.1106 | 45.6813 | 39.1106 | 0 | 0 | 0 | 0 | 611.1191 | 1157.738 | 1375.5104 | 1447.9991 | 0 | 0 | 0 | 0 | -0.4 | -10.4088 | -23.5339 | -52.6418 | 0 | 0 | 0 | 0 | -285.8612 | -563.8658 | -682.6848 | -617.6733 | 0.3965 | 0 | 0 | 0 | -113.3444 | 0 | 0 | 0
2 | 16 | 13 | 716.6241 | 713.1709 | 706.8058 | 808.6161 | 378.8299 | 100.3275 | 0 | 0 | 24.1033 | 39.1106 | 46.1565 | 39.1106 | 0 | 0 | 0 | 0 | 638.0885 | 1196.2642 | 1432.5538 | 1518.2385 | 0 | 0 | 0 | 0 | -0.4 | -10.4266 | -23.5556 | -49.1109 | 0 | 0 | 0 | 0 | -323.9977 | -612.1048 | -748.3489 | -699.6221 | 0.39531 | 0 | 0 | 0 | -128.0797 | 0 | 0 | 0
2 | 16 | 14 | 700.413 | 697.527 | 691.7513 | 791.5966 | 378.8299 | 100.3275 | 0 | 0 | 26.3111 | 39.1106 | 39.1106 | 39.2288 | 0 | 0 | 0 | 0 | 653.7119 | 1216.6754 | 1476.1267 | 1587.9129 | 0 | 0 | 0 | 0 | -0.4 | -10.4372 | -23.6175 | -48 | 0 | 0 | 0 | 0 | -358.0399 | -648.1492 | -799.8684 | -787.5451 | 0.39361 | 0 | 0 | 0 | -140.9289 | 0 | 0 | 0
2 | 16 | 15 | 681.2349 | 679.0186 | 673.9778 | 771.6077 | 378.8299 | 100.3275 | 0 | 0 | 28.3403 | 39.1106 | 50.1122 | 40.5212 | 0 | 0 | 0 | 0 | 642.7098 | 1190.8739 | 1458.8045 | 1593.4332 | 0 | 0 | 0 | 0 | -0.4 | -10.4798 | -20.2901 | -38.051 | 0 | 0 | 0 | 0 | -368.2451 | -640.8136 | -814.6487 | -824.2956 | 0.39648 | 0 | 0 | 0 | -146.003 | 0 | 0 | 0
2 | 16 | 16 | 677.1699 | 677.9023 | 676.1833 | 777.0247 | 378.8299 | 100.3275 | 0 | 0 | 34.3028 | 57.0651 | 50.1138 | 59.7787 | 0 | 0 | 0 | 0 | 544.3947 | 1015.1332 | 1264.1628 | 1416.154 | 0 | 0 | 0 | 0 | -0.23536 | -0.63723 | -1.4521 | 6.598 | 0 | 0 | 0 | 0 | -280.1223 | -493.9862 | -636.6412 | -705.506 | 0.40398 | 0 | 0.39996 | 0 | -113.1645 | 0 | -254.6328 | 0
2 | 16 | 17 | 686.1257 | 689.7293 | 691.2174 | 797.1535 | 378.8299 | 100.3275 | 0 | 0 | 43.4772 | 57.2907 | 52.7968 | 74.2075 | 0 | 0 | 0 | 0 | 443.5752 | 756.298 | 985.526 | 1134.4799 | 141.5984 | 151.5027 | 151.5027 | 151.5027 | -0.19622 | -1.3445 | -1.2 | 4.7137 | 0 | 0 | 0 | 0 | -321.1587 | -374.3452 | -497.4081 | -567.7503 | 0.4024 | 0.40819 | 0.40418 | 0.39462 | -129.2346 | -152.8035 | -201.0414 | -224.0446
2 | 16 | 18 | 732.4032 | 738.74 | 743.0857 | 859.2904 | 378.8299 | 100.3275 | 0 | 0 | 45.3453 | 78.1373 | 75.7039 | 84.8831 | 0 | 0 | 0 | 0 | 398.4623 | 512.4887 | 724.6226 | 864.7425 | 141.5984 | 151.5027 | 151.5027 | 151.5027 | 0.065502 | 0.57148 | 0.90325 | 22.4519 | 0 | 0 | 0 | 0 | -231.8982 | -104.2878 | -209.6467 | -264.2898 | 0.40342 | 0.39939 | 0.39298 | 0.37664 | -93.5514 | -41.6514 | -82.3873 | -99.5418
2 | 16 | 19 | 801.6959 | 812.0431 | 820.9295 | 953.4 | 378.8299 | 100.3275 | 0 | 0 | 47.964 | 87.6556 | 84.2781 | 87.6556 | 0 | 0 | 0 | 0 | 410.6428 | 491.1045 | 697.4408 | 837.538 | 141.5984 | 151.5027 | 151.5027 | 151.5027 | 1.0726 | -0.28457 | 26.0951 | 44.1848 | 0 | 0 | 0 | 0 | -178.4118 | -18.2627 | -138.3873 | -167.4811 | 0.41293 | 0.40451 | 0.39736 | 0.38359 | -73.6711 | -7.3874 | -54.9894 | -64.2441
2 | 16 | 20 | 800.0529 | 810.5851 | 819.6326 | 951.9542 | 378.8299 | 100.3275 | 0 | 0 | 52.1923 | 92.0575 | 87.6556 | 92.2659 | 0 | 0 | 0 | 0 | 440.3085 | 525.9786 | 722.4519 | 879.2001 | 141.5984 | 151.5027 | 151.5027 | 151.5027 | 0.84468 | 4.0862 | 2.9881 | 59.1336 | 0 | 0 | 0 | 0 | -213.7209 | -63.3674 | -144.9658 | -230.1482 | 0.4122 | 0.4033 | 0.397 | 0.38296 | -88.0961 | -25.5558 | -57.5507 | -88.1385
2 | 16 | 21 | 779.8214 | 790.7327 | 800.3696 | 930.4463 | 378.8299 | 100.3275 | 0 | 0 | 49.432 | 92.8759 | 90.4282 | 106.7878 | 0 | 0 | 0 | 0 | 433.4491 | 509.2318 | 696.3496 | 860.9765 | 141.5984 | 151.5027 | 151.5027 | 151.5027 | 0.73702 | 0 | 6.1075 | 16 | 0 | 0 | 0 | 0 | -224.225 | -63.2052 | -144.0184 | -204.8208 | 0.40612 | 0.40218 | 0.39602 | 0.38156 | -91.0621 | -25.4196 | -57.0338 | -78.152
2 | 16 | 22 | 741.4509 | 752.2497 | 761.959 | 886.3844 | 378.8299 | 100.3275 | 0 | 0 | 45.3975 | 97.3473 | 91.7948 | 107.1413 | 0 | 0 | 0 | 0 | 420.185 | 473.3236 | 649.6249 | 804.7467 | 141.5984 | 151.5027 | 151.5027 | 151.5027 | 0.8842 | 0 | 1.4536 | 16 | 0 | 0 | 0 | 0 | -245.444 | -70.2513 | -132.4171 | -193.0063 | 0.41109 | 0.39872 | 0.39241 | 0.37595 | -100.9005 | -28.0105 | -51.962 | -72.5604
2 | 16 | 23 | 686.8047 | 697.7734 | 707.9695 | 824.8095 | 378.8299 | 100.3275 | 0 | 0 | 44.0118 | 81.0154 | 89.4299 | 103.4259 | 0 | 0 | 0 | 0 | 421.8939 | 456.7104 | 628.0366 | 782.8302 | 0 | 0 | 0 | 0 | 0 | 13.0833 | 6.6506 | 6.1929 | 0 | 0 | 0 | 0 | -157.9309 | 46.6368 | -16.1476 | -67.6396 | 0.41371 | 0.39663 | 0.38604 | 0.36606 | -65.3377 | 18.4974 | -6.2336 | -24.76
2 | 16 | 24 | 627.0969 | 635.584 | 643.1632 | 747.8211 | 378.8299 | 100.3275 | 0 | 0 | 40.3699 | 80.7056 | 103.3574 | 95.0805 | 0 | 0 | 0 | 0 | 399.2107 | 418.5426 | 594.0116 | 751.5973 | 0 | 0 | 0 | 0 | 0 | 0.82389 | 11.9586 | 2.9247 | 0 | 0 | 0 | 0 | -191.3135 | 35.1845 | -66.1645 | -101.7814 | 0.40639 | 0.39199 | 0.37547 | 0.36382 | -77.7477 | 13.7919 | -24.8427 | -37.0303
2 | 17 | 1 | 580.8218 | 586.1774 | 590.3708 | 684.0185 | 378.8299 | 100.3275 | 0 | 0 | 27.2593 | 88.5372 | 92.9187 | 67.136 | 0 | 0 | 0 | 0 | 379.8141 | 388.2171 | 554.7358 | 705.4954 | 0 | 0 | 0 | 0 | -0.4 | 2.6167 | 6.6506 | -2.4332 | 0 | 0 | 0 | 0 | -204.6816 | 6.479 | -63.9342 | -86.1797 | 0.40941 | 0.38749 | 0.36569 | 0.36737 | -83.7979 | 2.5105 | -23.3798 | -31.6596
2 | 17 | 2 | 553.0246 | 555.6313 | 556.8127 | 642.7124 | 378.8299 | 100.3275 | 0 | 0 | 22.8211 | 70.3433 | 73.6297 | 64.6181 | 0 | 0 | 0 | 0 | 375.5782 | 378.9137 | 529.0404 | 670.459 | 0 | 0 | 0 | 0 | -0.4 | 0 | 0 | -4.0543 | 0 | 0 | 0 | 0 | -223.8046 | 6.0468 | -45.8573 | -88.3104 | 0.40877 | 0.38552 | 0.36832 | 0.36522 | -91.4848 | 2.3312 | -16.8902 | -32.2524
2 | 17 | 3 | 537.489 | 537.6272 | 536.0912 | 616.4881 | 378.8299 | 100.3275 | 0 | 0 | 20.9764 | 69.0149 | 63.5425 | 57.4909 | 0 | 0 | 0 | 0 | 378.9361 | 382.7921 | 530.2353 | 673.5552 | 0 | 0 | 0 | 0 | -0.4 | 0.67694 | -2.7955 | -6.115 | 0 | 0 | 0 | 0 | -240.8534 | -15.1842 | -54.8911 | -108.4429 | 0.40833 | 0.3849 | 0.36884 | 0.36626 | -98.3484 | -5.8444 | -20.2461 | -39.7187
2 | 17 | 4 | 528.7003 | 526.7489 | 522.8619 | 599.1465 | 378.8299 | 100.3275 | 0 | 0 | 21.6369 | 76.4682 | 61.6967 | 47.1114 | 0 | 0 | 0 | 0 | 339.2466 | 346.7064 | 501.367 | 644.2741 | 0 | 0 | 0 | 0 | -0.4 | 11.4623 | 1.485 | -10.9549 | 0 | 0 | 0 | 0 | -210.613 | -8.2155 | -41.6868 | -81.2842 | 0.40772 | 0.37892 | 0.36678 | 0.36631 | -85.8703 | -3.113 | -15.29 | -29.7749
2 | 17 | 5 | 534.4733 | 530.2315 | 523.6601 | 597.5699 | 378.8299 | 100.3275 | 0 | 0 | 23.8931 | 93.2154 | 88.9127 | 52.8044 | 0 | 0 | 0 | 0 | 283.8121 | 300.2132 | 456.0604 | 604.3122 | 0 | 0 | 0 | 0 | -0.4 | 0.70029 | 0 | -9.6948 | 0 | 0 | 0 | 0 | -151.6618 | 35.7751 | -21.313 | -49.8519 | 0.409 | 0.38297 | 0.36528 | 0.36514 | -62.0299 | 13.7009 | -7.7851 | -18.2032
2 | 17 | 6 | 554.6377 | 547.7454 | 537.9493 | 610.9107 | 378.8299 | 100.3275 | 0 | 0 | 36.1785 | 75.7208 | 75.7396 | 82.0222 | 0 | 0 | 0 | 0 | 242.9998 | 265.1424 | 409.3539 | 563.7527 | 0 | 0 | 0 | 0 | 0 | 10.0463 | 13.4334 | 0 | 0 | 0 | 0 | 0 | -103.3706 | 96.5084 | 39.4224 | -34.8642 | 0.4104 | 0.38709 | 0.36491 | 0.36382 | -42.4233 | 37.3578 | 14.3858 | -12.6844
2 | 17 | 7 | 589.7478 | 581.2827 | 569.5323 | 645.4774 | 378.8299 | 100.3275 | 0 | 0 | 41.448 | 83.227 | 76.9718 | 81.5059 | 0 | 0 | 0 | 0 | 253.276 | 302.4005 | 444.7445 | 601.1035 | 0 | 0 | 0 | 0 | 0 | 6.5376 | 12.9983 | 16.4619 | 0 | 0 | 0 | 0 | -83.8061 | 88.7901 | 34.8176 | -53.5938 | 0.40901 | 0.39641 | 0.37719 | 0.36382 | -34.2773 | 35.1973 | 13.1327 | -19.4986
2 | 17 | 8 | 623.2793 | 614.3345 | 601.8747 | 682.0206 | 378.8299 | 100.3275 | 0 | 0 | 40.9222 | 74.2547 | 60.4843 | 72.0386 | 0 | 0 | 0 | 0 | 283.9912 | 518.293 | 684.2631 | 838.1183 | 0 | 0 | 0 | 0 | 0.55414 | -2.7667 | -1.318 | 0 | 0 | 0 | 0 | 0 | -81.0181 | -75.774 | -141.5547 | -228.1363 | 0.4026 | 0.40314 | 0.38075 | 0.37732 | -32.6182 | -30.5478 | -53.897 | -86.0795
2 | 17 | 9 | 664.4389 | 656.8473 | 645.8392 | 734.0566 | 378.8299 | 100.3275 | 0 | 0 | 31.7477 | 56.2613 | 50.1976 | 55.3089 | 0 | 0 | 0 | 0 | 345.6898 | 743.678 | 936.0619 | 1098.5873 | 0 | 0 | 0 | 0 | -0.21309 | -2.3333 | -3.674 | 42.3227 | 0 | 0 | 0 | 0 | -91.6155 | -241.086 | -336.7464 | -462.1624 | 0.40979 | 0.40905 | 0.39309 | 0.38587 | -37.5429 | -98.6157 | -132.37 | -178.3324
2 | 17 | 10 | 691.6203 | 684.6022 | 674.2264 | 767.452 | 378.8299 | 100.3275 | 0 | 0 | 25.4067 | 42.6707 | 55.3089 | 55.3089 | 0 | 0 | 0 | 0 | 405.3151 | 892.742 | 1073.6924 | 1250.1309 | 0 | 0 | 0 | 0 | -0.4 | -5.5008 | -3.1792 | -57.8524 | 0 | 0 | 0 | 0 | -117.5315 | -345.6371 | -451.5958 | -480.1355 | 0.4056 | 0 | 0 | 0 | -47.6713 | 0 | 0 | 0
2 | 17 | 11 | 702.7345 | 696.3242 | 686.6229 | 782.37 | 378.8299 | 100.3275 | 0 | 0 | 23.7623 | 45.7145 | 49.9981 | 51.476 | 0 | 0 | 0 | 0 | 462.0942 | 1007.8595 | 1187.1629 | 1372.6196 | 0 | 0 | 0 | 0 | -0.4 | -13.3833 | -23.306 | -48.6817 | 0 | 0 | 0 | 0 | -161.552 | -444.1939 | -527.2322 | -593.0439 | 0.40256 | 0 | 0 | 0 | -65.0342 | 0 | 0 | 0
2 | 17 | 12 | 698.5023 | 692.7418 | 683.7585 | 779.644 | 378.8299 | 100.3275 | 0 | 0 | 24.0867 | 39.1106 | 45.6813 | 39.1106 | 0 | 0 | 0 | 0 | 481.9225 | 1049.2638 | 1225.0679 | 1415.3308 | 0 | 0 | 0 | 0 | -0.4 | -10.4088 | -23.5339 | -52.6418 | 0 | 0 | 0 | 0 | -185.9368 | -485.5512 | -563.4569 | -622.1556 | 0.3965 | 0 | 0 | 0 | -73.7243 | 0 | 0 | 0
2 | 17 | 13 | 691.6991 | 687.4814 | 680.2069 | 776.9498 | 378.8299 | 100.3275 | 0 | 0 | 24.1033 | 39.1106 | 46.1565 | 39.1106 | 0 | 0 | 0 | 0 | 479.9708 | 1044.349 | 1207.9118 | 1399.0247 | 0 | 0 | 0 | 0 | -0.4 | -10.4266 | -23.5556 | -49.1109 | 0 | 0 | 0 | 0 | -190.8049 | -485.8792 | -550.3058 | -612.0746 | 0.39531 | 0 | 0 | 0 | -75.4272 | 0 | 0 | 0
2 | 17 | 14 | 675.9758 | 672.3341 | 665.6592 | 760.5275 | 378.8299 | 100.3275 | 0 | 0 | 26.3111 | 39.1106 | 39.1106 | 39.2288 | 0 | 0 | 0 | 0 | 483.3426 | 1030.8347 | 1192.1761 | 1381.2062 | 0 | 0 | 0 | 0 | -0.4 | -10.4372 | -23.6175 | -48 | 0 | 0 | 0 | 0 | -212.1079 | -487.5015 | -542.0099 | -611.9075 | 0.39361 | 0 | 0 | 0 | -83.4883 | 0 | 0 | 0
2 | 17 | 15 | 664.9456 | 662.1955 | 656.5181 | 750.787 | 378.8299 | 100.3275 | 0 | 0 | 28.3403 | 39.1106 | 50.1122 | 40.5212 | 0 | 0 | 0 | 0 | 454.1655 | 948.9154 | 1097.5626 | 1278.2643 | 0 | 0 | 0 | 0 | -0.4 | -10.4798 | -20.2901 | -38.051 | 0 | 0 | 0 | 0 | -195.9902 | -415.6781 | -470.8666 | -529.9475 | 0.39648 | 0 | 0 | 0 | -77.7068 | 0 | 0 | 0
2 | 17 | 16 | 662.0999 | 662.3362 | 660.0252 | 757.7537 | 378.8299 | 100.3275 | 0 | 0 | 34.3028 | 57.0651 | 50.1138 | 59.7787 | 0 | 0 | 0 | 0 | 394.6108 | 788.0258 | 912.7156 | 1080.4244 | 0 | 0 | 0 | 0 | -0.23536 | -0.63723 | -1.4521 | 6.598 | 0 | 0 | 0 | 0 | -145.4083 | -282.4449 | -301.3522 | -389.0474 | 0.40398 | 0 | 0.39996 | 0 | -58.7424 | 0 | -120.5297 | 0
2 | 17 | 17 | 681.4542 | 684.8605 | 686.111 | 791.0191 | 378.8299 | 100.3275 | 0 | 0 | 43.4772 | 57.2907 | 52.7968 | 74.2075 | 0 | 0 | 0 | 0 | 294.6555 | 524.4784 | 613.7475 | 775.5738 | 141.5984 | 151.5027 | 151.5027 | 151.5027 | -0.19622 | -1.3445 | -1.2 | 4.7137 | 0 | 0 | 0 | 0 | -176.9105 | -147.3944 | -130.736 | -214.9786 | 0.4024 | 0.40819 | 0.40418 | 0.39462 | -71.189 | -60.1647 | -52.8406 | -84.8345
2 | 17 | 18 | 738.3607 | 744.8107 | 749.2873 | 866.6025 | 378.8299 | 100.3275 | 0 | 0 | 45.3453 | 78.1373 | 75.7039 | 84.8831 | 0 | 0 | 0 | 0 | 214.6308 | 245.6699 | 312.3614 | 473.0072 | 141.5984 | 151.5027 | 151.5027 | 151.5027 | 0.065502 | 0.57148 | 0.90325 | 22.4519 | 0 | 0 | 0 | 0 | -42.1092 | 168.6018 | 208.816 | 134.7577 | 0.40342 | 0.39939 | 0.39298 | 0.37664 | -16.9875 | 67.3378 | 82.0609 | 50.755
2 | 17 | 19 | 818.6886 | 829.4627 | 838.8517 | 974.6404 | 378.8299 | 100.3275 | 0 | 0 | 47.964 | 87.6556 | 84.2781 | 87.6556 | 0 | 0 | 0 | 0 | 202.1913 | 192.9707 | 258.5966 | 424.1689 | 141.5984 | 151.5027 | 151.5027 | 151.5027 | 1.0726 | -0.28457 | 26.0951 | 44.1848 | 0 | 0 | 0 | 0 | 47.0326 | 297.2908 | 318.3792 | 267.1284 | 0.41293 | 0.40451 | 0.39736 | 0.38359 | 19.4211 | 120.2568 | 126.5107 | 102.4679
2 | 17 | 20 | 818.824 | 829.8368 | 839.4508 | 975.451 | 378.8299 | 100.3275 | 0 | 0 | 52.1923 | 92.0575 | 87.6556 | 92.2659 | 0 | 0 | 0 | 0 | 215.7147 | 199.7371 | 265.4894 | 433.8108 | 141.5984 | 151.5027 | 151.5027 | 151.5027 | 0.84468 | 4.0862 | 2.9881 | 59.1336 | 0 | 0 | 0 | 0 | 29.6441 | 282.1258 | 331.815 | 238.7379 | 0.4122 | 0.4033 | 0.397 | 0.38296 | 12.2193 | 113.78 | 131.729 | 91.4281
2 | 17 | 21 | 797.5925 | 808.9564 | 819.1264 | 952.6821 | 378.8299 | 100.3275 | 0 | 0 | 49.432 | 92.8759 | 90.4282 | 106.7878 | 0 | 0 | 0 | 0 | 314.8276 | 286.4237 | 344.8177 | 511.6016 | 141.5984 | 151.5027 | 151.5027 | 151.5027 | 0.73702 | 0 | 6.1075 | 16 | 0 | 0 | 0 | 0 | -87.8323 | 177.8266 | 226.2704 | 166.79 | 0.40612 | 0.40218 | 0.39602 | 0.38156 | -35.6704 | 71.5176 | 89.607 | 63.6409
2 | 17 | 22 | 751.8063 | 762.857 | 772.8622 | 899.2977 | 378.8299 | 100.3275 | 0 | 0 | 45.3975 | 97.3473 | 91.7948 | 107.1413 | 0 | 0 | 0 | 0 | 359.7875 | 325.098 | 389.0864 | 556.0901 | 141.5984 | 151.5027 | 151.5027 | 151.5027 | 0.8842 | 0 | 1.4536 | 16 | 0 | 0 | 0 | 0 | -174.6911 | 88.5815 | 139.0247 | 68.5636 | 0.41109 | 0.39872 | 0.39241 | 0.37595 | -71.8144 | 35.3191 | 54.5548 | 25.7764
2 | 17 | 23 | 683.1803 | 694.0192 | 704.06 | 820.1362 | 378.8299 | 100.3275 | 0 | 0 | 44.0118 | 81.0154 | 89.4299 | 103.4259 | 0 | 0 | 0 | 0 | 417.2378 | 377.5167 | 452.2253 | 614.6495 | 0 | 0 | 0 | 0 | 0 | 13.0833 | 6.6506 | 6.1929 | 0 | 0 | 0 | 0 | -156.8992 | 122.0763 | 155.7542 | 95.8679 | 0.41371 | 0.39663 | 0.38604 | 0.36606 | -64.9109 | 48.4186 | 60.1268 | 35.0932
2 | 17 | 24 | 615.5328 | 623.6739 | 630.8418 | 733.1612 | 378.8299 | 100.3275 | 0 | 0 | 40.3699 | 80.7056 | 103.3574 | 95.0805 | 0 | 0 | 0 | 0 | 439.3907 | 397.9492 | 478.2316 | 633.6598 | 0 | 0 | 0 | 0 | 0 | 0.82389 | 11.9586 | 2.9247 | 0 | 0 | 0 | 0 | -243.0576 | 43.8677 | 37.2941 | 1.4962 | 0.40639 | 0.39199 | 0.37547 | 0.36382 | -98.7759 | 17.1956 | 14.0028 | 0.54435
2 | 18 | 1 | 569.6678 | 574.6863 | 578.479 | 669.8662 | 378.8299 | 100.3275 | 0 | 0 | 27.2593 | 88.5372 | 92.9187 | 67.136 | 0 | 0 | 0 | 0 | 436.4766 | 396.2116 | 482.1898 | 634.29 | 0 | 0 | 0 | 0 | -0.4 | 2.6167 | 6.6506 | -2.4332 | 0 | 0 | 0 | 0 | -272.4981 | -13.0067 | -3.2801 | -29.1266 | 0.40941 | 0.38749 | 0.36569 | 0.36737 | -111.5624 | -5.0399 | -1.1995 | -10.7002
2 | 18 | 2 | 547.4897 | 549.9223 | 550.8963 | 635.6645 | 378.8299 | 100.3275 | 0 | 0 | 22.8211 | 70.3433 | 73.6297 | 64.6181 | 0 | 0 | 0 | 0 | 441.3071 | 404.3328 | 497.1087 | 646.0779 | 0 | 0 | 0 | 0 | -0.4 | 0 | 0 | -4.0543 | 0 | 0 | 0 | 0 | -295.0683 | -25.0814 | -19.842 | -70.9772 | 0.40877 | 0.38552 | 0.36832 | 0.36522 | -120.6153 | -9.6695 | -7.3082 | -25.922
2 | 18 | 3 | 538.5774 | 538.7309 | 537.2122 | 617.8042 | 378.8299 | 100.3275 | 0 | 0 | 20.9764 | 69.0149 | 63.5425 | 57.4909 | 0 | 0 | 0 | 0 | 427.802 | 397.9449 | 497.9523 | 641.6737 | 0 | 0 | 0 | 0 | -0.4 | 0.67694 | -2.7955 | -6.115 | 0 | 0 | 0 | 0 | -288.6309 | -29.2333 | -21.4871 | -75.2454 | 0.40833 | 0.3849 | 0.36884 | 0.36626 | -117.8575 | -11.2518 | -7.9253 | -27.5597
2 | 18 | 4 | 537.5997 | 535.8834 | 532.2741 | 610.3133 | 378.8299 | 100.3275 | 0 | 0 | 21.6369 | 76.4682 | 61.6967 | 47.1114 | 0 | 0 | 0 | 0 | 388.9258 | 363.3739 | 478.0557 | 608.9129 | 0 | 0 | 0 | 0 | -0.4 | 11.4623 | 1.485 | -10.9549 | 0 | 0 | 0 | 0 | -251.3929 | -15.7485 | -8.9633 | -34.7562 | 0.40772 | 0.37892 | 0.36678 | 0.36631 | -102.4969 | -5.9674 | -3.2876 | -12.7314
2 | 18 | 5 | 556.8258 | 553.1907 | 547.3366 | 625.6766 | 378.8299 | 100.3275 | 0 | 0 | 23.8931 | 93.2154 | 88.9127 | 52.8044 | 0 | 0 | 0 | 0 | 374.3264 | 352.4931 | 479.8859 | 603.9524 | 0 | 0 | 0 | 0 | -0.4 | 0.70029 | 0 | -9.6948 | 0 | 0 | 0 | 0 | -219.8235 | 6.4544 | -21.4619 | -21.3854 | 0.409 | 0.38297 | 0.36528 | 0.36514 | -89.9082 | 2.4719 | -7.8396 | -7.8088
2 | 18 | 6 | 610.7995 | 605.4589 | 597.4992 | 681.6311 | 378.8299 | 100.3275 | 0 | 0 | 36.1785 | 75.7208 | 75.7396 | 82.0222 | 0 | 0 | 0 | 0 | 359.4685 | 341.5966 | 458.8114 | 581.1734 | 0 | 0 | 0 | 0 | 0 | 10.0463 | 13.4334 | 0 | 0 | 0 | 0 | 0 | -163.6774 | 77.7678 | 49.5148 | 18.4355 | 0.4104 | 0.38709 | 0.36491 | 0.36382 | -67.1733 | 30.1034 | 18.0686 | 6.7072
2 | 18 | 7 | 704.8292 | 699.562 | 691.597 | 790.4583 | 378.8299 | 100.3275 | 0 | 0 | 41.448 | 83.227 | 76.9718 | 81.5059 | 0 | 0 | 0 | 0 | 351.5389 | 341.5282 | 456.579 | 583.757 | 0 | 0 | 0 | 0 | 0 | 6.5376 | 12.9983 | 16.4619 | 0 | 0 | 0 | 0 | -66.9876 | 167.9416 | 145.0478 | 108.7334 | 0.40901 | 0.39641 | 0.37719 | 0.36382 | -27.3985 | 66.5737 | 54.7101 | 39.5596
2 | 18 | 8 | 766.4879 | 761.5254 | 753.7797 | 862.4466 | 378.8299 | 100.3275 | 0 | 0 | 40.9222 | 74.2547 | 60.4843 | 72.0386 | 0 | 0 | 0 | 0 | 416.9705 | 490.5577 | 613.9231 | 729.0031 | 0 | 0 | 0 | 0 | 0.55414 | -2.7667 | -1.318 | 0 | 0 | 0 | 0 | 0 | -70.7889 | 99.1522 | 80.6903 | 61.4049 | 0.4026 | 0.40314 | 0.38075 | 0.37732 | -28.4999 | 39.9726 | 30.7229 | 23.1691
2 | 18 | 9 | 789.0538 | 784.914 | 777.991 | 891.0067 | 378.8299 | 100.3275 | 0 | 0 | 31.7477 | 56.2613 | 50.1976 | 55.3089 | 0 | 0 | 0 | 0 | 480.9469 | 611.0847 | 737.3074 | 851.128 | 0 | 0 | 0 | 0 | -0.21309 | -2.3333 | -3.674 | 42.3227 | 0 | 0 | 0 | 0 | -102.2576 | 19.5738 | -5.8401 | -57.7529 | 0.40979 | 0.40905 | 0.39309 | 0.38587 | -41.9039 | 8.0066 | -2.2957 | -22.2848
2 | 18 | 10 | 809.7283 | 805.9761 | 799.4652 | 916.1861 | 378.8299 | 100.3275 | 0 | 0 | 25.4067 | 42.6707 | 55.3089 | 55.3089 | 0 | 0 | 0 | 0 | 561.8108 | 745.1031 | 876.7798 | 998.7539 | 0 | 0 | 0 | 0 | -0.4 | -5.5008 | -3.1792 | -57.8524 | 0 | 0 | 0 | 0 | -155.9191 | -76.6244 | -129.4444 | -80.0243 | 0.4056 | 0 | 0 | 0 | -63.2415 | 0 | 0 | 0
2 | 18 | 11 | 818.8602 | 815.6586 | 809.7543 | 928.5991 | 378.8299 | 100.3275 | 0 | 0 | 23.7623 | 45.7145 | 49.9981 | 51.476 | 0 | 0 | 0 | 0 | 682.2945 | 948.3807 | 1116.9785 | 1260.3448 | 0 | 0 | 0 | 0 | -0.4 | -13.3833 | -23.306 | -48.6817 | 0 | 0 | 0 | 0 | -265.6266 | -265.3807 | -333.9163 | -334.54 | 0.40256 | 0 | 0 | 0 | -106.9304 | 0 | 0 | 0
2 | 18 | 12 | 808.4612 | 805.7355 | 800.3431 | 918.0944 | 378.8299 | 100.3275 | 0 | 0 | 24.0867 | 39.1106 | 45.6813 | 39.1106 | 0 | 0 | 0 | 0 | 737.1629 | 1042.5004 | 1213.5923 | 1372.0087 | 0 | 0 | 0 | 0 | -0.4 | -10.4088 | -23.5339 | -52.6418 | 0 | 0 | 0 | 0 | -331.2183 | -365.7942 | -435.3966 | -440.383 | 0.3965 | 0 | 0 | 0 | -131.3286 | 0 | 0 | 0
2 | 18 | 13 | 796.1305 | 794.7935 | 790.9277 | 908.4351 | 378.8299 | 100.3275 | 0 | 0 | 24.1033 | 39.1106 | 46.1565 | 39.1106 | 0 | 0 | 0 | 0 | 773.7191 | 1100.4037 | 1292.9738 | 1460.0433 | 0 | 0 | 0 | 0 | -0.4 | -10.4266 | -23.5556 | -49.1109 | 0 | 0 | 0 | 0 | -380.1218 | -434.6217 | -524.647 | -541.6079 | 0.39531 | 0 | 0 | 0 | -150.2662 | 0 | 0 | 0
2 | 18 | 14 | 779.9344 | 779.1639 | 775.8867 | 891.4307 | 378.8299 | 100.3275 | 0 | 0 | 26.3111 | 39.1106 | 39.1106 | 39.2288 | 0 | 0 | 0 | 0 | 795.8196 | 1111.3502 | 1321.7936 | 1495.1916 | 0 | 0 | 0 | 0 | -0.4 | -10.4372 | -23.6175 | -48 | 0 | 0 | 0 | 0 | -420.6263 | -461.1872 | -561.4 | -594.9898 | 0.39361 | 0 | 0 | 0 | -165.5637 | 0 | 0 | 0
2 | 18 | 15 | 762.9914 | 762.9481 | 760.4737 | 874.2408 | 378.8299 | 100.3275 | 0 | 0 | 28.3403 | 39.1106 | 50.1122 | 40.5212 | 0 | 0 | 0 | 0 | 835.0732 | 1128.754 | 1351.6668 | 1517.8566 | 0 | 0 | 0 | 0 | -0.4 | -10.4798 | -20.2901 | -38.051 | 0 | 0 | 0 | 0 | -478.8521 | -494.7642 | -621.0151 | -646.086 | 0.39648 | 0 | 0 | 0 | -189.8567 | 0 | 0 | 0
2 | 18 | 16 | 752.5152 | 755.2475 | 755.89 | 871.5991 | 378.8299 | 100.3275 | 0 | 0 | 34.3028 | 57.0651 | 50.1138 | 59.7787 | 0 | 0 | 0 | 0 | 860.7249 | 1131.4652 | 1353.0266 | 1509.3068 | 0 | 0 | 0 | 0 | -0.23536 | -0.63723 | -1.4521 | 6.598 | 0 | 0 | 0 | 0 | -521.107 | -532.973 | -645.7983 | -704.0844 | 0.40398 | 0 | 0.39996 | 0 | -210.5182 | 0 | -258.2953 | 0
2 | 18 | 17 | 759.7769 | 765.3501 | 769.1652 | 889.6562 | 378.8299 | 100.3275 | 0 | 0 | 43.4772 | 57.2907 | 52.7968 | 74.2075 | 0 | 0 | 0 | 0 | 835.0539 | 1048.7007 | 1253.0576 | 1410.8898 | 141.5984 | 151.5027 | 151.5027 | 151.5027 | -0.19622 | -1.3445 | -1.2 | 4.7137 | 0 | 0 | 0 | 0 | -638.9862 | -591.127 | -686.9918 | -751.6576 | 0.4024 | 0.40819 | 0.40418 | 0.39462 | -257.1287 | -241.2915 | -277.667 | -296.6177
2 | 18 | 18 | 814.9507 | 823.5288 | 830.5245 | 963.0909 | 378.8299 | 100.3275 | 0 | 0 | 45.3453 | 78.1373 | 75.7039 | 84.8831 | 0 | 0 | 0 | 0 | 763.3956 | 845.604 | 1043.5966 | 1202.1846 | 141.5984 | 151.5027 | 151.5027 | 151.5027 | 0.065502 | 0.57148 | 0.90325 | 22.4519 | 0 | 0 | 0 | 0 | -514.284 | -352.6142 | -441.1819 | -497.9314 | 0.40342 | 0.39939 | 0.39298 | 0.37664 | -207.4703 | -140.8304 | -173.3764 | -187.5403
2 | 18 | 19 | 888.06 | 900.7658 | 912.4418 | 1062.0503 | 378.8299 | 100.3275 | 0 | 0 | 47.964 | 87.6556 | 84.2781 | 87.6556 | 0 | 0 | 0 | 0 | 751.6616 | 807.907 | 1003.6068 | 1166.4187 | 141.5984 | 151.5027 | 151.5027 | 151.5027 | 1.0726 | -0.28457 | 26.0951 | 44.1848 | 0 | 0 | 0 | 0 | -433.0664 | -246.3424 | -353.041 | -387.7115 | 0.41293 | 0.40451 | 0.39736 | 0.38359 | -178.8251 | -99.6477 | -140.2839 | -148.7224
2 | 18 | 20 | 882.9412 | 895.746 | 907.4817 | 1056.2643 | 378.8299 | 100.3275 | 0 | 0 | 52.1923 | 92.0575 | 87.6556 | 92.2659 | 0 | 0 | 0 | 0 | 717.535 | 771.7073 | 978.8544 | 1141.4314 | 141.5984 | 151.5027 | 151.5027 | 151.5027 | 0.84468 | 4.0862 | 2.9881 | 59.1336 | 0 | 0 | 0 | 0 | -408.059 | -223.9353 | -313.5191 | -388.0693 | 0.4122 | 0.4033 | 0.397 | 0.38296 | -168.2026 | -90.312 | -124.4656 | -148.6167
2 | 18 | 21 | 853.3251 | 866.2466 | 878.261 | 1022.9277 | 378.8299 | 100.3275 | 0 | 0 | 49.432 | 92.8759 | 90.4282 | 106.7878 | 0 | 0 | 0 | 0 | 699.6291 | 750.0939 | 962.4895 | 1123.7243 | 141.5984 | 151.5027 | 151.5027 | 151.5027 | 0.73702 | 0 | 6.1075 | 16 | 0 | 0 | 0 | 0 | -416.9013 | -228.5534 | -332.2668 | -375.0872 | 0.40612 | 0.40218 | 0.39602 | 0.38156 | -169.3117 | -91.9187 | -131.5834 | -143.1194
2 | 18 | 22 | 789.0909 | 801.1848 | 812.4254 | 946.2957 | 378.8299 | 100.3275 | 0 | 0 | 45.3975 | 97.3473 | 91.7948 | 107.1413 | 0 | 0 | 0 | 0 | 690.6677 | 740.5367 | 953.6286 | 1112.3381 | 141.5984 | 151.5027 | 151.5027 | 151.5027 | 0.8842 | 0 | 1.4536 | 16 | 0 | 0 | 0 | 0 | -468.2867 | -288.5294 | -385.9544 | -440.6863 | 0.41109 | 0.39872 | 0.39241 | 0.37595 | -192.5097 | -115.042 | -151.4528 | -165.6753
2 | 18 | 23 | 710.647 | 722.247 | 733.1886 | 854.7312 | 378.8299 | 100.3275 | 0 | 0 | 44.0118 | 81.0154 | 89.4299 | 103.4259 | 0 | 0 | 0 | 0 | 697.4278 | 747.2835 | 960.7106 | 1118.6361 | 0 | 0 | 0 | 0 | 0 | 13.0833 | 6.6506 | 6.1929 | 0 | 0 | 0 | 0 | -409.6226 | -219.4628 | -323.6025 | -373.5238 | 0.41371 | 0.39663 | 0.38604 | 0.36606 | -169.4653 | -87.0446 | -124.9224 | -136.7311
2 | 18 | 24 | 632.941 | 641.5588 | 649.2906 | 755.0663 | 378.8299 | 100.3275 | 0 | 0 | 40.3699 | 80.7056 | 103.3574 | 95.0805 | 0 | 0 | 0 | 0 | 681.7625 | 730.2198 | 945.3617 | 1095.4347 | 0 | 0 | 0 | 0 | 0 | 0.82389 | 11.9586 | 2.9247 | 0 | 0 | 0 | 0 | -468.0212 | -270.5179 | -411.3871 | -438.3736 | 0.40639 | 0.39199 | 0.37547 | 0.36382 | -190.1986 | -106.0396 | -154.4629 | -159.4898
2 | 19 | 1 | 586.076 | 591.5481 | 595.8776 | 690.5289 | 378.8299 | 100.3275 | 0 | 0 | 27.2593 | 88.5372 | 92.9187 | 67.136 | 0 | 0 | 0 | 0 | 631.1871 | 684.0209 | 896.5013 | 1024.8462 | 0 | 0 | 0 | 0 | -0.4 | 2.6167 | 6.6506 | -2.4332 | 0 | 0 | 0 | 0 | -450.8004 | -283.9542 | -400.1929 | -399.0202 | 0.40941 | 0.38749 | 0.36569 | 0.36737 | -184.5604 | -110.029 | -146.3446 | -146.5872
2 | 19 | 2 | 561.7251 | 564.5544 | 565.9982 | 653.6028 | 378.8299 | 100.3275 | 0 | 0 | 22.8211 | 70.3433 | 73.6297 | 64.6181 | 0 | 0 | 0 | 0 | 600.5115 | 644.8394 | 851.4625 | 959.553 | 0 | 0 | 0 | 0 | -0.4 | 0 | 0 | -4.0543 | 0 | 0 | 0 | 0 | -440.0374 | -250.9558 | -359.0939 | -366.514 | 0.40877 | 0.38552 | 0.36832 | 0.36522 | -179.8745 | -96.7496 | -132.2615 | -133.8568
2 | 19 | 3 | 549.3307 | 549.7862 | 548.6251 | 631.363 | 378.8299 | 100.3275 | 0 | 0 | 20.9764 | 69.0149 | 63.5425 | 57.4909 | 0 | 0 | 0 | 0 | 557.7735 | 599.5085 | 802.5287 | 899.2753 | 0 | 0 | 0 | 0 | -0.4 | 0.67694 | -2.7955 | -6.115 | 0 | 0 | 0 | 0 | -407.8491 | -219.7416 | -314.6506 | -319.2882 | 0.40833 | 0.3849 | 0.36884 | 0.36626 | -166.5382 | -84.5782 | -116.0561 | -116.9437
2 | 19 | 4 | 547.6914 | 546.2613 | 542.9911 | 623.0481 | 378.8299 | 100.3275 | 0 | 0 | 21.6369 | 76.4682 | 61.6967 | 47.1114 | 0 | 0 | 0 | 0 | 550.5119 | 589.7845 | 783.5947 | 875.9833 | 0 | 0 | 0 | 0 | -0.4 | 11.4623 | 1.485 | -10.9549 | 0 | 0 | 0 | 0 | -402.8872 | -231.7812 | -303.7854 | -289.0918 | 0.40772 | 0.37892 | 0.36678 | 0.36631 | -164.2636 | -87.8267 | -111.4237 | -105.8962
2 | 19 | 5 | 567.6705 | 564.3545 | 558.8793 | 639.4046 | 378.8299 | 100.3275 | 0 | 0 | 23.8931 | 93.2154 | 88.9127 | 52.8044 | 0 | 0 | 0 | 0 | 570.2475 | 615.3893 | 806.4983 | 899.8586 | 0 | 0 | 0 | 0 | -0.4 | 0.70029 | 0 | -9.6948 | 0 | 0 | 0 | 0 | -404.9 | -245.2779 | -336.5316 | -303.5636 | 0.409 | 0.38297 | 0.36528 | 0.36514 | -165.6048 | -93.9351 | -122.9274 | -110.8446
2 | 19 | 6 | 627.3856 | 622.5407 | 615.1698 | 702.6549 | 378.8299 | 100.3275 | 0 | 0 | 36.1785 | 75.7208 | 75.7396 | 82.0222 | 0 | 0 | 0 | 0 | 568.1956 | 629.3858 | 819.4971 | 912.5497 | 0 | 0 | 0 | 0 | 0 | 10.0463 | 13.4334 | 0 | 0 | 0 | 0 | 0 | -355.8185 | -192.9396 | -293.5003 | -291.9171 | 0.4104 | 0.38709 | 0.36491 | 0.36382 | -146.028 | -74.6858 | -107.1022 | -106.2059
2 | 19 | 7 | 737.0984 | 732.7908 | 725.9655 | 831.3436 | 378.8299 | 100.3275 | 0 | 0 | 41.448 | 83.227 | 76.9718 | 81.5059 | 0 | 0 | 0 | 0 | 529.3732 | 596.5945 | 788.7675 | 876.6846 | 0 | 0 | 0 | 0 | 0 | 6.5376 | 12.9983 | 16.4619 | 0 | 0 | 0 | 0 | -212.5527 | -53.8957 | -152.7721 | -143.3088 | 0.40901 | 0.39641 | 0.37719 | 0.36382 | -86.9357 | -21.3648 | -57.6236 | -52.1389
2 | 19 | 8 | 801.5301 | 797.6168 | 791.1175 | 906.8714 | 378.8299 | 100.3275 | 0 | 0 | 40.9222 | 74.2547 | 60.4843 | 72.0386 | 0 | 0 | 0 | 0 | 479.789 | 631.8903 | 862.7721 | 956.5512 | 0 | 0 | 0 | 0 | 0.55414 | -2.7667 | -1.318 | 0 | 0 | 0 | 0 | 0 | -98.5651 | -6.089 | -130.821 | -121.7183 | 0.4026 | 0.40314 | 0.38075 | 0.37732 | -39.6827 | -2.4547 | -49.8101 | -45.9263
2 | 19 | 9 | 808.4495 | 804.9359 | 798.7596 | 915.7639 | 378.8299 | 100.3275 | 0 | 0 | 31.7477 | 56.2613 | 50.1976 | 55.3089 | 0 | 0 | 0 | 0 | 531.1836 | 808.0005 | 1078.7494 | 1185.4251 | 0 | 0 | 0 | 0 | -0.21309 | -2.3333 | -3.674 | 42.3227 | 0 | 0 | 0 | 0 | -133.0986 | -157.32 | -326.5135 | -367.2929 | 0.40979 | 0.40905 | 0.39309 | 0.38587 | -54.5422 | -64.3514 | -128.3476 | -141.7256
2 | 19 | 10 | 819.4835 | 816.0939 | 810.0178 | 928.8138 | 378.8299 | 100.3275 | 0 | 0 | 25.4067 | 42.6707 | 55.3089 | 55.3089 | 0 | 0 | 0 | 0 | 540.5817 | 902.2185 | 1197.5115 | 1316.2253 | 0 | 0 | 0 | 0 | -0.4 | -5.5008 | -3.1792 | -57.8524 | 0 | 0 | 0 | 0 | -124.9348 | -223.6219 | -439.6235 | -384.8681 | 0.4056 | 0 | 0 | 0 | -50.6742 | 0 | 0 | 0
2 | 19 | 11 | 817.6506 | 814.5071 | 808.6771 | 927.4137 | 378.8299 | 100.3275 | 0 | 0 | 23.7623 | 45.7145 | 49.9981 | 51.476 | 0 | 0 | 0 | 0 | 571.6037 | 969.5796 | 1267.6669 | 1394.8362 | 0 | 0 | 0 | 0 | -0.4 | -13.3833 | -23.306 | -48.6817 | 0 | 0 | 0 | 0 | -156.1453 | -287.7311 | -485.6819 | -470.2168 | 0.40256 | 0 | 0 | 0 | -62.8577 | 0 | 0 | 0
2 | 19 | 12 | 809.7219 | 807.1228 | 801.8858 | 920.0208 | 378.8299 | 100.3275 | 0 | 0 | 24.0867 | 39.1106 | 45.6813 | 39.1106 | 0 | 0 | 0 | 0 | 643.5271 | 1056.2914 | 1343.94 | 1471.057 | 0 | 0 | 0 | 0 | -0.4 | -10.4088 | -23.5339 | -52.6418 | 0 | 0 | 0 | 0 | -236.3218 | -378.1978 | -564.2016 | -537.505 | 0.3965 | 0 | 0 | 0 | -93.702 | 0 | 0 | 0
2 | 19 | 13 | 795.1719 | 793.8956 | 790.1071 | 907.5501 | 378.8299 | 100.3275 | 0 | 0 | 24.1033 | 39.1106 | 46.1565 | 39.1106 | 0 | 0 | 0 | 0 | 659.1831 | 1074.2428 | 1347.2143 | 1473.9419 | 0 | 0 | 0 | 0 | -0.4 | -10.4266 | -23.5556 | -49.1109 | 0 | 0 | 0 | 0 | -266.5444 | -409.3587 | -579.7081 | -556.3914 | 0.39531 | 0 | 0 | 0 | -105.3678 | 0 | 0 | 0
2 | 19 | 14 | 778.5345 | 777.8078 | 774.5872 | 889.972 | 378.8299 | 100.3275 | 0 | 0 | 26.3111 | 39.1106 | 39.1106 | 39.2288 | 0 | 0 | 0 | 0 | 632.0773 | 1017.6097 | 1276.9336 | 1393.0578 | 0 | 0 | 0 | 0 | -0.4 | -10.4372 | -23.6175 | -48 | 0 | 0 | 0 | 0 | -258.2838 | -368.8028 | -517.8394 | -494.3146 | 0.39361 | 0 | 0 | 0 | -101.6637 | 0 | 0 | 0
2 | 19 | 15 | 767.0446 | 767.1951 | 764.9551 | 879.6467 | 378.8299 | 100.3275 | 0 | 0 | 28.3403 | 39.1106 | 50.1122 | 40.5212 | 0 | 0 | 0 | 0 | 634.4868 | 1036.5858 | 1282.6219 | 1390.6649 | 0 | 0 | 0 | 0 | -0.4 | -10.4798 | -20.2901 | -38.051 | 0 | 0 | 0 | 0 | -274.2125 | -398.3489 | -547.4889 | -513.4883 | 0.39648 | 0 | 0 | 0 | -108.7206 | 0 | 0 | 0
2 | 19 | 16 | 754.63 | 757.5005 | 758.3114 | 874.5565 | 378.8299 | 100.3275 | 0 | 0 | 34.3028 | 57.0651 | 50.1138 | 59.7787 | 0 | 0 | 0 | 0 | 603.5838 | 934.0816 | 1139.2344 | 1223.194 | 0 | 0 | 0 | 0 | -0.23536 | -0.63723 | -1.4521 | 6.598 | 0 | 0 | 0 | 0 | -261.8512 | -333.3365 | -429.5847 | -415.0141 | 0.40398 | 0 | 0.39996 | 0 | -105.7834 | 0 | -171.8179 | 0
2 | 19 | 17 | 762.8398 | 768.5628 | 772.5591 | 893.7534 | 378.8299 | 100.3275 | 0 | 0 | 43.4772 | 57.2907 | 52.7968 | 74.2075 | 0 | 0 | 0 | 0 | 530.7279 | 801.5067 | 954.2692 | 1031.9578 | 141.5984 | 151.5027 | 151.5027 | 151.5027 | -0.19622 | -1.3445 | -1.2 | 4.7137 | 0 | 0 | 0 | 0 | -331.5974 | -340.7203 | -384.8097 | -368.6283 | 0.4024 | 0.40819 | 0.40418 | 0.39462 | -133.4351 | -139.0782 | -155.5316 | -145.4674
2 | 19 | 18 | 817.6011 | 826.3085 | 833.4605 | 966.635 | 378.8299 | 100.3275 | 0 | 0 | 45.3453 | 78.1373 | 75.7039 | 84.8831 | 0 | 0 | 0 | 0 | 438.2715 | 546.676 | 652.8969 | 720.4872 | 141.5984 | 151.5027 | 151.5027 | 151.5027 | 0.065502 | 0.57148 | 0.90325 | 22.4519 | 0 | 0 | 0 | 0 | -186.5094 | -50.9066 | -47.5462 | -12.6899 | 0.40342 | 0.39939 | 0.39298 | 0.37664 | -75.2408 | -20.3316 | -18.6848 | -4.7795
2 | 19 | 19 | 877.7938 | 890.2743 | 901.6872 | 1049.3381 | 378.8299 | 100.3275 | 0 | 0 | 47.964 | 87.6556 | 84.2781 | 87.6556 | 0 | 0 | 0 | 0 | 437.6799 | 504.971 | 585.581 | 664.2064 | 141.5984 | 151.5027 | 151.5027 | 151.5027 | 1.0726 | -0.28457 | 26.0951 | 44.1848 | 0 | 0 | 0 | 0 | -129.3509 | 46.102 | 54.2302 | 101.7886 | 0.41293 | 0.40451 | 0.39736 | 0.38359 | -53.4126 | 18.6487 | 21.5489 | 39.0451
2 | 19 | 20 | 880.7685 | 893.5764 | 905.3197 | 1053.7615 | 378.8299 | 100.3275 | 0 | 0 | 52.1923 | 92.0575 | 87.6556 | 92.2659 | 0 | 0 | 0 | 0 | 467.2301 | 529.5215 | 613.0076 | 720.1385 | 141.5984 | 151.5027 | 151.5027 | 151.5027 | 0.84468 | 4.0862 | 2.9881 | 59.1336 | 0 | 0 | 0 | 0 | -159.9268 | 16.0809 | 50.1656 | 30.7208 | 0.4122 | 0.4033 | 0.397 | 0.38296 | -65.9221 | 6.4854 | 19.9155 | 11.765
2 | 19 | 21 | 858.2988 | 871.4196 | 883.6735 | 1029.4188 | 378.8299 | 100.3275 | 0 | 0 | 49.432 | 92.8759 | 90.4282 | 106.7878 | 0 | 0 | 0 | 0 | 490.1804 | 547.8199 | 628.5011 | 755.3869 | 141.5984 | 151.5027 | 151.5027 | 151.5027 | 0.73702 | 0 | 6.1075 | 16 | 0 | 0 | 0 | 0 | -202.4788 | -21.1065 | 7.134 | -0.25858 | 0.40612 | 0.40218 | 0.39602 | 0.38156 | -82.2306 | -8.4885 | 2.8252 | -0.098666
2 | 19 | 22 | 791.5749 | 803.7873 | 815.171 | 949.6075 | 378.8299 | 100.3275 | 0 | 0 | 45.3975 | 97.3473 | 91.7948 | 107.1413 | 0 | 0 | 0 | 0 | 456.3968 | 503.7922 | 589.7094 | 738.946 | 141.5984 | 151.5027 | 151.5027 | 151.5027 | 0.8842 | 0 | 1.4536 | 16 | 0 | 0 | 0 | 0 | -231.5318 | -49.1825 | -19.2896 | -63.9825 | 0.41109 | 0.39872 | 0.39241 | 0.37595 | -95.1812 | -19.61 | -7.5695 | -24.0541
2 | 19 | 23 | 712.7641 | 724.4556 | 735.5074 | 857.5187 | 378.8299 | 100.3275 | 0 | 0 | 44.0118 | 81.0154 | 89.4299 | 103.4259 | 0 | 0 | 0 | 0 | 450.6147 | 484.805 | 583.3031 | 751.1785 | 0 | 0 | 0 | 0 | 0 | 13.0833 | 6.6506 | 6.1929 | 0 | 0 | 0 | 0 | -160.6923 | 45.2244 | 56.1238 | -3.2786 | 0.41371 | 0.39663 | 0.38604 | 0.36606 | -66.4801 | 17.9372 | 21.6658 | -1.2002
2 | 19 | 24 | 636.7692 | 645.5139 | 653.3972 | 759.9649 | 378.8299 | 100.3275 | 0 | 0 | 40.3699 | 80.7056 | 103.3574 | 95.0805 | 0 | 0 | 0 | 0 | 417.2577 | 443.3555 | 561.5528 | 731.9175 | 0 | 0 | 0 | 0 | 0 | 0.82389 | 11.9586 | 2.9247 | 0 | 0 | 0 | 0 | -199.6882 | 20.3015 | -23.4716 | -69.9578 | 0.40639 | 0.39199 | 0.37547 | 0.36382 | -81.151 | 7.9579 | -8.8129 | -25.4522
2 | 20 | 1 | 586.8025 | 592.3101 | 596.6824 | 691.5004 | 378.8299 | 100.3275 | 0 | 0 | 27.2593 | 88.5372 | 92.9187 | 67.136 | 0 | 0 | 0 | 0 | 389.0167 | 408.4462 | 540.8062 | 714.0185 | 0 | 0 | 0 | 0 | -0.4 | 2.6167 | 6.6506 | -2.4332 | 0 | 0 | 0 | 0 | -207.9034 | -7.6175 | -43.693 | -87.221 | 0.40941 | 0.38749 | 0.36569 | 0.36737 | -85.1169 | -2.9517 | -15.9779 | -32.0422
2 | 20 | 2 | 562.3203 | 565.1813 | 566.6636 | 654.4086 | 378.8299 | 100.3275 | 0 | 0 | 22.8211 | 70.3433 | 73.6297 | 64.6181 | 0 | 0 | 0 | 0 | 399.1986 | 414.9013 | 556.8482 | 728.5027 | 0 | 0 | 0 | 0 | -0.4 | 0 | 0 | -4.0543 | 0 | 0 | 0 | 0 | -238.1292 | -20.3908 | -63.8143 | -134.6579 | 0.40877 | 0.38552 | 0.36832 | 0.36522 | -97.3403 | -7.8611 | -23.5041 | -49.1792
2 | 20 | 3 | 550.8652 | 551.3782 | 550.2861 | 633.3511 | 378.8299 | 100.3275 | 0 | 0 | 20.9764 | 69.0149 | 63.5425 | 57.4909 | 0 | 0 | 0 | 0 | 417.9543 | 430.8432 | 584.6412 | 756.5863 | 0 | 0 | 0 | 0 | -0.4 | 0.67694 | -2.7955 | -6.115 | 0 | 0 | 0 | 0 | -266.4953 | -49.4843 | -95.1021 | -174.6111 | 0.40833 | 0.3849 | 0.36884 | 0.36626 | -108.8188 | -19.0464 | -35.0776 | -63.9537
2 | 20 | 4 | 547.9042 | 546.4974 | 543.2558 | 623.3803 | 378.8299 | 100.3275 | 0 | 0 | 21.6369 | 76.4682 | 61.6967 | 47.1114 | 0 | 0 | 0 | 0 | 445.8152 | 451.1694 | 623.8168 | 794.7032 | 0 | 0 | 0 | 0 | -0.4 | 11.4623 | 1.485 | -10.9549 | 0 | 0 | 0 | 0 | -297.9777 | -92.93 | -143.7428 | -207.4795 | 0.40772 | 0.37892 | 0.36678 | 0.36631 | -121.4903 | -35.2131 | -52.7226 | -76.001
2 | 20 | 5 | 567.6562 | 564.3612 | 558.9122 | 639.4655 | 378.8299 | 100.3275 | 0 | 0 | 23.8931 | 93.2154 | 88.9127 | 52.8044 | 0 | 0 | 0 | 0 | 476.3365 | 468.3034 | 650.4169 | 820.1828 | 0 | 0 | 0 | 0 | -0.4 | 0.70029 | 0 | -9.6948 | 0 | 0 | 0 | 0 | -311.0033 | -98.1854 | -180.4174 | -223.8269 | 0.409 | 0.38297 | 0.36528 | 0.36514 | -127.2009 | -37.6025 | -65.9024 | -81.7292
2 | 20 | 6 | 627.1393 | 622.3274 | 614.9979 | 702.4915 | 378.8299 | 100.3275 | 0 | 0 | 36.1785 | 75.7208 | 75.7396 | 82.0222 | 0 | 0 | 0 | 0 | 488.5985 | 472.5335 | 652.5679 | 819.4279 | 0 | 0 | 0 | 0 | 0 | 10.0463 | 13.4334 | 0 | 0 | 0 | 0 | 0 | -276.4677 | -36.3006 | -126.743 | -198.9586 | 0.4104 | 0.38709 | 0.36491 | 0.36382 | -113.4624 | -14.0518 | -46.2502 | -72.3855
2 | 20 | 7 | 733.0213 | 728.668 | 721.7928 | 826.4569 | 378.8299 | 100.3275 | 0 | 0 | 41.448 | 83.227 | 76.9718 | 81.5059 | 0 | 0 | 0 | 0 | 491.438 | 496.8176 | 680.0509 | 837.3772 | 0 | 0 | 0 | 0 | 0 | 6.5376 | 12.9983 | 16.4619 | 0 | 0 | 0 | 0 | -178.6946 | 41.7583 | -48.2282 | -108.8881 | 0.40901 | 0.39641 | 0.37719 | 0.36382 | -73.0875 | 16.5534 | -18.191 | -39.6159
2 | 20 | 8 | 797.3844 | 793.4318 | 786.8907 | 901.9291 | 378.8299 | 100.3275 | 0 | 0 | 40.9222 | 74.2547 | 60.4843 | 72.0386 | 0 | 0 | 0 | 0 | 546.6455 | 719.6171 | 925.1245 | 1069.706 | 0 | 0 | 0 | 0 | 0.55414 | -2.7667 | -1.318 | 0 | 0 | 0 | 0 | 0 | -169.5674 | -98.0008 | -197.4001 | -239.8155 | 0.4026 | 0.40314 | 0.38075 | 0.37732 | -68.2684 | -39.5084 | -75.1602 | -90.4863
2 | 20 | 9 | 805.8103 | 802.2794 | 796.086 | 912.6459 | 378.8299 | 100.3275 | 0 | 0 | 31.7477 | 56.2613 | 50.1976 | 55.3089 | 0 | 0 | 0 | 0 | 643.3284 | 959.2699 | 1180.0185 | 1331.4291 | 0 | 0 | 0 | 0 | -0.21309 | -2.3333 | -3.674 | 42.3227 | 0 | 0 | 0 | 0 | -247.8827 | -311.2459 | -430.4561 | -516.4148 | 0.40979 | 0.40905 | 0.39309 | 0.38587 | -101.5793 | -127.3144 | -169.2059 | -199.2666
2 | 20 | 10 | 814.8361 | 811.3569 | 805.177 | 923.1048 | 378.8299 | 100.3275 | 0 | 0 | 25.4067 | 42.6707 | 55.3089 | 55.3089 | 0 | 0 | 0 | 0 | 692.878 | 1095.0995 | 1347.1525 | 1504.3203 | 0 | 0 | 0 | 0 | -0.4 | -5.5008 | -3.1792 | -57.8524 | 0 | 0 | 0 | 0 | -281.8786 | -421.24 | -594.1053 | -578.6721 | 0.4056 | 0 | 0 | 0 | -114.3313 | 0 | 0 | 0
2 | 20 | 11 | 811.8844 | 808.6062 | 802.6182 | 920.2435 | 378.8299 | 100.3275 | 0 | 0 | 23.7623 | 45.7145 | 49.9981 | 51.476 | 0 | 0 | 0 | 0 | 718.2105 | 1142.6284 | 1411.4842 | 1572.9811 | 0 | 0 | 0 | 0 | -0.4 | -13.3833 | -23.306 | -48.6817 | 0 | 0 | 0 | 0 | -308.5184 | -466.6809 | -635.5581 | -655.532 | 0.40256 | 0 | 0 | 0 | -124.1968 | 0 | 0 | 0
2 | 20 | 12 | 805.4945 | 802.8001 | 797.4517 | 914.7769 | 378.8299 | 100.3275 | 0 | 0 | 24.0867 | 39.1106 | 45.6813 | 39.1106 | 0 | 0 | 0 | 0 | 748.2551 | 1165.3808 | 1435.6385 | 1601.6411 | 0 | 0 | 0 | 0 | -0.4 | -10.4088 | -23.5339 | -52.6418 | 0 | 0 | 0 | 0 | -345.2773 | -491.61 | -660.3343 | -673.333 | 0.3965 | 0 | 0 | 0 | -136.903 | 0 | 0 | 0
2 | 20 | 13 | 796.839 | 795.6299 | 791.922 | 909.7272 | 378.8299 | 100.3275 | 0 | 0 | 24.1033 | 39.1106 | 46.1565 | 39.1106 | 0 | 0 | 0 | 0 | 782.1303 | 1204.1693 | 1473.3466 | 1644.6039 | 0 | 0 | 0 | 0 | -0.4 | -10.4266 | -23.5556 | -49.1109 | 0 | 0 | 0 | 0 | -387.8245 | -537.5509 | -704.0255 | -724.8763 | 0.39531 | 0 | 0 | 0 | -153.3112 | 0 | 0 | 0
2 | 20 | 14 | 777.5854 | 776.8618 | 773.6469 | 888.8854 | 378.8299 | 100.3275 | 0 | 0 | 26.3111 | 39.1106 | 39.1106 | 39.2288 | 0 | 0 | 0 | 0 | 775.4797 | 1192.8436 | 1475.3625 | 1648.8009 | 0 | 0 | 0 | 0 | -0.4 | -10.4372 | -23.6175 | -48 | 0 | 0 | 0 | 0 | -402.6354 | -544.9826 | -717.2087 | -751.1443 | 0.39361 | 0 | 0 | 0 | -158.4822 | 0 | 0 | 0
2 | 20 | 15 | 766.4848 | 766.6464 | 764.421 | 879.0397 | 378.8299 | 100.3275 | 0 | 0 | 28.3403 | 39.1106 | 50.1122 | 40.5212 | 0 | 0 | 0 | 0 | 751.7422 | 1145.6731 | 1432.4513 | 1603.5235 | 0 | 0 | 0 | 0 | -0.4 | -10.4798 | -20.2901 | -38.051 | 0 | 0 | 0 | 0 | -392.0277 | -507.985 | -697.8524 | -726.9541 | 0.39648 | 0 | 0 | 0 | -155.4323 | 0 | 0 | 0
2 | 20 | 16 | 755.9257 | 758.857 | 759.7413 | 876.2803 | 378.8299 | 100.3275 | 0 | 0 | 34.3028 | 57.0651 | 50.1138 | 59.7787 | 0 | 0 | 0 | 0 | 743.0741 | 1077.4388 | 1353.8195 | 1518.3329 | 0 | 0 | 0 | 0 | -0.23536 | -0.63723 | -1.4521 | 6.598 | 0 | 0 | 0 | 0 | -400.0458 | -475.3372 | -642.7399 | -708.4293 | 0.40398 | 0 | 0.39996 | 0 | -161.6116 | 0 | -257.072 | 0
2 | 20 | 17 | 762.5218 | 768.2656 | 772.2883 | 893.4621 | 378.8299 | 100.3275 | 0 | 0 | 43.4772 | 57.2907 | 52.7968 | 74.2075 | 0 | 0 | 0 | 0 | 639.8679 | 851.3932 | 1100.826 | 1257.5407 | 141.5984 | 151.5027 | 151.5027 | 151.5027 | -0.19622 | -1.3445 | -1.2 | 4.7137 | 0 | 0 | 0 | 0 | -441.0554 | -390.904 | -531.6372 | -594.5025 | 0.4024 | 0.40819 | 0.40418 | 0.39462 | -177.4811 | -159.5627 | -214.8761 | -234.6015
2 | 20 | 18 | 806.8519 | 815.2872 | 822.1187 | 953.1913 | 378.8299 | 100.3275 | 0 | 0 | 45.3453 | 78.1373 | 75.7039 | 84.8831 | 0 | 0 | 0 | 0 | 579.8719 | 612.6138 | 848.2353 | 996.8775 | 141.5984 | 151.5027 | 151.5027 | 151.5027 | 0.065502 | 0.57148 | 0.90325 | 22.4519 | 0 | 0 | 0 | 0 | -338.8591 | -127.8656 | -254.2264 | -302.5239 | 0.40342 | 0.39939 | 0.39298 | 0.37664 | -136.7011 | -51.0682 | -99.9063 | -113.9422
2 | 20 | 19 | 878.0273 | 890.5363 | 901.9841 | 1049.7132 | 378.8299 | 100.3275 | 0 | 0 | 47.964 | 87.6556 | 84.2781 | 87.6556 | 0 | 0 | 0 | 0 | 582.5805 | 575.0715 | 798.3404 | 936.0285 | 141.5984 | 151.5027 | 151.5027 | 151.5027 | 1.0726 | -0.28457 | 26.0951 | 44.1848 | 0 | 0 | 0 | 0 | -274.0179 | -23.7365 | -158.2322 | -169.6584 | 0.41293 | 0.40451 | 0.39736 | 0.38359 | -113.1496 | -9.6016 | -62.8749 | -65.0793
2 | 20 | 20 | 875.123 | 887.7925 | 899.373 | 1046.7174 | 378.8299 | 100.3275 | 0 | 0 | 52.1923 | 92.0575 | 87.6556 | 92.2659 | 0 | 0 | 0 | 0 | 529.6983 | 523.4242 | 742.8958 | 871.9646 | 141.5984 | 151.5027 | 151.5027 | 151.5027 | 0.84468 | 4.0862 | 2.9881 | 59.1336 | 0 | 0 | 0 | 0 | -228.0405 | 16.3943 | -85.6692 | -128.1494 | 0.4122 | 0.4033 | 0.397 | 0.38296 | -93.9987 | 6.6118 | -34.0103 | -49.0767
2 | 20 | 21 | 850.9554 | 863.8915 | 875.928 | 1020.2391 | 378.8299 | 100.3275 | 0 | 0 | 49.432 | 92.8759 | 90.4282 | 106.7878 | 0 | 0 | 0 | 0 | 491.5596 | 483.3448 | 703.5555 | 827.4 | 141.5984 | 151.5027 | 151.5027 | 151.5027 | 0.73702 | 0 | 6.1075 | 16 | 0 | 0 | 0 | 0 | -211.2015 | 35.8405 | -75.6659 | -81.4515 | 0.40612 | 0.40218 | 0.39602 | 0.38156 | -85.773 | 14.4142 | -29.965 | -31.0789
2 | 20 | 22 | 790.4588 | 802.6582 | 814.0277 | 948.268 | 378.8299 | 100.3275 | 0 | 0 | 45.3975 | 97.3473 | 91.7948 | 107.1413 | 0 | 0 | 0 | 0 | 497.0984 | 484.8919 | 699.8687 | 818.0431 | 141.5984 | 151.5027 | 151.5027 | 151.5027 | 0.8842 | 0 | 1.4536 | 16 | 0 | 0 | 0 | 0 | -273.3496 | -31.4112 | -130.5922 | -144.4191 | 0.41109 | 0.39872 | 0.39241 | 0.37595 | -112.3723 | -12.5242 | -51.2459 | -54.2941
2 | 20 | 23 | 712.4415 | 724.143 | 735.208 | 857.1826 | 378.8299 | 100.3275 | 0 | 0 | 44.0118 | 81.0154 | 89.4299 | 103.4259 | 0 | 0 | 0 | 0 | 522.1293 | 504.954 | 717.4218 | 827.2296 | 0 | 0 | 0 | 0 | 0 | 13.0833 | 6.6506 | 6.1929 | 0 | 0 | 0 | 0 | -232.5296 | 24.7628 | -78.2944 | -79.6658 | 0.41371 | 0.39663 | 0.38604 | 0.36606 | -96.2 | 9.8216 | -30.2245 | -29.1623
2 | 20 | 24 | 638.1096 | 646.91 | 654.8603 | 761.7217 | 378.8299 | 100.3275 | 0 | 0 | 40.3699 | 80.7056 | 103.3574 | 95.0805 | 0 | 0 | 0 | 0 | 482.7925 | 464.8215 | 672.1794 | 774.5448 | 0 | 0 | 0 | 0 | 0 | 0.82389 | 11.9586 | 2.9247 | 0 | 0 | 0 | 0 | -263.8826 | 0.2315 | -132.6351 | -110.8283 | 0.40639 | 0.39199 | 0.37547 | 0.36382 | -107.2389 | 0.090746 | -49.8003 | -40.3217
2 | 21 | 1 | 587.2868 | 592.8212 | 597.2261 | 692.1599 | 378.8299 | 100.3275 | 0 | 0 | 27.2593 | 88.5372 | 92.9187 | 67.136 | 0 | 0 | 0 | 0 | 448.6254 | 428.2923 | 627.1809 | 730.4513 | 0 | 0 | 0 | 0 | -0.4 | 2.6167 | 6.6506 | -2.4332 | 0 | 0 | 0 | 0 | -267.0279 | -26.9524 | -129.524 | -102.9942 | 0.40941 | 0.38749 | 0.36569 | 0.36737 | -109.3229 | -10.4438 | -47.365 | -37.8368
2 | 21 | 2 | 560.6401 | 563.4672 | 564.91 | 652.339 | 378.8299 | 100.3275 | 0 | 0 | 22.8211 | 70.3433 | 73.6297 | 64.6181 | 0 | 0 | 0 | 0 | 399.8554 | 379.6332 | 574.6295 | 678.7537 | 0 | 0 | 0 | 0 | -0.4 | 0 | 0 | -4.0543 | 0 | 0 | 0 | 0 | -240.4662 | 13.1632 | -83.3491 | -86.9785 | 0.40877 | 0.38552 | 0.36832 | 0.36522 | -98.2956 | 5.0747 | -30.6991 | -31.7659
2 | 21 | 3 | 549.6149 | 550.1049 | 548.9864 | 631.8196 | 378.8299 | 100.3275 | 0 | 0 | 20.9764 | 69.0149 | 63.5425 | 57.4909 | 0 | 0 | 0 | 0 | 353.8169 | 333.5016 | 529.4292 | 632.0721 | 0 | 0 | 0 | 0 | -0.4 | 0.67694 | -2.7955 | -6.115 | 0 | 0 | 0 | 0 | -203.6083 | 46.5841 | -41.1897 | -51.6284 | 0.40833 | 0.3849 | 0.36884 | 0.36626 | -83.14 | 17.9301 | -15.1925 | -18.9096
2 | 21 | 4 | 546.49 | 545.052 | 541.774 | 621.6286 | 378.8299 | 100.3275 | 0 | 0 | 21.6369 | 76.4682 | 61.6967 | 47.1114 | 0 | 0 | 0 | 0 | 300.6662 | 282.0757 | 477.6225 | 581.9496 | 0 | 0 | 0 | 0 | -0.4 | 11.4623 | 1.485 | -10.9549 | 0 | 0 | 0 | 0 | -154.243 | 74.7183 | 0.96975 | 3.5224 | 0.40772 | 0.37892 | 0.36678 | 0.36631 | -62.8874 | 28.3123 | 0.35569 | 1.2903
2 | 21 | 5 | 568.3351 | 565.0668 | 559.6497 | 640.3495 | 378.8299 | 100.3275 | 0 | 0 | 23.8931 | 93.2154 | 88.9127 | 52.8044 | 0 | 0 | 0 | 0 | 271.3967 | 252.0223 | 446.8243 | 553.2912 | 0 | 0 | 0 | 0 | -0.4 | 0.70029 | 0 | -9.6948 | 0 | 0 | 0 | 0 | -105.3845 | 118.8014 | 23.9128 | 43.9487 | 0.409 | 0.38297 | 0.36528 | 0.36514 | -43.1024 | 45.4979 | 8.7348 | 16.0476
2 | 21 | 6 | 628.1004 | 623.3169 | 616.0212 | 703.7087 | 378.8299 | 100.3275 | 0 | 0 | 36.1785 | 75.7208 | 75.7396 | 82.0222 | 0 | 0 | 0 | 0 | 263.6826 | 243.0887 | 441.1319 | 548.3996 | 0 | 0 | 0 | 0 | 0 | 10.0463 | 13.4334 | 0 | 0 | 0 | 0 | 0 | -50.5906 | 194.1337 | 85.7163 | 73.2869 | 0.4104 | 0.38709 | 0.36491 | 0.36382 | -20.7624 | 75.148 | 31.279 | 26.6634
2 | 21 | 7 | 737.5697 | 733.3397 | 726.6102 | 832.1754 | 378.8299 | 100.3275 | 0 | 0 | 41.448 | 83.227 | 76.9718 | 81.5059 | 0 | 0 | 0 | 0 | 245.4637 | 255.8943 | 455.6534 | 562.1975 | 0 | 0 | 0 | 0 | 0 | 6.5376 | 12.9983 | 16.4619 | 0 | 0 | 0 | 0 | 71.8281 | 287.3533 | 180.9867 | 172.0101 | 0.40901 | 0.39641 | 0.37719 | 0.36382 | 29.3783 | 113.9097 | 68.2657 | 62.5811
2 | 21 | 8 | 798.3299 | 794.4012 | 787.8881 | 903.1112 | 378.8299 | 100.3275 | 0 | 0 | 40.9222 | 74.2547 | 60.4843 | 72.0386 | 0 | 0 | 0 | 0 | 282.484 | 449.6034 | 654.5245 | 765.1333 | 0 | 0 | 0 | 0 | 0.55414 | -2.7667 | -1.318 | 0 | 0 | 0 | 0 | 0 | 95.5396 | 172.9823 | 74.1973 | 65.9393 | 0.4026 | 0.40314 | 0.38075 | 0.37732 | 38.4646 | 69.7368 | 28.2506 | 24.88
2 | 21 | 9 | 809.3641 | 805.9258 | 799.8417 | 917.1004 | 378.8299 | 100.3275 | 0 | 0 | 31.7477 | 56.2613 | 50.1976 | 55.3089 | 0 | 0 | 0 | 0 | 351.2958 | 647.942 | 857.922 | 981.4926 | 0 | 0 | 0 | 0 | -0.21309 | -2.3333 | -3.674 | 42.3227 | 0 | 0 | 0 | 0 | 47.7038 | 3.7284 | -104.604 | -162.0239 | 0.40979 | 0.40905 | 0.39309 | 0.38587 | 19.5484 | 1.5251 | -41.1183 | -62.5194
2 | 21 | 10 | 824.8328 | 821.6274 | 815.7713 | 935.6839 | 378.8299 | 100.3275 | 0 | 0 | 25.4067 | 42.6707 | 55.3089 | 55.3089 | 0 | 0 | 0 | 0 | 390.2526 | 763.5566 | 993.1262 | 1122.2291 | 0 | 0 | 0 | 0 | -0.4 | -5.5008 | -3.1792 | -57.8524 | 0 | 0 | 0 | 0 | 30.7436 | -79.4265 | -229.4847 | -184.0018 | 0.4056 | 0 | 0 | 0 | 12.4697 | 0 | 0 | 0
2 | 21 | 11 | 825.0665 | 822.1563 | 816.6041 | 936.8568 | 378.8299 | 100.3275 | 0 | 0 | 23.7623 | 45.7145 | 49.9981 | 51.476 | 0 | 0 | 0 | 0 | 426.4302 | 838.2468 | 1099.2407 | 1231.3297 | 0 | 0 | 0 | 0 | -0.4 | -13.3833 | -23.306 | -48.6817 | 0 | 0 | 0 | 0 | -3.5559 | -148.749 | -309.3287 | -297.2672 | 0.40256 | 0 | 0 | 0 | -1.4315 | 0 | 0 | 0
2 | 21 | 12 | 817.7015 | 815.3471 | 810.4013 | 930.1585 | 378.8299 | 100.3275 | 0 | 0 | 24.0867 | 39.1106 | 45.6813 | 39.1106 | 0 | 0 | 0 | 0 | 441.6376 | 882.7409 | 1166.3125 | 1297.7717 | 0 | 0 | 0 | 0 | -0.4 | -10.4088 | -23.5339 | -52.6418 | 0 | 0 | 0 | 0 | -26.4528 | -196.423 | -378.0586 | -354.0819 | 0.3965 | 0 | 0 | 0 | -10.4886 | 0 | 0 | 0
2 | 21 | 13 | 807.8537 | 806.9501 | 803.604 | 923.6017 | 378.8299 | 100.3275 | 0 | 0 | 24.1033 | 39.1106 | 46.1565 | 39.1106 | 0 | 0 | 0 | 0 | 448.6754 | 879.6163 | 1160.0023 | 1291.8316 | 0 | 0 | 0 | 0 | -0.4 | -10.4266 | -23.5556 | -49.1109 | 0 | 0 | 0 | 0 | -43.3549 | -201.6777 | -378.9992 | -358.2295 | 0.39531 | 0 | 0 | 0 | -17.1386 | 0 | 0 | 0
2 | 21 | 14 | 793.3099 | 793.0205 | 790.3193 | 908.685 | 378.8299 | 100.3275 | 0 | 0 | 26.3111 | 39.1106 | 39.1106 | 39.2288 | 0 | 0 | 0 | 0 | 445.2577 | 876.2455 | 1168.4489 | 1298.1857 | 0 | 0 | 0 | 0 | -0.4 | -10.4372 | -23.6175 | -48 | 0 | 0 | 0 | 0 | -56.6888 | -212.2259 | -393.6227 | -380.7295 | 0.39361 | 0 | 0 | 0 | -22.3134 | 0 | 0 | 0
2 | 21 | 15 | 778.9202 | 779.4333 | 777.6243 | 894.7278 | 378.8299 | 100.3275 | 0 | 0 | 28.3403 | 39.1106 | 50.1122 | 40.5212 | 0 | 0 | 0 | 0 | 409.8089 | 803.5242 | 1084.532 | 1205.521 | 0 | 0 | 0 | 0 | -0.4 | -10.4798 | -20.2901 | -38.051 | 0 | 0 | 0 | 0 | -37.6589 | -153.0492 | -336.7298 | -313.2634 | 0.39648 | 0 | 0 | 0 | -14.9311 | 0 | 0 | 0
2 | 21 | 16 | 764.7785 | 767.9599 | 769.1405 | 887.4483 | 378.8299 | 100.3275 | 0 | 0 | 34.3028 | 57.0651 | 50.1138 | 59.7787 | 0 | 0 | 0 | 0 | 379.4702 | 725.9656 | 1010.765 | 1112.8945 | 0 | 0 | 0 | 0 | -0.23536 | -0.63723 | -1.4521 | 6.598 | 0 | 0 | 0 | 0 | -27.5891 | -114.761 | -290.2862 | -291.823 | 0.40398 | 0 | 0.39996 | 0 | -11.1455 | 0 | -116.1037 | 0
2 | 21 | 17 | 767.526 | 773.4123 | 777.6039 | 899.7793 | 378.8299 | 100.3275 | 0 | 0 | 43.4772 | 57.2907 | 52.7968 | 74.2075 | 0 | 0 | 0 | 0 | 317.002 | 545.6904 | 821.8654 | 901.8025 | 141.5984 | 151.5027 | 151.5027 | 151.5027 | -0.19622 | -1.3445 | -1.2 | 4.7137 | 0 | 0 | 0 | 0 | -113.1852 | -80.0544 | -247.361 | -232.4471 | 0.4024 | 0.40819 | 0.40418 | 0.39462 | -45.5459 | -32.6773 | -99.9779 | -91.7278
2 | 21 | 18 | 806.4156 | 814.8373 | 821.6527 | 952.6363 | 378.8299 | 100.3275 | 0 | 0 | 45.3453 | 78.1373 | 75.7039 | 84.8831 | 0 | 0 | 0 | 0 | 240.802 | 280.1066 | 522.2383 | 589.0817 | 141.5984 | 151.5027 | 151.5027 | 151.5027 | 0.065502 | 0.57148 | 0.90325 | 22.4519 | 0 | 0 | 0 | 0 | -0.22543 | 204.1917 | 71.3046 | 104.7169 | 0.40342 | 0.39939 | 0.39298 | 0.37664 | -0.090943 | 81.552 | 28.0214 | 39.4404
2 | 21 | 19 | 871.1416 | 883.4538 | 894.6684 | 1041.0186 | 378.8299 | 100.3275 | 0 | 0 | 47.964 | 87.6556 | 84.2781 | 87.6556 | 0 | 0 | 0 | 0 | 243.3056 | 237.8874 | 465.1683 | 522.3593 | 141.5984 | 151.5027 | 151.5027 | 151.5027 | 1.0726 | -0.28457 | 26.0951 | 44.1848 | 0 | 0 | 0 | 0 | 58.3711 | 306.3651 | 167.6241 | 235.3162 | 0.41293 | 0.40451 | 0.39736 | 0.38359 | 24.1031 | 123.9274 | 66.6069 | 90.265
2 | 21 | 20 | 871.9003 | 884.4735 | 895.9396 | 1042.6324 | 378.8299 | 100.3275 | 0 | 0 | 52.1923 | 92.0575 | 87.6556 | 92.2659 | 0 | 0 | 0 | 0 | 246.2582 | 237.5318 | 460.0351 | 501.5701 | 141.5984 | 151.5027 | 151.5027 | 151.5027 | 0.84468 | 4.0862 | 2.9881 | 59.1336 | 0 | 0 | 0 | 0 | 52.1769 | 298.9678 | 193.758 | 238.1601 | 0.4122 | 0.4033 | 0.397 | 0.38296 | 21.5074 | 120.5723 | 76.921 | 91.2068
2 | 21 | 21 | 845.757 | 858.5451 | 870.4061 | 1013.6768 | 378.8299 | 100.3275 | 0 | 0 | 49.432 | 92.8759 | 90.4282 | 106.7878 | 0 | 0 | 0 | 0 | 190.4439 | 187.8076 | 408.2824 | 440.2969 | 141.5984 | 151.5027 | 151.5027 | 151.5027 | 0.73702 | 0 | 6.1075 | 16 | 0 | 0 | 0 | 0 | 84.7159 | 326.0313 | 214.0853 | 299.0894 | 0.40612 | 0.40218 | 0.39602 | 0.38156 | 34.4048 | 131.1219 | 84.7815 | 114.1214
2 | 21 | 22 | 786.046 | 798.1236 | 809.3491 | 942.712 | 378.8299 | 100.3275 | 0 | 0 | 45.3975 | 97.3473 | 91.7948 | 107.1413 | 0 | 0 | 0 | 0 | 161.1081 | 169.7144 | 393.8356 | 424.7027 | 141.5984 | 151.5027 | 151.5027 | 151.5027 | 0.8842 | 0 | 1.4536 | 16 | 0 | 0 | 0 | 0 | 58.2279 | 279.2317 | 170.7623 | 243.3653 | 0.41109 | 0.39872 | 0.39241 | 0.37595 | 23.9371 | 111.3349 | 67.009 | 91.4928
2 | 21 | 23 | 710.1667 | 721.8059 | 732.797 | 854.3199 | 378.8299 | 100.3275 | 0 | 0 | 44.0118 | 81.0154 | 89.4299 | 103.4259 | 0 | 0 | 0 | 0 | 150.7723 | 169.6512 | 396.6267 | 428.8515 | 0 | 0 | 0 | 0 | 0 | 13.0833 | 6.6506 | 6.1929 | 0 | 0 | 0 | 0 | 136.5526 | 357.7285 | 240.0898 | 315.8496 | 0.41371 | 0.39663 | 0.38604 | 0.36606 | 56.4933 | 141.8844 | 92.6835 | 115.6191
2 | 21 | 24 | 635.757 | 644.4914 | 652.3637 | 758.7557 | 378.8299 | 100.3275 | 0 | 0 | 40.3699 | 80.7056 | 103.3574 | 95.0805 | 0 | 0 | 0 | 0 | 171.7462 | 196.1372 | 425.7536 | 463.5948 | 0 | 0 | 0 | 0 | 0 | 0.82389 | 11.9586 | 2.9247 | 0 | 0 | 0 | 0 | 44.8111 | 266.4973 | 111.294 | 197.1557 | 0.40639 | 0.39199 | 0.37547 | 0.36382 | 18.2107 | 104.4635 | 41.7874 | 71.7295
2 | 22 | 1 | 584.8282 | 590.2981 | 594.6271 | 689.0769 | 378.8299 | 100.3275 | 0 | 0 | 27.2593 | 88.5372 | 92.9187 | 67.136 | 0 | 0 | 0 | 0 | 178.3254 | 208.8234 | 439.397 | 481.157 | 0 | 0 | 0 | 0 | -0.4 | 2.6167 | 6.6506 | -2.4332 | 0 | 0 | 0 | 0 | 0.81358 | 189.9934 | 55.6609 | 143.2171 | 0.40941 | 0.38749 | 0.36569 | 0.36737 | 0.33308 | 73.6203 | 20.3543 | 52.6134
2 | 22 | 2 | 559.1954 | 561.9839 | 563.3812 | 650.5248 | 378.8299 | 100.3275 | 0 | 0 | 22.8211 | 70.3433 | 73.6297 | 64.6181 | 0 | 0 | 0 | 0 | 166.7644 | 202.0813 | 434.5797 | 476.1504 | 0 | 0 | 0 | 0 | -0.4 | 0 | 0 | -4.0543 | 0 | 0 | 0 | 0 | -8.82 | 189.2318 | 55.1719 | 113.8106 | 0.40877 | 0.38552 | 0.36832 | 0.36522 | -3.6054 | 72.9535 | 20.3209 | 41.5654
2 | 22 | 3 | 547.9783 | 548.4234 | 547.2515 | 629.7594 | 378.8299 | 100.3275 | 0 | 0 | 20.9764 | 69.0149 | 63.5425 | 57.4909 | 0 | 0 | 0 | 0 | 157.3396 | 198.5601 | 433.3516 | 470.4274 | 0 | 0 | 0 | 0 | -0.4 | 0.67694 | -2.7955 | -6.115 | 0 | 0 | 0 | 0 | -8.7675 | 179.844 | 53.153 | 107.9561 | 0.40833 | 0.3849 | 0.36884 | 0.36626 | -3.5801 | 69.2217 | 19.605 | 39.5404
2 | 22 | 4 | 545.0108 | 543.5334 | 540.209 | 619.7716 | 378.8299 | 100.3275 | 0 | 0 | 21.6369 | 76.4682 | 61.6967 | 47.1114 | 0 | 0 | 0 | 0 | 154.5063 | 202.0663 | 422.8134 | 457.1098 | 0 | 0 | 0 | 0 | -0.4 | 11.4623 | 1.485 | -10.9549 | 0 | 0 | 0 | 0 | -9.5623 | 153.2092 | 54.2139 | 126.5053 | 0.40772 | 0.37892 | 0.36678 | 0.36631 | -3.8987 | 58.0541 | 19.8848 | 46.3397
2 | 22 | 5 | 564.1077 | 560.7221 | 555.1662 | 635.0245 | 378.8299 | 100.3275 | 0 | 0 | 23.8931 | 93.2154 | 88.9127 | 52.8044 | 0 | 0 | 0 | 0 | 155.2588 | 210.846 | 398.4497 | 431.6623 | 0 | 0 | 0 | 0 | -0.4 | 0.70029 | 0 | -9.6948 | 0 | 0 | 0 | 0 | 6.5259 | 155.6329 | 67.8038 | 160.2526 | 0.409 | 0.38297 | 0.36528 | 0.36514 | 2.6691 | 59.6034 | 24.7672 | 58.5154
2 | 22 | 6 | 620.844 | 615.8588 | 608.3243 | 694.5667 | 378.8299 | 100.3275 | 0 | 0 | 36.1785 | 75.7208 | 75.7396 | 82.0222 | 0 | 0 | 0 | 0 | 173.7128 | 237.7502 | 397.0817 | 434.0415 | 0 | 0 | 0 | 0 | 0 | 10.0463 | 13.4334 | 0 | 0 | 0 | 0 | 0 | 32.1227 | 192.0141 | 122.0696 | 178.5029 | 0.4104 | 0.38709 | 0.36491 | 0.36382 | 13.1832 | 74.3275 | 44.5448 | 64.9433
2 | 22 | 7 | 722.6794 | 718.0339 | 710.8124 | 813.4101 | 378.8299 | 100.3275 | 0 | 0 | 41.448 | 83.227 | 76.9718 | 81.5059 | 0 | 0 | 0 | 0 | 223.0528 | 313.4647 | 463.0544 | 504.4412 | 0 | 0 | 0 | 0 | 0 | 6.5376 | 12.9983 | 16.4619 | 0 | 0 | 0 | 0 | 79.3486 | 214.4771 | 157.788 | 211.0011 | 0.40901 | 0.39641 | 0.37719 | 0.36382 | 32.4542 | 85.0208 | 59.5155 | 76.7669
2 | 22 | 8 | 789.192 | 785.0142 | 778.2067 | 891.6173 | 378.8299 | 100.3275 | 0 | 0 | 40.9222 | 74.2547 | 60.4843 | 72.0386 | 0 | 0 | 0 | 0 | 302.606 | 508.7702 | 661.0324 | 702.5772 | 0 | 0 | 0 | 0 | 0.55414 | -2.7667 | -1.318 | 0 | 0 | 0 | 0 | 0 | 66.2798 | 104.4286 | 58.008 | 117.0015 | 0.4026 | 0.40314 | 0.38075 | 0.37732 | 26.6845 | 42.0998 | 22.0866 | 44.1466
2 | 22 | 9 | 801.107 | 797.4503 | 791.1082 | 906.7386 | 378.8299 | 100.3275 | 0 | 0 | 31.7477 | 56.2613 | 50.1976 | 55.3089 | 0 | 0 | 0 | 0 | 370.7325 | 661.0207 | 815.1305 | 861.5475 | 0 | 0 | 0 | 0 | -0.21309 | -2.3333 | -3.674 | 42.3227 | 0 | 0 | 0 | 0 | 20.01 | -17.8258 | -70.5459 | -52.4406 | 0.40979 | 0.40905 | 0.39309 | 0.38587 | 8.1999 | -7.2916 | -27.7305 | -20.235
2 | 22 | 10 | 815.1322 | 811.6735 | 805.5186 | 923.5231 | 378.8299 | 100.3275 | 0 | 0 | 25.4067 | 42.6707 | 55.3089 | 55.3089 | 0 | 0 | 0 | 0 | 430.1202 | 777.4377 | 946.0959 | 1004.1185 | 0 | 0 | 0 | 0 | -0.4 | -5.5008 | -3.1792 | -57.8524 | 0 | 0 | 0 | 0 | -18.8246 | -103.2616 | -192.707 | -78.052 | 0.4056 | 0 | 0 | 0 | -7.6354 | 0 | 0 | 0
2 | 22 | 11 | 815.3766 | 812.2129 | 806.3614 | 924.7073 | 378.8299 | 100.3275 | 0 | 0 | 23.7623 | 45.7145 | 49.9981 | 51.476 | 0 | 0 | 0 | 0 | 489.3581 | 848.6643 | 1051.4463 | 1131.0913 | 0 | 0 | 0 | 0 | -0.4 | -13.3833 | -23.306 | -48.6817 | 0 | 0 | 0 | 0 | -76.1737 | -169.1101 | -271.777 | -209.1784 | 0.40256 | 0 | 0 | 0 | -30.6644 | 0 | 0 | 0
2 | 22 | 12 | 808.6484 | 806.0548 | 800.8264 | 918.7987 | 378.8299 | 100.3275 | 0 | 0 | 24.0867 | 39.1106 | 45.6813 | 39.1106 | 0 | 0 | 0 | 0 | 514.779 | 850.3933 | 1059.6877 | 1158.7068 | 0 | 0 | 0 | 0 | -0.4 | -10.4088 | -23.5339 | -52.6418 | 0 | 0 | 0 | 0 | -108.6472 | -173.3678 | -281.0087 | -226.3769 | 0.3965 | 0 | 0 | 0 | -43.0788 | 0 | 0 | 0
2 | 22 | 13 | 798.5715 | 797.4202 | 793.7815 | 911.9457 | 378.8299 | 100.3275 | 0 | 0 | 24.1033 | 39.1106 | 46.1565 | 39.1106 | 0 | 0 | 0 | 0 | 530.8754 | 856.8468 | 1072.8302 | 1175.7786 | 0 | 0 | 0 | 0 | -0.4 | -10.4266 | -23.5556 | -49.1109 | 0 | 0 | 0 | 0 | -134.8372 | -188.438 | -301.6496 | -253.8325 | 0.39531 | 0 | 0 | 0 | -53.3026 | 0 | 0 | 0
2 | 22 | 14 | 784.8608 | 784.3423 | 781.3704 | 898.062 | 378.8299 | 100.3275 | 0 | 0 | 26.3111 | 39.1106 | 39.1106 | 39.2288 | 0 | 0 | 0 | 0 | 545.6817 | 863.7414 | 1091.53 | 1195.7429 | 0 | 0 | 0 | 0 | -0.4 | -10.4372 | -23.6175 | -48 | 0 | 0 | 0 | 0 | -165.562 | -208.4 | -325.6527 | -288.9097 | 0.39361 | 0 | 0 | 0 | -65.1672 | 0 | 0 | 0
2 | 22 | 15 | 768.8526 | 769.0862 | 766.9465 | 882.0457 | 378.8299 | 100.3275 | 0 | 0 | 28.3403 | 39.1106 | 50.1122 | 40.5212 | 0 | 0 | 0 | 0 | 572.2887 | 919.5924 | 1154.0122 | 1255.302 | 0 | 0 | 0 | 0 | -0.4 | -10.4798 | -20.2901 | -38.051 | 0 | 0 | 0 | 0 | -210.2063 | -279.4644 | -416.8878 | -375.7265 | 0.39648 | 0 | 0 | 0 | -83.3432 | 0 | 0 | 0
2 | 22 | 16 | 758.9566 | 761.983 | 762.9805 | 880.1387 | 378.8299 | 100.3275 | 0 | 0 | 34.3028 | 57.0651 | 50.1138 | 59.7787 | 0 | 0 | 0 | 0 | 558.8093 | 865.9562 | 1090.8426 | 1187.5595 | 0 | 0 | 0 | 0 | -0.23536 | -0.63723 | -1.4521 | 6.598 | 0 | 0 | 0 | 0 | -212.7501 | -260.7285 | -376.5238 | -373.7974 | 0.40398 | 0 | 0.39996 | 0 | -85.9474 | 0 | -150.5955 | 0
2 | 22 | 17 | 761.1364 | 766.8645 | 770.8699 | 891.8009 | 378.8299 | 100.3275 | 0 | 0 | 43.4772 | 57.2907 | 52.7968 | 74.2075 | 0 | 0 | 0 | 0 | 523.7831 | 753.996 | 958.8676 | 1052.3158 | 141.5984 | 151.5027 | 151.5027 | 151.5027 | -0.19622 | -1.3445 | -1.2 | 4.7137 | 0 | 0 | 0 | 0 | -326.356 | -294.9079 | -391.0972 | -390.9387 | 0.4024 | 0.40819 | 0.40418 | 0.39462 | -131.326 | -120.3781 | -158.0729 | -154.2715
2 | 22 | 18 | 794.7988 | 802.9227 | 809.3871 | 938.0936 | 378.8299 | 100.3275 | 0 | 0 | 45.3453 | 78.1373 | 75.7039 | 84.8831 | 0 | 0 | 0 | 0 | 515.7934 | 585.8581 | 758.6151 | 851.755 | 141.5984 | 151.5027 | 151.5027 | 151.5027 | 0.065502 | 0.57148 | 0.90325 | 22.4519 | 0 | 0 | 0 | 0 | -286.8337 | -113.4745 | -177.3379 | -172.4991 | 0.40342 | 0.39939 | 0.39298 | 0.37664 | -115.7132 | -45.3205 | -69.6905 | -64.9698
2 | 22 | 19 | 843.1559 | 854.703 | 865.0128 | 1005.8085 | 378.8299 | 100.3275 | 0 | 0 | 47.964 | 87.6556 | 84.2781 | 87.6556 | 0 | 0 | 0 | 0 | 528.4485 | 573.8568 | 708.503 | 813.5598 | 141.5984 | 151.5027 | 151.5027 | 151.5027 | 1.0726 | -0.28457 | 26.0951 | 44.1848 | 0 | 0 | 0 | 0 | -254.7574 | -58.355 | -105.3662 | -91.0944 | 0.41293 | 0.40451 | 0.39736 | 0.38359 | -105.1964 | -23.6051 | -41.8682 | -34.9429
2 | 22 | 20 | 836.7721 | 848.3836 | 858.7122 | 998.431 | 378.8299 | 100.3275 | 0 | 0 | 52.1923 | 92.0575 | 87.6556 | 92.2659 | 0 | 0 | 0 | 0 | 494.703 | 547.2826 | 673.7387 | 779.6367 | 141.5984 | 151.5027 | 151.5027 | 151.5027 | 0.84468 | 4.0862 | 2.9881 | 59.1336 | 0 | 0 | 0 | 0 | -231.3961 | -46.8729 | -57.1729 | -84.1079 | 0.4122 | 0.4033 | 0.397 | 0.38296 | -95.3819 | -18.9036 | -22.6974 | -32.2103
2 | 22 | 21 | 808.6587 | 820.4293 | 831.0867 | 966.9894 | 378.8299 | 100.3275 | 0 | 0 | 49.432 | 92.8759 | 90.4282 | 106.7878 | 0 | 0 | 0 | 0 | 522.9485 | 574.6345 | 707.3929 | 817.1033 | 141.5984 | 151.5027 | 151.5027 | 151.5027 | 0.73702 | 0 | 6.1075 | 16 | 0 | 0 | 0 | 0 | -284.8871 | -98.9114 | -124.3447 | -124.4044 | 0.40612 | 0.40218 | 0.39602 | 0.38156 | -115.6982 | -39.7798 | -49.2426 | -47.4681
2 | 22 | 22 | 764.7689 | 776.2661 | 786.8051 | 915.9468 | 378.8299 | 100.3275 | 0 | 0 | 45.3975 | 97.3473 | 91.7948 | 107.1413 | 0 | 0 | 0 | 0 | 534.5253 | 586.0697 | 722.559 | 843.8985 | 141.5984 | 151.5027 | 151.5027 | 151.5027 | 0.8842 | 0 | 1.4536 | 16 | 0 | 0 | 0 | 0 | -336.4664 | -158.9811 | -180.505 | -202.5956 | 0.41109 | 0.39872 | 0.39241 | 0.37595 | -138.3192 | -63.3887 | -70.8322 | -76.1655
2 | 22 | 23 | 699.7775 | 711.1386 | 721.8013 | 841.2708 | 378.8299 | 100.3275 | 0 | 0 | 44.0118 | 81.0154 | 89.4299 | 103.4259 | 0 | 0 | 0 | 0 | 495.1143 | 559.0004 | 690.3113 | 823.1315 | 0 | 0 | 0 | 0 | 0 | 13.0833 | 6.6506 | 6.1929 | 0 | 0 | 0 | 0 | -218.1786 | -42.2879 | -64.5905 | -91.4795 | 0.41371 | 0.39663 | 0.38604 | 0.36606 | -90.2628 | -16.7725 | -24.9343 | -33.4868
2 | 22 | 24 | 636.2893 | 645.0525 | 652.9596 | 759.4779 | 378.8299 | 100.3275 | 0 | 0 | 40.3699 | 80.7056 | 103.3574 | 95.0805 | 0 | 0 | 0 | 0 | 470.3798 | 529.4458 | 653.0416 | 786.3918 | 0 | 0 | 0 | 0 | 0 | 0.82389 | 11.9586 | 2.9247 | 0 | 0 | 0 | 0 | -253.2902 | -66.2502 | -115.398 | -124.9191 | 0.40639 | 0.39199 | 0.37547 | 0.36382 | -102.9343 | -25.9692 | -43.3283 | -45.4483
2 | 23 | 1 | 587.4748 | 593.0287 | 597.4577 | 692.4496 | 378.8299 | 100.3275 | 0 | 0 | 27.2593 | 88.5372 | 92.9187 | 67.136 | 0 | 0 | 0 | 0 | 476.5515 | 526.5714 | 644.9979 | 770.5147 | 0 | 0 | 0 | 0 | -0.4 | 2.6167 | 6.6506 | -2.4332 | 0 | 0 | 0 | 0 | -294.766 | -125.024 | -147.1094 | -142.7679 | 0.40941 | 0.38749 | 0.36569 | 0.36737 | -120.679 | -48.4454 | -53.7957 | -52.4483
2 | 23 | 2 | 557.7258 | 560.4782 | 561.833 | 648.6907 | 378.8299 | 100.3275 | 0 | 0 | 22.8211 | 70.3433 | 73.6297 | 64.6181 | 0 | 0 | 0 | 0 | 461.3667 | 517.1609 | 631.3465 | 752.131 | 0 | 0 | 0 | 0 | -0.4 | 0 | 0 | -4.0543 | 0 | 0 | 0 | 0 | -304.8919 | -127.3535 | -143.1431 | -164.0041 | 0.40877 | 0.38552 | 0.36832 | 0.36522 | -124.6309 | -49.0979 | -52.7225 | -59.8969
2 | 23 | 3 | 541.7021 | 541.9783 | 540.6068 | 621.8729 | 378.8299 | 100.3275 | 0 | 0 | 20.9764 | 69.0149 | 63.5425 | 57.4909 | 0 | 0 | 0 | 0 | 462.5267 | 530.5969 | 644.8719 | 768.8076 | 0 | 0 | 0 | 0 | -0.4 | 0.67694 | -2.7955 | -6.115 | 0 | 0 | 0 | 0 | -320.2309 | -158.6379 | -165.012 | -198.3106 | 0.40833 | 0.3849 | 0.36884 | 0.36626 | -130.7608 | -61.0595 | -60.8633 | -72.634
2 | 23 | 4 | 533.7929 | 532.0062 | 528.3158 | 605.6481 | 378.8299 | 100.3275 | 0 | 0 | 21.6369 | 76.4682 | 61.6967 | 47.1114 | 0 | 0 | 0 | 0 | 484.9422 | 569.3251 | 683.289 | 820.5516 | 0 | 0 | 0 | 0 | -0.4 | 11.4623 | 1.485 | -10.9549 | 0 | 0 | 0 | 0 | -351.2161 | -225.5769 | -218.155 | -251.0601 | 0.40772 | 0.37892 | 0.36678 | 0.36631 | -143.1964 | -85.4757 | -80.0158 | -91.9649
2 | 23 | 5 | 542.5507 | 538.5675 | 532.3042 | 607.8718 | 378.8299 | 100.3275 | 0 | 0 | 23.8931 | 93.2154 | 88.9127 | 52.8044 | 0 | 0 | 0 | 0 | 485.7243 | 584.3942 | 686.3425 | 824.4937 | 0 | 0 | 0 | 0 | -0.4 | 0.70029 | 0 | -9.6948 | 0 | 0 | 0 | 0 | -345.4966 | -240.0699 | -242.951 | -259.7316 | 0.409 | 0.38297 | 0.36528 | 0.36514 | -141.3087 | -91.9406 | -88.7445 | -94.8396
2 | 23 | 6 | 568.2811 | 561.8337 | 552.5683 | 628.3416 | 378.8299 | 100.3275 | 0 | 0 | 36.1785 | 75.7208 | 75.7396 | 82.0222 | 0 | 0 | 0 | 0 | 458.2107 | 567.6773 | 663.9129 | 793.4012 | 0 | 0 | 0 | 0 | 0 | 10.0463 | 13.4334 | 0 | 0 | 0 | 0 | 0 | -304.9381 | -191.9381 | -200.5176 | -247.0818 | 0.4104 | 0.38709 | 0.36491 | 0.36382 | -125.1467 | -74.2981 | -73.1716 | -89.8938
2 | 23 | 7 | 611.6407 | 603.9037 | 593.0223 | 673.5003 | 378.8299 | 100.3275 | 0 | 0 | 41.448 | 83.227 | 76.9718 | 81.5059 | 0 | 0 | 0 | 0 | 452.358 | 583.9171 | 676.7227 | 802.9216 | 0 | 0 | 0 | 0 | 0 | 6.5376 | 12.9983 | 16.4619 | 0 | 0 | 0 | 0 | -260.9952 | -170.1055 | -173.6705 | -227.3892 | 0.40901 | 0.39641 | 0.37719 | 0.36382 | -106.7491 | -67.4315 | -65.5061 | -82.7292
2 | 23 | 8 | 653.9413 | 645.9888 | 634.712 | 721.1665 | 378.8299 | 100.3275 | 0 | 0 | 40.9222 | 74.2547 | 60.4843 | 72.0386 | 0 | 0 | 0 | 0 | 495.1773 | 783.2512 | 911.2028 | 1052.3615 | 0 | 0 | 0 | 0 | 0.55414 | -2.7667 | -1.318 | 0 | 0 | 0 | 0 | 0 | -261.5423 | -309.0779 | -335.6571 | -403.2336 | 0.4026 | 0.40314 | 0.38075 | 0.37732 | -105.2978 | -124.6029 | -127.8016 | -152.1466
2 | 23 | 9 | 700.1848 | 693.7063 | 684.0229 | 779.5316 | 378.8299 | 100.3275 | 0 | 0 | 31.7477 | 56.2613 | 50.1976 | 55.3089 | 0 | 0 | 0 | 0 | 554.7949 | 971.4137 | 1118.3763 | 1292.4093 | 0 | 0 | 0 | 0 | -0.21309 | -2.3333 | -3.674 | 42.3227 | 0 | 0 | 0 | 0 | -264.9746 | -431.9628 | -480.877 | -610.5094 | 0.40979 | 0.40905 | 0.39309 | 0.38587 | -108.5833 | -176.6934 | -189.0256 | -235.5744
2 | 23 | 10 | 726.346 | 720.3918 | 711.2812 | 811.5647 | 378.8299 | 100.3275 | 0 | 0 | 25.4067 | 42.6707 | 55.3089 | 55.3089 | 0 | 0 | 0 | 0 | 674.8952 | 1163.7562 | 1332.4481 | 1520.4006 | 0 | 0 | 0 | 0 | -0.4 | -5.5008 | -3.1792 | -57.8524 | 0 | 0 | 0 | 0 | -352.3859 | -580.8618 | -673.2967 | -706.2925 | 0.4056 | 0 | 0 | 0 | -142.9294 | 0 | 0 | 0
2 | 23 | 11 | 734.3881 | 728.9462 | 720.3965 | 822.5751 | 378.8299 | 100.3275 | 0 | 0 | 23.7623 | 45.7145 | 49.9981 | 51.476 | 0 | 0 | 0 | 0 | 799.1014 | 1308.7224 | 1479.3966 | 1670.133 | 0 | 0 | 0 | 0 | -0.4 | -13.3833 | -23.306 | -48.6817 | 0 | 0 | 0 | 0 | -466.9055 | -712.4347 | -785.6922 | -850.3522 | 0.40256 | 0 | 0 | 0 | -187.957 | 0 | 0 | 0
2 | 23 | 12 | 727.7787 | 722.9131 | 714.9938 | 816.8267 | 378.8299 | 100.3275 | 0 | 0 | 24.0867 | 39.1106 | 45.6813 | 39.1106 | 0 | 0 | 0 | 0 | 859.5966 | 1355.3232 | 1523.0809 | 1710.4337 | 0 | 0 | 0 | 0 | -0.4 | -10.4088 | -23.5339 | -52.6418 | 0 | 0 | 0 | 0 | -534.3345 | -761.4394 | -830.2345 | -880.0758 | 0.3965 | 0 | 0 | 0 | -211.8645 | 0 | 0 | 0
2 | 23 | 13 | 716.6262 | 713.1767 | 706.8163 | 808.6322 | 378.8299 | 100.3275 | 0 | 0 | 24.1033 | 39.1106 | 46.1565 | 39.1106 | 0 | 0 | 0 | 0 | 848.7213 | 1358.5602 | 1537.9548 | 1720.2218 | 0 | 0 | 0 | 0 | -0.4 | -10.4266 | -23.5556 | -49.1109 | 0 | 0 | 0 | 0 | -534.6284 | -774.395 | -853.7395 | -901.5893 | 0.39531 | 0 | 0 | 0 | -211.3443 | 0 | 0 | 0
2 | 23 | 14 | 700.4108 | 697.5209 | 691.7404 | 791.5798 | 378.8299 | 100.3275 | 0 | 0 | 26.3111 | 39.1106 | 39.1106 | 39.2288 | 0 | 0 | 0 | 0 | 819.1551 | 1321.6056 | 1500.2982 | 1672.3895 | 0 | 0 | 0 | 0 | -0.4 | -10.4372 | -23.6175 | -48 | 0 | 0 | 0 | 0 | -523.4854 | -753.0855 | -824.0508 | -872.0385 | 0.39361 | 0 | 0 | 0 | -206.0503 | 0 | 0 | 0
2 | 23 | 15 | 681.2251 | 678.9917 | 673.9296 | 771.5333 | 378.8299 | 100.3275 | 0 | 0 | 28.3403 | 39.1106 | 50.1122 | 40.5212 | 0 | 0 | 0 | 0 | 738.0137 | 1226.5631 | 1398.6896 | 1556.1654 | 0 | 0 | 0 | 0 | -0.4 | -10.4798 | -20.2901 | -38.051 | 0 | 0 | 0 | 0 | -463.5589 | -676.5297 | -754.582 | -787.1023 | 0.39648 | 0 | 0 | 0 | -183.7932 | 0 | 0 | 0
2 | 23 | 16 | 677.1604 | 677.8764 | 676.1368 | 776.9529 | 378.8299 | 100.3275 | 0 | 0 | 34.3028 | 57.0651 | 50.1138 | 59.7787 | 0 | 0 | 0 | 0 | 669.6925 | 1118.8215 | 1283.5671 | 1417.918 | 0 | 0 | 0 | 0 | -0.23536 | -0.63723 | -1.4521 | 6.598 | 0 | 0 | 0 | 0 | -405.4295 | -597.7004 | -656.092 | -707.3418 | 0.40398 | 0 | 0.39996 | 0 | -163.7865 | 0 | -262.4124 | 0
2 | 23 | 17 | 686.122 | 689.7191 | 691.1993 | 797.1254 | 378.8299 | 100.3275 | 0 | 0 | 43.4772 | 57.2907 | 52.7968 | 74.2075 | 0 | 0 | 0 | 0 | 551.1276 | 923.947 | 1084.2921 | 1208.3 | 141.5984 | 151.5027 | 151.5027 | 151.5027 | -0.19622 | -1.3445 | -1.2 | 4.7137 | 0 | 0 | 0 | 0 | -428.7147 | -542.0042 | -596.1923 | -641.5985 | 0.4024 | 0.40819 | 0.40418 | 0.39462 | -172.5152 | -221.2401 | -240.9678 | -253.1864
2 | 23 | 18 | 732.4035 | 738.7408 | 743.0871 | 859.2926 | 378.8299 | 100.3275 | 0 | 0 | 45.3453 | 78.1373 | 75.7039 | 84.8831 | 0 | 0 | 0 | 0 | 438.7276 | 616.2589 | 749.2525 | 879.7976 | 141.5984 | 151.5027 | 151.5027 | 151.5027 | 0.065502 | 0.57148 | 0.90325 | 22.4519 | 0 | 0 | 0 | 0 | -272.1632 | -208.0571 | -234.2752 | -279.3427 | 0.40342 | 0.39939 | 0.39298 | 0.37664 | -109.7949 | -83.0958 | -92.0659 | -105.2113
2 | 23 | 19 | 801.7065 | 812.0722 | 820.9817 | 953.4807 | 378.8299 | 100.3275 | 0 | 0 | 47.964 | 87.6556 | 84.2781 | 87.6556 | 0 | 0 | 0 | 0 | 386.8109 | 523.0104 | 651.7102 | 783.6163 | 141.5984 | 151.5027 | 151.5027 | 151.5027 | 1.0726 | -0.28457 | 26.0951 | 44.1848 | 0 | 0 | 0 | 0 | -154.5691 | -50.1395 | -92.6044 | -113.4787 | 0.41293 | 0.40451 | 0.39736 | 0.38359 | -63.8259 | -20.2819 | -36.7972 | -43.5293
2 | 23 | 20 | 800.0689 | 810.629 | 819.7111 | 952.0756 | 378.8299 | 100.3275 | 0 | 0 | 52.1923 | 92.0575 | 87.6556 | 92.2659 | 0 | 0 | 0 | 0 | 347.8117 | 487.0438 | 616.4483 | 751.4072 | 141.5984 | 151.5027 | 151.5027 | 151.5027 | 0.84468 | 4.0862 | 2.9881 | 59.1336 | 0 | 0 | 0 | 0 | -121.2081 | -24.3887 | -38.8836 | -102.2338 | 0.4122 | 0.4033 | 0.397 | 0.38296 | -49.9622 | -9.8359 | -15.4366 | -39.1519
2 | 23 | 21 | 779.8413 | 790.7876 | 800.4678 | 930.5981 | 378.8299 | 100.3275 | 0 | 0 | 49.432 | 92.8759 | 90.4282 | 106.7878 | 0 | 0 | 0 | 0 | 384.0185 | 516.9489 | 650.6503 | 785.2726 | 141.5984 | 151.5027 | 151.5027 | 151.5027 | 0.73702 | 0 | 6.1075 | 16 | 0 | 0 | 0 | 0 | -174.7744 | -70.8675 | -98.2209 | -128.965 | 0.40612 | 0.40218 | 0.39602 | 0.38156 | -70.9793 | -28.5012 | -38.8972 | -49.2083
2 | 23 | 22 | 741.4718 | 752.3072 | 762.0618 | 886.5434 | 378.8299 | 100.3275 | 0 | 0 | 45.3975 | 97.3473 | 91.7948 | 107.1413 | 0 | 0 | 0 | 0 | 377.5735 | 502.9811 | 639.101 | 774.6784 | 141.5984 | 151.5027 | 151.5027 | 151.5027 | 0.8842 | 0 | 1.4536 | 16 | 0 | 0 | 0 | 0 | -202.8116 | -99.8514 | -121.7903 | -162.779 | 0.41109 | 0.39872 | 0.39241 | 0.37595 | -83.3745 | -39.8126 | -47.7919 | -61.1965
2 | 23 | 23 | 686.8226 | 697.8223 | 708.057 | 824.9447 | 378.8299 | 100.3275 | 0 | 0 | 44.0118 | 81.0154 | 89.4299 | 103.4259 | 0 | 0 | 0 | 0 | 354.0726 | 472.5388 | 609.9283 | 771.8488 | 0 | 0 | 0 | 0 | 0 | 13.0833 | 6.6506 | 6.1929 | 0 | 0 | 0 | 0 | -90.0917 | 30.8573 | 2.0482 | -56.5229 | 0.41371 | 0.39663 | 0.38604 | 0.36606 | -37.2719 | 12.2388 | 0.79068 | -20.6906
2 | 23 | 24 | 627.1105 | 635.6213 | 643.2299 | 747.9243 | 378.8299 | 100.3275 | 0 | 0 | 40.3699 | 80.7056 | 103.3574 | 95.0805 | 0 | 0 | 0 | 0 | 299.4962 | 409.8213 | 547.1005 | 723.3966 | 0 | 0 | 0 | 0 | 0 | 0.82389 | 11.9586 | 2.9247 | 0 | 0 | 0 | 0 | -91.5855 | 43.9431 | -19.1867 | -73.4775 | 0.40639 | 0.39199 | 0.37547 | 0.36382 | -37.2193 | 17.2251 | -7.204 | -26.7327
2 | 24 | 1 | 580.8298 | 586.1992 | 590.4099 | 684.0789 | 378.8299 | 100.3275 | 0 | 0 | 27.2593 | 88.5372 | 92.9187 | 67.136 | 0 | 0 | 0 | 0 | 273.5438 | 372.6294 | 504.4336 | 690.6902 | 0 | 0 | 0 | 0 | -0.4 | 2.6167 | 6.6506 | -2.4332 | 0 | 0 | 0 | 0 | -98.4033 | 22.0885 | -13.593 | -71.3141 | 0.40941 | 0.38749 | 0.36569 | 0.36737 | -40.2869 | 8.559 | -4.9707 | -26.1985
2 | 24 | 2 | 553.0351 | 555.6599 | 556.8638 | 642.7915 | 378.8299 | 100.3275 | 0 | 0 | 22.8211 | 70.3433 | 73.6297 | 64.6181 | 0 | 0 | 0 | 0 | 236.275 | 327.716 | 455.2104 | 646.1045 | 0 | 0 | 0 | 0 | -0.4 | 0 | 0 | -4.0543 | 0 | 0 | 0 | 0 | -84.4909 | 57.273 | 28.0238 | -63.8768 | 0.40877 | 0.38552 | 0.36832 | 0.36522 | -34.5374 | 22.0802 | 10.3217 | -23.3288
2 | 24 | 3 | 537.5013 | 537.6609 | 536.1516 | 616.5815 | 378.8299 | 100.3275 | 0 | 0 | 20.9764 | 69.0149 | 63.5425 | 57.4909 | 0 | 0 | 0 | 0 | 187.6168 | 273.0213 | 403.6578 | 590.8906 | 0 | 0 | 0 | 0 | -0.4 | 0.67694 | -2.7955 | -6.115 | 0 | 0 | 0 | 0 | -49.5218 | 94.6203 | 71.7468 | -25.685 | 0.40833 | 0.3849 | 0.36884 | 0.36626 | -20.2214 | 36.4192 | 26.4632 | -9.4075
2 | 24 | 4 | 528.7131 | 526.7838 | 522.9245 | 599.2433 | 378.8299 | 100.3275 | 0 | 0 | 21.6369 | 76.4682 | 61.6967 | 47.1114 | 0 | 0 | 0 | 0 | 154.1698 | 233.9344 | 354.6632 | 536.5716 | 0 | 0 | 0 | 0 | -0.4 | 11.4623 | 1.485 | -10.9549 | 0 | 0 | 0 | 0 | -25.5234 | 104.5915 | 105.0796 | 26.5152 | 0.40772 | 0.37892 | 0.36678 | 0.36631 | -10.4063 | 39.6319 | 38.5415 | 9.7127
2 | 24 | 5 | 534.4875 | 530.2705 | 523.73 | 597.678 | 378.8299 | 100.3275 | 0 | 0 | 23.8931 | 93.2154 | 88.9127 | 52.8044 | 0 | 0 | 0 | 0 | 157.7032 | 230.8199 | 326.9504 | 505.2469 | 0 | 0 | 0 | 0 | -0.4 | 0.70029 | 0 | -9.6948 | 0 | 0 | 0 | 0 | -25.5386 | 105.2075 | 107.8669 | 49.3215 | 0.409 | 0.38297 | 0.36528 | 0.36514 | -10.4453 | 40.2917 | 39.4013 | 18.0095
2 | 24 | 6 | 554.657 | 547.7983 | 538.0441 | 611.0573 | 378.8299 | 100.3275 | 0 | 0 | 36.1785 | 75.7208 | 75.7396 | 82.0222 | 0 | 0 | 0 | 0 | 163.1645 | 231.4836 | 329.565 | 506.3228 | 0 | 0 | 0 | 0 | 0 | 10.0463 | 13.4334 | 0 | 0 | 0 | 0 | 0 | -23.5159 | 130.2202 | 119.3062 | 22.7122 | 0.4104 | 0.38709 | 0.36491 | 0.36382 | -9.6509 | 50.4075 | 43.5364 | 8.2632
2 | 24 | 7 | 589.7714 | 581.3475 | 569.6482 | 645.6568 | 378.8299 | 100.3275 | 0 | 0 | 41.448 | 83.227 | 76.9718 | 81.5059 | 0 | 0 | 0 | 0 | 169.9031 | 269.9813 | 381.1162 | 548.3031 | 0 | 0 | 0 | 0 | 0 | 6.5376 | 12.9983 | 16.4619 | 0 | 0 | 0 | 0 | -0.40958 | 121.2741 | 98.562 | -0.6141 | 0.40901 | 0.39641 | 0.37719 | 0.36382 | -0.16752 | 48.0742 | 37.1762 | -0.22343
2 | 24 | 8 | 623.3057 | 614.4069 | 602.0044 | 682.2211 | 378.8299 | 100.3275 | 0 | 0 | 40.9222 | 74.2547 | 60.4843 | 72.0386 | 0 | 0 | 0 | 0 | 212.3797 | 470.2897 | 605.8588 | 758.0489 | 0 | 0 | 0 | 0 | 0.55414 | -2.7667 | -1.318 | 0 | 0 | 0 | 0 | 0 | -9.3803 | -27.6982 | -63.0208 | -147.8665 | 0.4026 | 0.40314 | 0.38075 | 0.37732 | -3.7765 | -11.1664 | -23.9952 | -55.7924
2 | 24 | 9 | 664.4619 | 656.9106 | 645.9524 | 734.2316 | 378.8299 | 100.3275 | 0 | 0 | 31.7477 | 56.2613 | 50.1976 | 55.3089 | 0 | 0 | 0 | 0 | 257.6701 | 629.5858 | 774.7728 | 932.1371 | 0 | 0 | 0 | 0 | -0.21309 | -2.3333 | -3.674 | 42.3227 | 0 | 0 | 0 | 0 | -3.5727 | -126.9306 | -175.344 | -295.5371 | 0.40979 | 0.40905 | 0.39309 | 0.38587 | -1.464 | -51.9207 | -68.9251 | -114.0375
2 | 24 | 10 | 691.6409 | 684.6589 | 674.3279 | 767.6089 | 378.8299 | 100.3275 | 0 | 0 | 25.4067 | 42.6707 | 55.3089 | 55.3089 | 0 | 0 | 0 | 0 | 284.8329 | 713.104 | 871.0096 | 1029.6791 | 0 | 0 | 0 | 0 | -0.4 | -5.5008 | -3.1792 | -57.8524 | 0 | 0 | 0 | 0 | 2.9714 | -165.9424 | -248.8115 | -259.5268 | 0.4056 | 0 | 0 | 0 | 1.2052 | 0 | 0 | 0
2 | 24 | 11 | 702.7524 | 696.3736 | 686.7112 | 782.5066 | 378.8299 | 100.3275 | 0 | 0 | 23.7623 | 45.7145 | 49.9981 | 51.476 | 0 | 0 | 0 | 0 | 306.5334 | 759.3081 | 959.8669 | 1121.9327 | 0 | 0 | 0 | 0 | -0.4 | -13.3833 | -23.306 | -48.6817 | 0 | 0 | 0 | 0 | -5.9732 | -195.5931 | -299.8478 | -342.2204 | 0.40256 | 0 | 0 | 0 | -2.4046 | 0 | 0 | 0
2 | 24 | 12 | 698.5117 | 692.7678 | 683.8049 | 779.7158 | 378.8299 | 100.3275 | 0 | 0 | 24.0867 | 39.1106 | 45.6813 | 39.1106 | 0 | 0 | 0 | 0 | 315.9463 | 766.0552 | 998.1964 | 1163.3589 | 0 | 0 | 0 | 0 | -0.4 | -10.4088 | -23.5339 | -52.6418 | 0 | 0 | 0 | 0 | -19.9512 | -202.3166 | -336.5389 | -370.1118 | 0.3965 | 0 | 0 | 0 | -7.9107 | 0 | 0 | 0
2 | 24 | 13 | 691.7021 | 687.4896 | 680.2217 | 776.9726 | 378.8299 | 100.3275 | 0 | 0 | 24.1033 | 39.1106 | 46.1565 | 39.1106 | 0 | 0 | 0 | 0 | 317.7575 | 750.2577 | 993.075 | 1158.6236 | 0 | 0 | 0 | 0 | -0.4 | -10.4266 | -23.5556 | -49.1109 | 0 | 0 | 0 | 0 | -28.5886 | -191.7796 | -335.4542 | -371.6507 | 0.39531 | 0 | 0 | 0 | -11.3014 | 0 | 0 | 0
2 | 24 | 14 | 675.9764 | 672.3357 | 665.6622 | 760.5321 | 378.8299 | 100.3275 | 0 | 0 | 26.3111 | 39.1106 | 39.1106 | 39.2288 | 0 | 0 | 0 | 0 | 310.7629 | 737.1148 | 1001.8245 | 1160.343 | 0 | 0 | 0 | 0 | -0.4 | -10.4372 | -23.6175 | -48 | 0 | 0 | 0 | 0 | -39.5276 | -193.7799 | -351.6554 | -391.0398 | 0.39361 | 0 | 0 | 0 | -15.5585 | 0 | 0 | 0
2 | 24 | 15 | 664.9443 | 662.1921 | 656.512 | 750.7776 | 378.8299 | 100.3275 | 0 | 0 | 28.3403 | 39.1106 | 50.1122 | 40.5212 | 0 | 0 | 0 | 0 | 309.504 | 718.3002 | 986.3173 | 1135.3052 | 0 | 0 | 0 | 0 | -0.4 | -10.4798 | -20.2901 | -38.051 | 0 | 0 | 0 | 0 | -51.3299 | -185.0664 | -359.6274 | -386.9978 | 0.39648 | 0 | 0 | 0 | -20.3514 | 0 | 0 | 0
2 | 24 | 16 | 662.1002 | 662.3371 | 660.0267 | 757.7561 | 378.8299 | 100.3275 | 0 | 0 | 34.3028 | 57.0651 | 50.1138 | 59.7787 | 0 | 0 | 0 | 0 | 302.5969 | 664.8879 | 939.453 | 1072.2227 | 0 | 0 | 0 | 0 | -0.23536 | -0.63723 | -1.4521 | 6.598 | 0 | 0 | 0 | 0 | -53.3941 | -159.3062 | -328.088 | -380.8433 | 0.40398 | 0 | 0.39996 | 0 | -21.5703 | 0 | -131.223 | 0
2 | 24 | 17 | 681.4524 | 684.8555 | 686.1021 | 791.0055 | 378.8299 | 100.3275 | 0 | 0 | 43.4772 | 57.2907 | 52.7968 | 74.2075 | 0 | 0 | 0 | 0 | 223.0313 | 478.6143 | 749.6587 | 863.9004 | 141.5984 | 151.5027 | 151.5027 | 151.5027 | -0.19622 | -1.3445 | -1.2 | 4.7137 | 0 | 0 | 0 | 0 | -105.2881 | -101.5352 | -266.6561 | -303.3188 | 0.4024 | 0.40819 | 0.40418 | 0.39462 | -42.3681 | -41.4455 | -107.7765 | -119.6951
2 | 24 | 18 | 738.3564 | 744.7989 | 749.2662 | 866.5699 | 378.8299 | 100.3275 | 0 | 0 | 45.3453 | 78.1373 | 75.7039 | 84.8831 | 0 | 0 | 0 | 0 | 120.4548 | 202.5513 | 458.6883 | 563.5115 | 141.5984 | 151.5027 | 151.5027 | 151.5027 | 0.065502 | 0.57148 | 0.90325 | 22.4519 | 0 | 0 | 0 | 0 | 52.0625 | 211.7086 | 62.4681 | 44.2207 | 0.40342 | 0.39939 | 0.39298 | 0.37664 | 21.0028 | 84.5542 | 24.5488 | 16.6552
2 | 24 | 19 | 818.6873 | 829.4591 | 838.8454 | 974.6305 | 378.8299 | 100.3275 | 0 | 0 | 47.964 | 87.6556 | 84.2781 | 87.6556 | 0 | 0 | 0 | 0 | 121.8132 | 161.6225 | 418.9906 | 518.5016 | 141.5984 | 151.5027 | 151.5027 | 151.5027 | 1.0726 | -0.28457 | 26.0951 | 44.1848 | 0 | 0 | 0 | 0 | 127.4094 | 328.6354 | 157.9788 | 172.7858 | 0.41293 | 0.40451 | 0.39736 | 0.38359 | 52.6108 | 132.936 | 62.7743 | 66.279
2 | 24 | 20 | 818.8265 | 829.8437 | 839.4631 | 975.47 | 378.8299 | 100.3275 | 0 | 0 | 52.1923 | 92.0575 | 87.6556 | 92.2659 | 0 | 0 | 0 | 0 | 133.4291 | 176.1844 | 434.6245 | 530.3608 | 141.5984 | 151.5027 | 151.5027 | 151.5027 | 0.84468 | 4.0862 | 2.9881 | 59.1336 | 0 | 0 | 0 | 0 | 111.9322 | 305.6855 | 162.6922 | 142.207 | 0.4122 | 0.4033 | 0.397 | 0.38296 | 46.1387 | 123.2815 | 64.588 | 54.4602
2 | 24 | 21 | 797.5983 | 808.9724 | 819.155 | 952.7264 | 378.8299 | 100.3275 | 0 | 0 | 49.432 | 92.8759 | 90.4282 | 106.7878 | 0 | 0 | 0 | 0 | 195.1958 | 234.7808 | 491.6557 | 581.7058 | 141.5984 | 151.5027 | 151.5027 | 151.5027 | 0.73702 | 0 | 6.1075 | 16 | 0 | 0 | 0 | 0 | 31.8053 | 229.4854 | 79.461 | 96.7301 | 0.40612 | 0.40218 | 0.39602 | 0.38156 | 12.9167 | 92.2935 | 31.4679 | 36.9086
2 | 24 | 22 | 751.8139 | 762.8778 | 772.8995 | 899.3553 | 378.8299 | 100.3275 | 0 | 0 | 45.3975 | 97.3473 | 91.7948 | 107.1413 | 0 | 0 | 0 | 0 | 224.7178 | 261.5302 | 517.4276 | 605.7917 | 141.5984 | 151.5027 | 151.5027 | 151.5027 | 0.8842 | 0 | 1.4536 | 16 | 0 | 0 | 0 | 0 | -39.6138 | 152.1701 | 10.7207 | 18.9196 | 0.41109 | 0.39872 | 0.39241 | 0.37595 | -16.285 | 60.673 | 4.2069 | 7.1128
2 | 24 | 23 | 683.1846 | 694.031 | 704.0811 | 820.1689 | 378.8299 | 100.3275 | 0 | 0 | 44.0118 | 81.0154 | 89.4299 | 103.4259 | 0 | 0 | 0 | 0 | 231.4511 | 265.7382 | 523.122 | 614.9333 | 0 | 0 | 0 | 0 | 0 | 13.0833 | 6.6506 | 6.1929 | 0 | 0 | 0 | 0 | 28.8918 | 233.8666 | 84.8786 | 95.6168 | 0.41371 | 0.39663 | 0.38604 | 0.36606 | 11.9528 | 92.7576 | 32.7663 | 35.0012
2 | 24 | 24 | 615.5357 | 623.6817 | 630.8559 | 733.183 | 378.8299 | 100.3275 | 0 | 0 | 40.3699 | 80.7056 | 103.3574 | 95.0805 | 0 | 0 | 0 | 0 | 217.9505 | 253.7542 | 498.1909 | 595.5324 | 0 | 0 | 0 | 0 | 0 | 0.82389 | 11.9586 | 2.9247 | 0 | 0 | 0 | 0 | -21.6145 | 188.0705 | 17.3489 | 39.6454 | 0.40639 | 0.39199 | 0.37547 | 0.36382 | -8.7839 | 73.7212 | 6.514 | 14.4238
2 | 25 | 1 | 569.6773 | 574.7124 | 578.5258 | 669.9386 | 378.8299 | 100.3275 | 0 | 0 | 27.2593 | 88.5372 | 92.9187 | 67.136 | 0 | 0 | 0 | 0 | 209.8771 | 246.6637 | 481.1854 | 591.4697 | 0 | 0 | 0 | 0 | -0.4 | 2.6167 | 6.6506 | -2.4332 | 0 | 0 | 0 | 0 | -45.889 | 136.5674 | -2.2288 | 13.7661 | 0.40941 | 0.38749 | 0.36569 | 0.36737 | -18.7872 | 52.9183 | -0.81504 | 5.0572
2 | 25 | 2 | 547.4997 | 549.9495 | 550.9451 | 635.74 | 378.8299 | 100.3275 | 0 | 0 | 22.8211 | 70.3433 | 73.6297 | 64.6181 | 0 | 0 | 0 | 0 | 221.4479 | 254.222 | 481.5103 | 613.5302 | 0 | 0 | 0 | 0 | -0.4 | 0 | 0 | -4.0543 | 0 | 0 | 0 | 0 | -75.1992 | 125.0568 | -4.1948 | -38.3541 | 0.40877 | 0.38552 | 0.36832 | 0.36522 | -30.7392 | 48.2124 | -1.545 | -14.0075
2 | 25 | 3 | 538.5879 | 538.7597 | 537.2637 | 617.8838 | 378.8299 | 100.3275 | 0 | 0 | 20.9764 | 69.0149 | 63.5425 | 57.4909 | 0 | 0 | 0 | 0 | 223.7402 | 254.9316 | 464.5256 | 606.9519 | 0 | 0 | 0 | 0 | -0.4 | 0.67694 | -2.7955 | -6.115 | 0 | 0 | 0 | 0 | -84.5587 | 113.8087 | 11.9911 | -40.4439 | 0.40833 | 0.3849 | 0.36884 | 0.36626 | -34.5281 | 43.8048 | 4.4228 | -14.8132
2 | 25 | 4 | 537.6094 | 535.9098 | 532.3214 | 610.3864 | 378.8299 | 100.3275 | 0 | 0 | 21.6369 | 76.4682 | 61.6967 | 47.1114 | 0 | 0 | 0 | 0 | 234.3013 | 267.332 | 488.4275 | 635.7512 | 0 | 0 | 0 | 0 | -0.4 | 11.4623 | 1.485 | -10.9549 | 0 | 0 | 0 | 0 | -96.7588 | 80.3198 | -19.2878 | -61.5213 | 0.40772 | 0.37892 | 0.36678 | 0.36631 | -39.4501 | 30.4348 | -7.0745 | -22.5356
2 | 25 | 5 | 556.837 | 553.2214 | 547.3915 | 625.7615 | 378.8299 | 100.3275 | 0 | 0 | 23.8931 | 93.2154 | 88.9127 | 52.8044 | 0 | 0 | 0 | 0 | 234.1645 | 262.8906 | 487.4235 | 639.82 | 0 | 0 | 0 | 0 | -0.4 | 0.70029 | 0 | -9.6948 | 0 | 0 | 0 | 0 | -79.6505 | 96.0877 | -28.9447 | -57.1681 | 0.409 | 0.38297 | 0.36528 | 0.36514 | -32.5772 | 36.7991 | -10.5728 | -20.8746
2 | 25 | 6 | 610.8102 | 605.4882 | 597.5516 | 681.7122 | 378.8299 | 100.3275 | 0 | 0 | 36.1785 | 75.7208 | 75.7396 | 82.0222 | 0 | 0 | 0 | 0 | 235.2273 | 263.464 | 498.2664 | 660.9283 | 0 | 0 | 0 | 0 | 0 | 10.0463 | 13.4334 | 0 | 0 | 0 | 0 | 0 | -39.4256 | 155.9297 | 10.1122 | -61.2383 | 0.4104 | 0.38709 | 0.36491 | 0.36382 | -16.1803 | 60.3595 | 3.6901 | -22.2799
2 | 25 | 7 | 704.84 | 699.5916 | 691.6501 | 790.5404 | 378.8299 | 100.3275 | 0 | 0 | 41.448 | 83.227 | 76.9718 | 81.5059 | 0 | 0 | 0 | 0 | 256.8494 | 310.1235 | 534.9071 | 704.8289 | 0 | 0 | 0 | 0 | 0 | 6.5376 | 12.9983 | 16.4619 | 0 | 0 | 0 | 0 | 27.7126 | 199.3761 | 66.7729 | -12.2563 | 0.40901 | 0.39641 | 0.37719 | 0.36382 | 11.3347 | 79.0346 | 25.1858 | -4.4591
2 | 25 | 8 | 766.502 | 761.5641 | 753.8489 | 862.5537 | 378.8299 | 100.3275 | 0 | 0 | 40.9222 | 74.2547 | 60.4843 | 72.0386 | 0 | 0 | 0 | 0 | 307.5531 | 456.0935 | 678.3307 | 856.5973 | 0 | 0 | 0 | 0 | 0.55414 | -2.7667 | -1.318 | 0 | 0 | 0 | 0 | 0 | 38.6426 | 133.6551 | 16.3519 | -66.0821 | 0.4026 | 0.40314 | 0.38075 | 0.37732 | 15.5576 | 53.8823 | 6.226 | -24.9339
2 | 25 | 9 | 789.0701 | 784.9586 | 778.071 | 891.1304 | 378.8299 | 100.3275 | 0 | 0 | 31.7477 | 56.2613 | 50.1976 | 55.3089 | 0 | 0 | 0 | 0 | 362.4134 | 618.8068 | 864.3789 | 1062.0746 | 0 | 0 | 0 | 0 | -0.21309 | -2.3333 | -3.674 | 42.3227 | 0 | 0 | 0 | 0 | 16.2922 | 11.8964 | -132.8316 | -268.5759 | 0.40979 | 0.40905 | 0.39309 | 0.38587 | 6.6764 | 4.8662 | -52.2141 | -103.6341
2 | 25 | 10 | 809.7434 | 806.0176 | 799.5396 | 916.3012 | 378.8299 | 100.3275 | 0 | 0 | 25.4067 | 42.6707 | 55.3089 | 55.3089 | 0 | 0 | 0 | 0 | 428.4006 | 756.0758 | 1029.8407 | 1244.466 | 0 | 0 | 0 | 0 | -0.4 | -5.5008 | -3.1792 | -57.8524 | 0 | 0 | 0 | 0 | -22.4938 | -87.5555 | -282.4309 | -325.6214 | 0.4056 | 0 | 0 | 0 | -9.1236 | 0 | 0 | 0
2 | 25 | 11 | 818.8743 | 815.6975 | 809.8239 | 928.7066 | 378.8299 | 100.3275 | 0 | 0 | 23.7623 | 45.7145 | 49.9981 | 51.476 | 0 | 0 | 0 | 0 | 454.1203 | 808.6889 | 1080.3093 | 1301.4229 | 0 | 0 | 0 | 0 | -0.4 | -13.3833 | -23.306 | -48.6817 | 0 | 0 | 0 | 0 | -37.4382 | -125.6501 | -297.1775 | -375.5107 | 0.40256 | 0 | 0 | 0 | -15.0711 | 0 | 0 | 0
2 | 25 | 12 | 808.4729 | 805.7675 | 800.4004 | 918.183 | 378.8299 | 100.3275 | 0 | 0 | 24.0867 | 39.1106 | 45.6813 | 39.1106 | 0 | 0 | 0 | 0 | 515.4315 | 928.6886 | 1225.0658 | 1449.1537 | 0 | 0 | 0 | 0 | -0.4 | -10.4088 | -23.5339 | -52.6418 | 0 | 0 | 0 | 0 | -109.4752 | -251.9504 | -446.8128 | -517.4394 | 0.3965 | 0 | 0 | 0 | -43.4071 | 0 | 0 | 0
2 | 25 | 13 | 796.1408 | 794.8216 | 790.9781 | 908.5131 | 378.8299 | 100.3275 | 0 | 0 | 24.1033 | 39.1106 | 46.1565 | 39.1106 | 0 | 0 | 0 | 0 | 551.082 | 945.9115 | 1237.5112 | 1458.8452 | 0 | 0 | 0 | 0 | -0.4 | -10.4266 | -23.5556 | -49.1109 | 0 | 0 | 0 | 0 | -157.4744 | -280.1014 | -469.134 | -540.3317 | 0.39531 | 0 | 0 | 0 | -62.2513 | 0 | 0 | 0
2 | 25 | 14 | 779.9446 | 779.1919 | 775.9368 | 891.5081 | 378.8299 | 100.3275 | 0 | 0 | 26.3111 | 39.1106 | 39.1106 | 39.2288 | 0 | 0 | 0 | 0 | 584.4121 | 992.702 | 1295.8051 | 1513.7879 | 0 | 0 | 0 | 0 | -0.4 | -10.4372 | -23.6175 | -48 | 0 | 0 | 0 | 0 | -209.2086 | -342.5109 | -535.3614 | -613.5085 | 0.39361 | 0 | 0 | 0 | -82.3471 | 0 | 0 | 0
2 | 25 | 15 | 763.0042 | 762.9833 | 760.5366 | 874.3381 | 378.8299 | 100.3275 | 0 | 0 | 28.3403 | 39.1106 | 50.1122 | 40.5212 | 0 | 0 | 0 | 0 | 575.2147 | 945.3183 | 1232.2197 | 1441.4229 | 0 | 0 | 0 | 0 | -0.4 | -10.4798 | -20.2901 | -38.051 | 0 | 0 | 0 | 0 | -218.9807 | -311.2933 | -501.5051 | -569.555 | 0.39648 | 0 | 0 | 0 | -86.8221 | 0 | 0 | 0
2 | 25 | 16 | 752.5316 | 755.2925 | 755.9705 | 871.7235 | 378.8299 | 100.3275 | 0 | 0 | 34.3028 | 57.0651 | 50.1138 | 59.7787 | 0 | 0 | 0 | 0 | 534.5026 | 867.8437 | 1141.2859 | 1332.7021 | 0 | 0 | 0 | 0 | -0.23536 | -0.63723 | -1.4521 | 6.598 | 0 | 0 | 0 | 0 | -194.8684 | -269.3066 | -433.9772 | -527.3554 | 0.40398 | 0 | 0.39996 | 0 | -78.7234 | 0 | -173.5747 | 0
2 | 25 | 17 | 759.7934 | 765.3956 | 769.2466 | 889.782 | 378.8299 | 100.3275 | 0 | 0 | 43.4772 | 57.2907 | 52.7968 | 74.2075 | 0 | 0 | 0 | 0 | 447.5046 | 706.8914 | 954.18 | 1124.9588 | 141.5984 | 151.5027 | 151.5027 | 151.5027 | -0.19622 | -1.3445 | -1.2 | 4.7137 | 0 | 0 | 0 | 0 | -251.4204 | -249.2723 | -388.0328 | -465.6007 | 0.4024 | 0.40819 | 0.40418 | 0.39462 | -101.1718 | -101.7502 | -156.8344 | -183.7345
2 | 25 | 18 | 814.968 | 823.5763 | 830.6096 | 963.2223 | 378.8299 | 100.3275 | 0 | 0 | 45.3453 | 78.1373 | 75.7039 | 84.8831 | 0 | 0 | 0 | 0 | 389.0412 | 494.6819 | 712.5865 | 872.5136 | 141.5984 | 151.5027 | 151.5027 | 151.5027 | 0.065502 | 0.57148 | 0.90325 | 22.4519 | 0 | 0 | 0 | 0 | -139.9123 | -1.6446 | -110.0868 | -168.129 | 0.40342 | 0.39939 | 0.39298 | 0.37664 | -56.4428 | -0.65682 | -43.2621 | -63.3239
2 | 25 | 19 | 888.076 | 900.8096 | 912.5202 | 1062.1714 | 378.8299 | 100.3275 | 0 | 0 | 47.964 | 87.6556 | 84.2781 | 87.6556 | 0 | 0 | 0 | 0 | 333.7091 | 403.1339 | 612.0906 | 774.0699 | 141.5984 | 151.5027 | 151.5027 | 151.5027 | 1.0726 | -0.28457 | 26.0951 | 44.1848 | 0 | 0 | 0 | 0 | -15.098 | 158.4744 | 38.5536 | 4.7584 | 0.41293 | 0.40451 | 0.39736 | 0.38359 | -6.2344 | 64.1043 | 15.3196 | 1.8253
2 | 25 | 20 | 882.9572 | 895.7898 | 907.5602 | 1056.3857 | 378.8299 | 100.3275 | 0 | 0 | 52.1923 | 92.0575 | 87.6556 | 92.2659 | 0 | 0 | 0 | 0 | 346.5949 | 405.6417 | 608.976 | 770.7825 | 141.5984 | 151.5027 | 151.5027 | 151.5027 | 0.84468 | 4.0862 | 2.9881 | 59.1336 | 0 | 0 | 0 | 0 | -37.103 | 142.1742 | 56.4378 | -17.299 | 0.4122 | 0.4033 | 0.397 | 0.38296 | -15.2939 | 57.3382 | 22.4055 | -6.6249
2 | 25 | 21 | 853.345 | 866.3012 | 878.3586 | 1023.0786 | 378.8299 | 100.3275 | 0 | 0 | 49.432 | 92.8759 | 90.4282 | 106.7878 | 0 | 0 | 0 | 0 | 403.8878 | 451.7041 | 625.419 | 787.6754 | 141.5984 | 151.5027 | 151.5027 | 151.5027 | 0.73702 | 0 | 6.1075 | 16 | 0 | 0 | 0 | 0 | -121.1401 | 69.8909 | 4.9012 | -38.8874 | 0.40612 | 0.40218 | 0.39602 | 0.38156 | -49.1974 | 28.1084 | 1.941 | -14.838
2 | 25 | 22 | 789.1086 | 801.2334 | 812.5124 | 946.4303 | 378.8299 | 100.3275 | 0 | 0 | 45.3975 | 97.3473 | 91.7948 | 107.1413 | 0 | 0 | 0 | 0 | 388.5901 | 433.0656 | 609.9746 | 770.7066 | 141.5984 | 151.5027 | 151.5027 | 151.5027 | 0.8842 | 0 | 1.4536 | 16 | 0 | 0 | 0 | 0 | -166.1914 | 18.9904 | -42.2134 | -98.9203 | 0.41109 | 0.39872 | 0.39241 | 0.37595 | -68.3202 | 7.5718 | -16.565 | -37.1889
2 | 25 | 23 | 710.6591 | 722.2804 | 733.2484 | 854.8237 | 378.8299 | 100.3275 | 0 | 0 | 44.0118 | 81.0154 | 89.4299 | 103.4259 | 0 | 0 | 0 | 0 | 361.3456 | 404.2052 | 585.4943 | 746.5359 | 0 | 0 | 0 | 0 | 0 | 13.0833 | 6.6506 | 6.1929 | 0 | 0 | 0 | 0 | -73.5282 | 123.649 | 51.6736 | -1.3311 | 0.41371 | 0.39663 | 0.38604 | 0.36606 | -30.4194 | 49.0424 | 19.9479 | -0.48724
2 | 25 | 24 | 632.9467 | 641.5743 | 649.3184 | 755.1093 | 378.8299 | 100.3275 | 0 | 0 | 40.3699 | 80.7056 | 103.3574 | 95.0805 | 0 | 0 | 0 | 0 | 339.5397 | 380.4921 | 556.3407 | 713.1629 | 0 | 0 | 0 | 0 | 0 | 0.82389 | 11.9586 | 2.9247 | 0 | 0 | 0 | 0 | -125.7928 | 79.2252 | -22.3384 | -56.0589 | 0.40639 | 0.39199 | 0.37547 | 0.36382 | -51.1208 | 31.0553 | -8.3874 | -20.3954
2 | 26 | 1 | 586.0807 | 591.561 | 595.9008 | 690.5647 | 378.8299 | 100.3275 | 0 | 0 | 27.2593 | 88.5372 | 92.9187 | 67.136 | 0 | 0 | 0 | 0 | 319.6189 | 357.9558 | 532.1995 | 691.1904 | 0 | 0 | 0 | 0 | -0.4 | 2.6167 | 6.6506 | -2.4332 | 0 | 0 | 0 | 0 | -139.2275 | 42.1239 | -35.8679 | -65.3285 | 0.40941 | 0.38749 | 0.36569 | 0.36737 | -57.0006 | 16.3225 | -13.1164 | -23.9996
2 | 26 | 2 | 561.7297 | 564.5671 | 566.021 | 653.6381 | 378.8299 | 100.3275 | 0 | 0 | 22.8211 | 70.3433 | 73.6297 | 64.6181 | 0 | 0 | 0 | 0 | 297.7035 | 331.1435 | 506.1458 | 668.8492 | 0 | 0 | 0 | 0 | -0.4 | 0 | 0 | -4.0543 | 0 | 0 | 0 | 0 | -137.2248 | 62.7528 | -13.7544 | -75.775 | 0.40877 | 0.38552 | 0.36832 | 0.36522 | -56.0935 | 24.1927 | -5.066 | -27.6742
2 | 26 | 3 | 549.3368 | 549.8027 | 548.6547 | 631.4087 | 378.8299 | 100.3275 | 0 | 0 | 20.9764 | 69.0149 | 63.5425 | 57.4909 | 0 | 0 | 0 | 0 | 300.6599 | 331.4871 | 496.9513 | 659.1562 | 0 | 0 | 0 | 0 | -0.4 | 0.67694 | -2.7955 | -6.115 | 0 | 0 | 0 | 0 | -150.7294 | 48.2963 | -9.0436 | -79.1234 | 0.40833 | 0.3849 | 0.36884 | 0.36626 | -61.5478 | 18.5892 | -3.3357 | -28.98
2 | 26 | 4 | 547.6996 | 546.2837 | 543.0313 | 623.1102 | 378.8299 | 100.3275 | 0 | 0 | 21.6369 | 76.4682 | 61.6967 | 47.1114 | 0 | 0 | 0 | 0 | 289.8323 | 317.2863 | 486.1715 | 647.4629 | 0 | 0 | 0 | 0 | -0.4 | 11.4623 | 1.485 | -10.9549 | 0 | 0 | 0 | 0 | -142.1994 | 40.7395 | -6.3219 | -60.5092 | 0.40772 | 0.37892 | 0.36678 | 0.36631 | -57.977 | 15.437 | -2.3188 | -22.1649
2 | 26 | 5 | 567.681 | 564.3833 | 558.9309 | 639.4844 | 378.8299 | 100.3275 | 0 | 0 | 23.8931 | 93.2154 | 88.9127 | 52.8044 | 0 | 0 | 0 | 0 | 275.006 | 298.693 | 500.5565 | 661.764 | 0 | 0 | 0 | 0 | -0.4 | 0.70029 | 0 | -9.6948 | 0 | 0 | 0 | 0 | -109.648 | 71.4471 | -30.5382 | -65.3892 | 0.409 | 0.38297 | 0.36528 | 0.36514 | -44.8462 | 27.3624 | -11.1549 | -23.8765
2 | 26 | 6 | 627.4035 | 622.5899 | 615.2579 | 702.7911 | 378.8299 | 100.3275 | 0 | 0 | 36.1785 | 75.7208 | 75.7396 | 82.0222 | 0 | 0 | 0 | 0 | 257.8792 | 278.1412 | 492.0206 | 651.4948 | 0 | 0 | 0 | 0 | 0 | 10.0463 | 13.4334 | 0 | 0 | 0 | 0 | 0 | -45.4841 | 158.3542 | 34.0643 | -30.726 | 0.4104 | 0.38709 | 0.36491 | 0.36382 | -18.6667 | 61.298 | 12.4305 | -11.1788
2 | 26 | 7 | 737.1323 | 732.8837 | 726.1317 | 831.6005 | 378.8299 | 100.3275 | 0 | 0 | 41.448 | 83.227 | 76.9718 | 81.5059 | 0 | 0 | 0 | 0 | 242.0577 | 297.3821 | 507.3136 | 660.7313 | 0 | 0 | 0 | 0 | 0 | 6.5376 | 12.9983 | 16.4619 | 0 | 0 | 0 | 0 | 74.7967 | 245.4095 | 128.848 | 72.9015 | 0.40901 | 0.39641 | 0.37719 | 0.36382 | 30.5924 | 97.2827 | 48.5997 | 26.5232
2 | 26 | 8 | 801.5737 | 797.7362 | 791.3314 | 907.2021 | 378.8299 | 100.3275 | 0 | 0 | 40.9222 | 74.2547 | 60.4843 | 72.0386 | 0 | 0 | 0 | 0 | 272.6717 | 459.0186 | 674.1262 | 818.2362 | 0 | 0 | 0 | 0 | 0.55414 | -2.7667 | -1.318 | 0 | 0 | 0 | 0 | 0 | 108.5958 | 166.9021 | 58.0389 | 16.9273 | 0.4026 | 0.40314 | 0.38075 | 0.37732 | 43.721 | 67.2856 | 22.0983 | 6.3869
2 | 26 | 9 | 808.4822 | 805.0256 | 798.92 | 916.012 | 378.8299 | 100.3275 | 0 | 0 | 31.7477 | 56.2613 | 50.1976 | 55.3089 | 0 | 0 | 0 | 0 | 336.5083 | 632.2655 | 851.7731 | 999.876 | 0 | 0 | 0 | 0 | -0.21309 | -2.3333 | -3.674 | 42.3227 | 0 | 0 | 0 | 0 | 61.6094 | 18.5046 | -99.3767 | -181.4957 | 0.40979 | 0.40905 | 0.39309 | 0.38587 | 25.2468 | 7.5693 | -39.0635 | -70.0329
2 | 26 | 10 | 819.5074 | 816.1596 | 810.1354 | 928.9956 | 378.8299 | 100.3275 | 0 | 0 | 25.4067 | 42.6707 | 55.3089 | 55.3089 | 0 | 0 | 0 | 0 | 401.0324 | 754.9664 | 1010.7594 | 1174.5561 | 0 | 0 | 0 | 0 | -0.4 | -5.5008 | -3.1792 | -57.8524 | 0 | 0 | 0 | 0 | 14.6384 | -76.3041 | -252.7538 | -243.017 | 0.4056 | 0 | 0 | 0 | 5.9374 | 0 | 0 | 0
2 | 26 | 11 | 817.6708 | 814.5625 | 808.7762 | 927.5669 | 378.8299 | 100.3275 | 0 | 0 | 23.7623 | 45.7145 | 49.9981 | 51.476 | 0 | 0 | 0 | 0 | 423.5866 | 794.9568 | 1068.4336 | 1240.8215 | 0 | 0 | 0 | 0 | -0.4 | -13.3833 | -23.306 | -48.6817 | 0 | 0 | 0 | 0 | -8.1081 | -113.0529 | -286.3495 | -316.049 | 0.40256 | 0 | 0 | 0 | -3.264 | 0 | 0 | 0
2 | 26 | 12 | 809.739 | 807.1698 | 801.97 | 920.151 | 378.8299 | 100.3275 | 0 | 0 | 24.0867 | 39.1106 | 45.6813 | 39.1106 | 0 | 0 | 0 | 0 | 421.7274 | 805.6013 | 1087.4281 | 1271.03 | 0 | 0 | 0 | 0 | -0.4 | -10.4088 | -23.5339 | -52.6418 | 0 | 0 | 0 | 0 | -14.505 | -127.4608 | -307.6055 | -337.3478 | 0.3965 | 0 | 0 | 0 | -5.7512 | 0 | 0 | 0
2 | 26 | 13 | 795.1897 | 793.9445 | 790.1945 | 907.6853 | 378.8299 | 100.3275 | 0 | 0 | 24.1033 | 39.1106 | 46.1565 | 39.1106 | 0 | 0 | 0 | 0 | 421.6774 | 769.7388 | 1025.0073 | 1217.9245 | 0 | 0 | 0 | 0 | -0.4 | -10.4266 | -23.5556 | -49.1109 | 0 | 0 | 0 | 0 | -29.0209 | -104.8058 | -257.4137 | -300.2388 | 0.39531 | 0 | 0 | 0 | -11.4723 | 0 | 0 | 0
2 | 26 | 14 | 778.5552 | 777.8645 | 774.6889 | 890.1291 | 378.8299 | 100.3275 | 0 | 0 | 26.3111 | 39.1106 | 39.1106 | 39.2288 | 0 | 0 | 0 | 0 | 470.2973 | 789.8796 | 1040.1437 | 1245.2169 | 0 | 0 | 0 | 0 | -0.4 | -10.4372 | -23.6175 | -48 | 0 | 0 | 0 | 0 | -96.4831 | -141.016 | -280.9479 | -346.3167 | 0.39361 | 0 | 0 | 0 | -37.9769 | 0 | 0 | 0
2 | 26 | 15 | 767.0661 | 767.2541 | 765.0607 | 879.81 | 378.8299 | 100.3275 | 0 | 0 | 28.3403 | 39.1106 | 50.1122 | 40.5212 | 0 | 0 | 0 | 0 | 456.8638 | 765.4801 | 1041.7104 | 1254.9573 | 0 | 0 | 0 | 0 | -0.4 | -10.4798 | -20.2901 | -38.051 | 0 | 0 | 0 | 0 | -96.568 | -127.1843 | -306.4718 | -377.6175 | 0.39648 | 0 | 0 | 0 | -38.2876 | 0 | 0 | 0
2 | 26 | 16 | 754.6528 | 757.563 | 758.4234 | 874.7297 | 378.8299 | 100.3275 | 0 | 0 | 34.3028 | 57.0651 | 50.1138 | 59.7787 | 0 | 0 | 0 | 0 | 439.238 | 712.8639 | 947.7676 | 1157.7784 | 0 | 0 | 0 | 0 | -0.23536 | -0.63723 | -1.4521 | 6.598 | 0 | 0 | 0 | 0 | -97.4826 | -112.0562 | -238.0059 | -349.4255 | 0.40398 | 0 | 0.39996 | 0 | -39.3813 | 0 | -95.1935 | 0
2 | 26 | 17 | 762.8674 | 768.6385 | 772.6946 | 893.9629 | 378.8299 | 100.3275 | 0 | 0 | 43.4772 | 57.2907 | 52.7968 | 74.2075 | 0 | 0 | 0 | 0 | 384.6385 | 601.4986 | 775.1309 | 970.3072 | 141.5984 | 151.5027 | 151.5027 | 151.5027 | -0.19622 | -1.3445 | -1.2 | 4.7137 | 0 | 0 | 0 | 0 | -185.4803 | -140.6365 | -205.5358 | -306.7681 | 0.4024 | 0.40819 | 0.40418 | 0.39462 | -74.6375 | -57.4063 | -83.0731 | -121.0563
2 | 26 | 18 | 817.6268 | 826.3789 | 833.5865 | 966.8299 | 378.8299 | 100.3275 | 0 | 0 | 45.3453 | 78.1373 | 75.7039 | 84.8831 | 0 | 0 | 0 | 0 | 274.8785 | 353.9768 | 527.1656 | 713.7398 | 141.5984 | 151.5027 | 151.5027 | 151.5027 | 0.065502 | 0.57148 | 0.90325 | 22.4519 | 0 | 0 | 0 | 0 | -23.0908 | 141.863 | 78.3111 | -5.7476 | 0.40342 | 0.39939 | 0.39298 | 0.37664 | -9.3152 | 56.6586 | 30.7748 | -2.1648
2 | 26 | 19 | 877.8157 | 890.3342 | 901.7945 | 1049.504 | 378.8299 | 100.3275 | 0 | 0 | 47.964 | 87.6556 | 84.2781 | 87.6556 | 0 | 0 | 0 | 0 | 241.8209 | 292.2182 | 472.2193 | 661.4249 | 141.5984 | 151.5027 | 151.5027 | 151.5027 | 1.0726 | -0.28457 | 26.0951 | 44.1848 | 0 | 0 | 0 | 0 | 66.53 | 258.9148 | 167.6992 | 104.736 | 0.41293 | 0.40451 | 0.39736 | 0.38359 | 27.4721 | 104.7334 | 66.6368 | 40.1757
2 | 26 | 20 | 880.7879 | 893.6297 | 905.4151 | 1053.9091 | 378.8299 | 100.3275 | 0 | 0 | 52.1923 | 92.0575 | 87.6556 | 92.2659 | 0 | 0 | 0 | 0 | 232.4741 | 288.4241 | 451.4735 | 633.9082 | 141.5984 | 151.5027 | 151.5027 | 151.5027 | 0.84468 | 4.0862 | 2.9881 | 59.1336 | 0 | 0 | 0 | 0 | 74.8485 | 257.2317 | 211.7952 | 117.0986 | 0.4122 | 0.4033 | 0.397 | 0.38296 | 30.8527 | 103.7403 | 84.0817 | 44.8446
2 | 26 | 21 | 858.32 | 871.4777 | 883.7775 | 1029.5797 | 378.8299 | 100.3275 | 0 | 0 | 49.432 | 92.8759 | 90.4282 | 106.7878 | 0 | 0 | 0 | 0 | 220.277 | 285.1271 | 446.5777 | 620.8837 | 141.5984 | 151.5027 | 151.5027 | 151.5027 | 0.73702 | 0 | 6.1075 | 16 | 0 | 0 | 0 | 0 | 67.4457 | 241.6444 | 189.1615 | 134.4054 | 0.40612 | 0.40218 | 0.39602 | 0.38156 | 27.391 | 97.1836 | 74.9112 | 51.2841
2 | 26 | 22 | 791.5938 | 803.8391 | 815.2638 | 949.751 | 378.8299 | 100.3275 | 0 | 0 | 45.3975 | 97.3473 | 91.7948 | 107.1413 | 0 | 0 | 0 | 0 | 249.145 | 322.1582 | 488.6761 | 656.8098 | 141.5984 | 151.5027 | 151.5027 | 151.5027 | 0.8842 | 0 | 1.4536 | 16 | 0 | 0 | 0 | 0 | -24.2611 | 132.5034 | 81.8366 | 18.2973 | 0.41109 | 0.39872 | 0.39241 | 0.37595 | -9.9736 | 52.8316 | 32.1136 | 6.8788
2 | 26 | 23 | 712.7802 | 724.4998 | 735.5865 | 857.6411 | 378.8299 | 100.3275 | 0 | 0 | 44.0118 | 81.0154 | 89.4299 | 103.4259 | 0 | 0 | 0 | 0 | 283.0297 | 365.3154 | 527.6981 | 686.1771 | 0 | 0 | 0 | 0 | 0 | 13.0833 | 6.6506 | 6.1929 | 0 | 0 | 0 | 0 | 6.9088 | 164.7583 | 111.808 | 61.8452 | 0.41371 | 0.39663 | 0.38604 | 0.36606 | 2.8582 | 65.3474 | 43.162 | 22.6389
2 | 26 | 24 | 636.7826 | 645.5505 | 653.4628 | 760.0663 | 378.8299 | 100.3275 | 0 | 0 | 40.3699 | 80.7056 | 103.3574 | 95.0805 | 0 | 0 | 0 | 0 | 271.4165 | 364.0025 | 505.4977 | 650.0536 | 0 | 0 | 0 | 0 | 0 | 0.82389 | 11.9586 | 2.9247 | 0 | 0 | 0 | 0 | -53.8336 | 99.6911 | 32.649 | 12.0075 | 0.40639 | 0.39199 | 0.37547 | 0.36382 | -21.8774 | 39.0776 | 12.2587 | 4.3686
2 | 27 | 1 | 586.8116 | 592.3349 | 596.7269 | 691.5691 | 378.8299 | 100.3275 | 0 | 0 | 27.2593 | 88.5372 | 92.9187 | 67.136 | 0 | 0 | 0 | 0 | 273.4319 | 370.3519 | 498.6227 | 623.1796 | 0 | 0 | 0 | 0 | -0.4 | 2.6167 | 6.6506 | -2.4332 | 0 | 0 | 0 | 0 | -92.3096 | 30.5017 | -1.465 | 3.6867 | 0.40941 | 0.38749 | 0.36569 | 0.36737 | -37.7921 | 11.8191 | -0.53573 | 1.3544
2 | 27 | 2 | 562.3286 | 565.204 | 566.7041 | 654.4713 | 378.8299 | 100.3275 | 0 | 0 | 22.8211 | 70.3433 | 73.6297 | 64.6181 | 0 | 0 | 0 | 0 | 291.677 | 374.5947 | 510.4626 | 624.3311 | 0 | 0 | 0 | 0 | -0.4 | 0 | 0 | -4.0543 | 0 | 0 | 0 | 0 | -130.5994 | 19.9384 | -17.3881 | -30.4237 | 0.40877 | 0.38552 | 0.36832 | 0.36522 | -53.3852 | 7.6868 | -6.4044 | -11.1112
2 | 27 | 3 | 550.8741 | 551.4025 | 550.3296 | 633.4183 | 378.8299 | 100.3275 | 0 | 0 | 20.9764 | 69.0149 | 63.5425 | 57.4909 | 0 | 0 | 0 | 0 | 296.3117 | 363.3435 | 514.3126 | 616.8597 | 0 | 0 | 0 | 0 | -0.4 | 0.67694 | -2.7955 | -6.115 | 0 | 0 | 0 | 0 | -144.8439 | 18.0397 | -24.7301 | -34.8173 | 0.40833 | 0.3849 | 0.36884 | 0.36626 | -59.1445 | 6.9434 | -9.1215 | -12.7523
2 | 27 | 4 | 547.911 | 546.5159 | 543.289 | 623.4317 | 378.8299 | 100.3275 | 0 | 0 | 21.6369 | 76.4682 | 61.6967 | 47.1114 | 0 | 0 | 0 | 0 | 260.7804 | 333.8084 | 484.6224 | 585.3329 | 0 | 0 | 0 | 0 | -0.4 | 11.4623 | 1.485 | -10.9549 | 0 | 0 | 0 | 0 | -112.9362 | 24.4496 | -4.5151 | 1.9422 | 0.40772 | 0.37892 | 0.36678 | 0.36631 | -46.0459 | 9.2645 | -1.6561 | 0.71144
2 | 27 | 5 | 567.6621 | 564.3776 | 558.9414 | 639.5107 | 378.8299 | 100.3275 | 0 | 0 | 23.8931 | 93.2154 | 88.9127 | 52.8044 | 0 | 0 | 0 | 0 | 239.7575 | 319.1987 | 468.7441 | 583.9491 | 0 | 0 | 0 | 0 | -0.4 | 0.70029 | 0 | -9.6948 | 0 | 0 | 0 | 0 | -74.4183 | 50.9357 | 1.2847 | 12.452 | 0.409 | 0.38297 | 0.36528 | 0.36514 | -30.4372 | 19.5071 | 0.46927 | 4.5468
2 | 27 | 6 | 627.1456 | 622.3447 | 615.0289 | 702.5394 | 378.8299 | 100.3275 | 0 | 0 | 36.1785 | 75.7208 | 75.7396 | 82.0222 | 0 | 0 | 0 | 0 | 263.4621 | 354.6066 | 513.9542 | 629.923 | 0 | 0 | 0 | 0 | 0 | 10.0463 | 13.4334 | 0 | 0 | 0 | 0 | 0 | -51.3249 | 81.6435 | 11.9017 | -9.4059 | 0.4104 | 0.38709 | 0.36491 | 0.36382 | -21.0638 | 31.6037 | 4.3431 | -3.4221
2 | 27 | 7 | 733.028 | 728.6863 | 721.8256 | 826.5075 | 378.8299 | 100.3275 | 0 | 0 | 41.448 | 83.227 | 76.9718 | 81.5059 | 0 | 0 | 0 | 0 | 285.475 | 403.1209 | 564.7965 | 679.6999 | 0 | 0 | 0 | 0 | 0 | 6.5376 | 12.9983 | 16.4619 | 0 | 0 | 0 | 0 | 27.2751 | 135.4734 | 67.059 | 48.8398 | 0.40901 | 0.39641 | 0.37719 | 0.36382 | 11.1557 | 53.703 | 25.2937 | 17.769
2 | 27 | 8 | 797.3906 | 793.449 | 786.9215 | 901.9768 | 378.8299 | 100.3275 | 0 | 0 | 40.9222 | 74.2547 | 60.4843 | 72.0386 | 0 | 0 | 0 | 0 | 375.6221 | 611.2693 | 784.506 | 889.1666 | 0 | 0 | 0 | 0 | 0.55414 | -2.7667 | -1.318 | 0 | 0 | 0 | 0 | 0 | 1.4623 | 10.3642 | -56.7508 | -59.2284 | 0.4026 | 0.40314 | 0.38075 | 0.37732 | 0.58872 | 4.1783 | -21.6079 | -22.3478
2 | 27 | 9 | 805.8159 | 802.2948 | 796.1135 | 912.6885 | 378.8299 | 100.3275 | 0 | 0 | 31.7477 | 56.2613 | 50.1976 | 55.3089 | 0 | 0 | 0 | 0 | 455.6399 | 767.5857 | 950.1868 | 1077.5517 | 0 | 0 | 0 | 0 | -0.21309 | -2.3333 | -3.674 | 42.3227 | 0 | 0 | 0 | 0 | -60.1886 | -119.5464 | -200.597 | -262.4949 | 0.40979 | 0.40905 | 0.39309 | 0.38587 | -24.6645 | -48.9002 | -78.8517 | -101.2877
2 | 27 | 10 | 814.8406 | 811.3694 | 805.1995 | 923.1395 | 378.8299 | 100.3275 | 0 | 0 | 25.4067 | 42.6707 | 55.3089 | 55.3089 | 0 | 0 | 0 | 0 | 502.868 | 874.1725 | 1093.2849 | 1252.2404 | 0 | 0 | 0 | 0 | -0.4 | -5.5008 | -3.1792 | -57.8524 | 0 | 0 | 0 | 0 | -91.8641 | -200.3004 | -340.2152 | -326.5575 | 0.4056 | 0 | 0 | 0 | -37.2605 | 0 | 0 | 0
2 | 27 | 11 | 811.8917 | 808.6262 | 802.6541 | 920.2989 | 378.8299 | 100.3275 | 0 | 0 | 23.7623 | 45.7145 | 49.9981 | 51.476 | 0 | 0 | 0 | 0 | 500.3599 | 872.2338 | 1121.1115 | 1290.4567 | 0 | 0 | 0 | 0 | -0.4 | -13.3833 | -23.306 | -48.6817 | 0 | 0 | 0 | 0 | -90.6605 | -196.2662 | -345.1496 | -372.9522 | 0.40256 | 0 | 0 | 0 | -36.4962 | 0 | 0 | 0
2 | 27 | 12 | 805.5017 | 802.8199 | 797.4872 | 914.8318 | 378.8299 | 100.3275 | 0 | 0 | 24.0867 | 39.1106 | 45.6813 | 39.1106 | 0 | 0 | 0 | 0 | 540.5995 | 955.719 | 1215.6112 | 1388.3854 | 0 | 0 | 0 | 0 | -0.4 | -10.4088 | -23.5339 | -52.6418 | 0 | 0 | 0 | 0 | -137.6144 | -281.9284 | -440.2715 | -460.0224 | 0.3965 | 0 | 0 | 0 | -54.5643 | 0 | 0 | 0
2 | 27 | 13 | 796.8467 | 795.651 | 791.9599 | 909.7856 | 378.8299 | 100.3275 | 0 | 0 | 24.1033 | 39.1106 | 46.1565 | 39.1106 | 0 | 0 | 0 | 0 | 564.7759 | 924.3029 | 1183.0913 | 1348.2713 | 0 | 0 | 0 | 0 | -0.4 | -10.4266 | -23.5556 | -49.1109 | 0 | 0 | 0 | 0 | -170.4624 | -257.6634 | -413.7323 | -428.4853 | 0.39531 | 0 | 0 | 0 | -67.3856 | 0 | 0 | 0
2 | 27 | 14 | 777.5908 | 776.8767 | 773.6735 | 888.9266 | 378.8299 | 100.3275 | 0 | 0 | 26.3111 | 39.1106 | 39.1106 | 39.2288 | 0 | 0 | 0 | 0 | 539.5877 | 879.7741 | 1140.4557 | 1311.4727 | 0 | 0 | 0 | 0 | -0.4 | -10.4372 | -23.6175 | -48 | 0 | 0 | 0 | 0 | -166.738 | -231.8983 | -382.2753 | -413.7749 | 0.39361 | 0 | 0 | 0 | -65.6301 | 0 | 0 | 0
2 | 27 | 15 | 766.4931 | 766.6691 | 764.4617 | 879.1026 | 378.8299 | 100.3275 | 0 | 0 | 28.3403 | 39.1106 | 50.1122 | 40.5212 | 0 | 0 | 0 | 0 | 547.8297 | 876.4176 | 1125.7839 | 1287.0457 | 0 | 0 | 0 | 0 | -0.4 | -10.4798 | -20.2901 | -38.051 | 0 | 0 | 0 | 0 | -188.1069 | -238.7068 | -391.1442 | -410.4133 | 0.39648 | 0 | 0 | 0 | -74.5812 | 0 | 0 | 0
2 | 27 | 16 | 755.9372 | 758.8885 | 759.7977 | 876.3674 | 378.8299 | 100.3275 | 0 | 0 | 34.3028 | 57.0651 | 50.1138 | 59.7787 | 0 | 0 | 0 | 0 | 563.2565 | 856.9315 | 1080.4878 | 1238.2138 | 0 | 0 | 0 | 0 | -0.23536 | -0.63723 | -1.4521 | 6.598 | 0 | 0 | 0 | 0 | -220.2167 | -254.7984 | -369.3518 | -428.2231 | 0.40398 | 0 | 0.39996 | 0 | -88.9637 | 0 | -147.7269 | 0
2 | 27 | 17 | 762.5368 | 768.3068 | 772.362 | 893.5762 | 378.8299 | 100.3275 | 0 | 0 | 43.4772 | 57.2907 | 52.7968 | 74.2075 | 0 | 0 | 0 | 0 | 562.8598 | 766.7302 | 970.0509 | 1129.7161 | 141.5984 | 151.5027 | 151.5027 | 151.5027 | -0.19622 | -1.3445 | -1.2 | 4.7137 | 0 | 0 | 0 | 0 | -364.0323 | -306.1998 | -400.7883 | -466.5637 | 0.4024 | 0.40819 | 0.40418 | 0.39462 | -146.4869 | -124.9874 | -161.9898 | -184.1145
2 | 27 | 18 | 806.8681 | 815.3316 | 822.1983 | 953.3144 | 378.8299 | 100.3275 | 0 | 0 | 45.3453 | 78.1373 | 75.7039 | 84.8831 | 0 | 0 | 0 | 0 | 519.0428 | 582.3376 | 761.1496 | 905.2539 | 141.5984 | 151.5027 | 151.5027 | 151.5027 | 0.065502 | 0.57148 | 0.90325 | 22.4519 | 0 | 0 | 0 | 0 | -278.0138 | -97.545 | -167.0611 | -210.7772 | 0.40342 | 0.39939 | 0.39298 | 0.37664 | -112.1551 | -38.9585 | -65.652 | -79.3869
2 | 27 | 19 | 878.0433 | 890.5801 | 902.0626 | 1049.8346 | 378.8299 | 100.3275 | 0 | 0 | 47.964 | 87.6556 | 84.2781 | 87.6556 | 0 | 0 | 0 | 0 | 462.9584 | 485.71 | 641.3793 | 777.9427 | 141.5984 | 151.5027 | 151.5027 | 151.5027 | 1.0726 | -0.28457 | 26.0951 | 44.1848 | 0 | 0 | 0 | 0 | -154.3799 | 65.6689 | -1.1926 | -11.4512 | 0.41293 | 0.40451 | 0.39736 | 0.38359 | -63.7477 | 26.5636 | -0.47391 | -4.3926
2 | 27 | 20 | 875.14 | 887.8391 | 899.4565 | 1046.8465 | 378.8299 | 100.3275 | 0 | 0 | 52.1923 | 92.0575 | 87.6556 | 92.2659 | 0 | 0 | 0 | 0 | 431.1389 | 452.0994 | 613.3538 | 760.6922 | 141.5984 | 151.5027 | 151.5027 | 151.5027 | 0.84468 | 4.0862 | 2.9881 | 59.1336 | 0 | 0 | 0 | 0 | -129.4641 | 87.7658 | 43.9563 | -16.748 | 0.4122 | 0.4033 | 0.397 | 0.38296 | -53.3653 | 35.3955 | 17.4504 | -6.4139
2 | 27 | 21 | 850.9724 | 863.9381 | 876.0113 | 1020.368 | 378.8299 | 100.3275 | 0 | 0 | 49.432 | 92.8759 | 90.4282 | 106.7878 | 0 | 0 | 0 | 0 | 420.5293 | 441.302 | 601.8626 | 756.9768 | 141.5984 | 151.5027 | 151.5027 | 151.5027 | 0.73702 | 0 | 6.1075 | 16 | 0 | 0 | 0 | 0 | -140.1542 | 77.9299 | 26.1103 | -10.8993 | 0.40612 | 0.40218 | 0.39602 | 0.38156 | -56.9193 | 31.3415 | 10.3401 | -4.1588
2 | 27 | 22 | 790.4743 | 802.7006 | 814.1037 | 948.3855 | 378.8299 | 100.3275 | 0 | 0 | 45.3975 | 97.3473 | 91.7948 | 107.1413 | 0 | 0 | 0 | 0 | 473.1347 | 499.2972 | 651.4027 | 792.7476 | 141.5984 | 151.5027 | 151.5027 | 151.5027 | 0.8842 | 0 | 1.4536 | 16 | 0 | 0 | 0 | 0 | -249.3704 | -45.7741 | -82.0502 | -119.0061 | 0.41109 | 0.39872 | 0.39241 | 0.37595 | -102.5146 | -18.251 | -32.1974 | -44.7402
2 | 27 | 23 | 712.4542 | 724.178 | 735.2706 | 857.2796 | 378.8299 | 100.3275 | 0 | 0 | 44.0118 | 81.0154 | 89.4299 | 103.4259 | 0 | 0 | 0 | 0 | 456.4143 | 508.1658 | 650.4438 | 797.9664 | 0 | 0 | 0 | 0 | 0 | 13.0833 | 6.6506 | 6.1929 | 0 | 0 | 0 | 0 | -166.8018 | 21.5861 | -11.2537 | -50.3056 | 0.41371 | 0.39663 | 0.38604 | 0.36606 | -69.0077 | 8.5616 | -4.3443 | -18.4148
2 | 27 | 24 | 638.1216 | 646.943 | 654.9195 | 761.8131 | 378.8299 | 100.3275 | 0 | 0 | 40.3699 | 80.7056 | 103.3574 | 95.0805 | 0 | 0 | 0 | 0 | 397.078 | 451.2331 | 586.8626 | 756.873 | 0 | 0 | 0 | 0 | 0 | 0.82389 | 11.9586 | 2.9247 | 0 | 0 | 0 | 0 | -178.1561 | 13.8529 | -47.2592 | -93.0652 | 0.40639 | 0.39199 | 0.37547 | 0.36382 | -72.4006 | 5.4302 | -17.7443 | -33.8591
2 | 28 | 1 | 587.299 | 592.8547 | 597.2862 | 692.2528 | 378.8299 | 100.3275 | 0 | 0 | 27.2593 | 88.5372 | 92.9187 | 67.136 | 0 | 0 | 0 | 0 | 383.7223 | 440.4855 | 572.8731 | 757.827 | 0 | 0 | 0 | 0 | -0.4 | 2.6167 | 6.6506 | -2.4332 | 0 | 0 | 0 | 0 | -202.1125 | -39.1121 | -75.1562 | -130.277 | 0.40941 | 0.38749 | 0.36569 | 0.36737 | -82.7461 | -15.1555 | -27.4835 | -47.8596
2 | 28 | 2 | 560.6503 | 563.4951 | 564.96 | 652.4162 | 378.8299 | 100.3275 | 0 | 0 | 22.8211 | 70.3433 | 73.6297 | 64.6181 | 0 | 0 | 0 | 0 | 405.1746 | 460.3594 | 581.7665 | 767.2553 | 0 | 0 | 0 | 0 | -0.4 | 0 | 0 | -4.0543 | 0 | 0 | 0 | 0 | -245.7753 | -67.5351 | -90.4361 | -175.4029 | 0.40877 | 0.38552 | 0.36832 | 0.36522 | -100.4658 | -26.0364 | -33.3094 | -64.0599
2 | 28 | 3 | 549.6284 | 550.1421 | 549.053 | 631.9225 | 378.8299 | 100.3275 | 0 | 0 | 20.9764 | 69.0149 | 63.5425 | 57.4909 | 0 | 0 | 0 | 0 | 486.0492 | 540.927 | 655.1013 | 833.2966 | 0 | 0 | 0 | 0 | -0.4 | 0.67694 | -2.7955 | -6.115 | 0 | 0 | 0 | 0 | -335.8271 | -160.8042 | -166.7953 | -252.7499 | 0.40833 | 0.3849 | 0.36884 | 0.36626 | -137.1292 | -61.8933 | -61.521 | -92.5732
2 | 28 | 4 | 546.5004 | 545.0803 | 541.8247 | 621.7071 | 378.8299 | 100.3275 | 0 | 0 | 21.6369 | 76.4682 | 61.6967 | 47.1114 | 0 | 0 | 0 | 0 | 501.1289 | 567.0084 | 687.3976 | 854.5668 | 0 | 0 | 0 | 0 | -0.4 | 11.4623 | 1.485 | -10.9549 | 0 | 0 | 0 | 0 | -354.6953 | -210.186 | -208.7546 | -269.0163 | 0.40772 | 0.37892 | 0.36678 | 0.36631 | -144.615 | -79.6438 | -76.5679 | -98.5424
2 | 28 | 5 | 568.3454 | 565.0948 | 559.6999 | 640.4271 | 378.8299 | 100.3275 | 0 | 0 | 23.8931 | 93.2154 | 88.9127 | 52.8044 | 0 | 0 | 0 | 0 | 464.1298 | 530.7808 | 642.2409 | 791.3549 | 0 | 0 | 0 | 0 | -0.4 | 0.70029 | 0 | -9.6948 | 0 | 0 | 0 | 0 | -298.1074 | -159.9292 | -171.4537 | -194.0375 | 0.409 | 0.38297 | 0.36528 | 0.36514 | -121.9264 | -61.2487 | -62.6282 | -70.8518
2 | 28 | 6 | 628.1154 | 623.3579 | 616.0946 | 703.8222 | 378.8299 | 100.3275 | 0 | 0 | 36.1785 | 75.7208 | 75.7396 | 82.0222 | 0 | 0 | 0 | 0 | 443.5989 | 509.8039 | 617.9452 | 750.3964 | 0 | 0 | 0 | 0 | 0 | 10.0463 | 13.4334 | 0 | 0 | 0 | 0 | 0 | -230.492 | -72.5405 | -91.0235 | -128.5964 | 0.4104 | 0.38709 | 0.36491 | 0.36382 | -94.594 | -28.08 | -33.2157 | -46.7862
2 | 28 | 7 | 737.5849 | 733.3813 | 726.6847 | 832.2906 | 378.8299 | 100.3275 | 0 | 0 | 41.448 | 83.227 | 76.9718 | 81.5059 | 0 | 0 | 0 | 0 | 406.3582 | 498.9986 | 614.2766 | 736.4436 | 0 | 0 | 0 | 0 | 0 | 6.5376 | 12.9983 | 16.4619 | 0 | 0 | 0 | 0 | -89.0513 | 44.2906 | 22.438 | -2.1208 | 0.40901 | 0.39641 | 0.37719 | 0.36382 | -36.4227 | 17.5572 | 8.4633 | -0.77159
2 | 28 | 8 | 798.3424 | 794.4354 | 787.9493 | 903.2059 | 378.8299 | 100.3275 | 0 | 0 | 40.9222 | 74.2547 | 60.4843 | 72.0386 | 0 | 0 | 0 | 0 | 412.874 | 663.8312 | 808.0605 | 915.3761 | 0 | 0 | 0 | 0 | 0.55414 | -2.7667 | -1.318 | 0 | 0 | 0 | 0 | 0 | -34.8378 | -41.2113 | -79.2775 | -84.2088 | 0.4026 | 0.40314 | 0.38075 | 0.37732 | -14.0258 | -16.6141 | -30.1849 | -31.7734
2 | 28 | 9 | 809.3758 | 805.9578 | 799.8989 | 917.1889 | 378.8299 | 100.3275 | 0 | 0 | 31.7477 | 56.2613 | 50.1976 | 55.3089 | 0 | 0 | 0 | 0 | 436.6384 | 818.2048 | 982.3995 | 1085.7706 | 0 | 0 | 0 | 0 | -0.21309 | -2.3333 | -3.674 | 42.3227 | 0 | 0 | 0 | 0 | -37.6271 | -166.5024 | -229.0242 | -266.2134 | 0.40979 | 0.40905 | 0.39309 | 0.38587 | -15.4191 | -68.1074 | -90.026 | -102.7225
2 | 28 | 10 | 824.8409 | 821.6497 | 815.8114 | 935.7458 | 378.8299 | 100.3275 | 0 | 0 | 25.4067 | 42.6707 | 55.3089 | 55.3089 | 0 | 0 | 0 | 0 | 506.4773 | 936.1326 | 1106.696 | 1208.1905 | 0 | 0 | 0 | 0 | -0.4 | -5.5008 | -3.1792 | -57.8524 | 0 | 0 | 0 | 0 | -85.473 | -251.9802 | -343.0144 | -269.9012 | 0.4056 | 0 | 0 | 0 | -34.6683 | 0 | 0 | 0
2 | 28 | 11 | 825.0719 | 822.1712 | 816.6307 | 936.8979 | 378.8299 | 100.3275 | 0 | 0 | 23.7623 | 45.7145 | 49.9981 | 51.476 | 0 | 0 | 0 | 0 | 532.9788 | 953.606 | 1129.935 | 1230.1258 | 0 | 0 | 0 | 0 | -0.4 | -13.3833 | -23.306 | -48.6817 | 0 | 0 | 0 | 0 | -110.099 | -264.0934 | -339.9964 | -296.0222 | 0.40256 | 0 | 0 | 0 | -44.3214 | 0 | 0 | 0
2 | 28 | 12 | 817.7022 | 815.3492 | 810.4051 | 930.1643 | 378.8299 | 100.3275 | 0 | 0 | 24.0867 | 39.1106 | 45.6813 | 39.1106 | 0 | 0 | 0 | 0 | 556.7981 | 1000.3071 | 1218.6157 | 1324.8 | 0 | 0 | 0 | 0 | -0.4 | -10.4088 | -23.5339 | -52.6418 | 0 | 0 | 0 | 0 | -141.6125 | -313.9872 | -430.3581 | -381.1045 | 0.3965 | 0 | 0 | 0 | -56.1496 | 0 | 0 | 0
2 | 28 | 13 | 807.8538 | 806.9503 | 803.6044 | 923.6023 | 378.8299 | 100.3275 | 0 | 0 | 24.1033 | 39.1106 | 46.1565 | 39.1106 | 0 | 0 | 0 | 0 | 601.4758 | 1039.3112 | 1266.7301 | 1378.5633 | 0 | 0 | 0 | 0 | -0.4 | -10.4266 | -23.5556 | -49.1109 | 0 | 0 | 0 | 0 | -196.1552 | -361.3723 | -485.7267 | -444.9606 | 0.39531 | 0 | 0 | 0 | -77.5423 | 0 | 0 | 0
2 | 28 | 14 | 793.3075 | 793.014 | 790.3078 | 908.6672 | 378.8299 | 100.3275 | 0 | 0 | 26.3111 | 39.1106 | 39.1106 | 39.2288 | 0 | 0 | 0 | 0 | 541.9258 | 991.0156 | 1214.7522 | 1328.313 | 0 | 0 | 0 | 0 | -0.4 | -10.4372 | -23.6175 | -48 | 0 | 0 | 0 | 0 | -153.3593 | -327.0024 | -439.9375 | -410.8746 | 0.39361 | 0 | 0 | 0 | -60.3641 | 0 | 0 | 0
2 | 28 | 15 | 778.917 | 779.4246 | 777.6087 | 894.7038 | 378.8299 | 100.3275 | 0 | 0 | 28.3403 | 39.1106 | 50.1122 | 40.5212 | 0 | 0 | 0 | 0 | 630.5375 | 1070.1593 | 1285.1159 | 1396.2265 | 0 | 0 | 0 | 0 | -0.4 | -10.4798 | -20.2901 | -38.051 | 0 | 0 | 0 | 0 | -258.3907 | -419.6931 | -537.3293 | -503.993 | 0.39648 | 0 | 0 | 0 | -102.4476 | 0 | 0 | 0
2 | 28 | 16 | 764.7783 | 767.9592 | 769.1393 | 887.4464 | 378.8299 | 100.3275 | 0 | 0 | 34.3028 | 57.0651 | 50.1138 | 59.7787 | 0 | 0 | 0 | 0 | 614.5178 | 1036.7846 | 1250.5359 | 1353.4105 | 0 | 0 | 0 | 0 | -0.23536 | -0.63723 | -1.4521 | 6.598 | 0 | 0 | 0 | 0 | -262.6369 | -425.5807 | -530.0583 | -532.3407 | 0.40398 | 0 | 0.39996 | 0 | -106.1008 | 0 | -212.0036 | 0
2 | 28 | 17 | 767.5261 | 773.4127 | 777.6046 | 899.7804 | 378.8299 | 100.3275 | 0 | 0 | 43.4772 | 57.2907 | 52.7968 | 74.2075 | 0 | 0 | 0 | 0 | 589.4829 | 930.4614 | 1137.2585 | 1221.8638 | 141.5984 | 151.5027 | 151.5027 | 151.5027 | -0.19622 | -1.3445 | -1.2 | 4.7137 | 0 | 0 | 0 | 0 | -385.666 | -464.8251 | -562.7534 | -552.5073 | 0.4024 | 0.40819 | 0.40418 | 0.39462 | -155.1924 | -189.7364 | -227.4526 | -218.0294
2 | 28 | 18 | 806.4175 | 814.8425 | 821.662 | 952.6506 | 378.8299 | 100.3275 | 0 | 0 | 45.3453 | 78.1373 | 75.7039 | 84.8831 | 0 | 0 | 0 | 0 | 489.6533 | 652.9448 | 829.7702 | 899.0874 | 141.5984 | 151.5027 | 151.5027 | 151.5027 | 0.065502 | 0.57148 | 0.90325 | 22.4519 | 0 | 0 | 0 | 0 | -249.0748 | -168.6413 | -236.2181 | -205.2745 | 0.40342 | 0.39939 | 0.39298 | 0.37664 | -100.4807 | -67.3536 | -92.8294 | -77.3143
2 | 28 | 19 | 871.1522 | 883.4829 | 894.7205 | 1041.0991 | 378.8299 | 100.3275 | 0 | 0 | 47.964 | 87.6556 | 84.2781 | 87.6556 | 0 | 0 | 0 | 0 | 476.0396 | 589.1267 | 761.816 | 825.7917 | 141.5984 | 151.5027 | 151.5027 | 151.5027 | 1.0726 | -0.28457 | 26.0951 | 44.1848 | 0 | 0 | 0 | 0 | -174.3523 | -44.8451 | -128.9714 | -68.0357 | 0.41293 | 0.40451 | 0.39736 | 0.38359 | -71.9949 | -18.1402 | -51.2479 | -26.0978
2 | 28 | 20 | 871.9158 | 884.5158 | 896.0154 | 1042.7497 | 378.8299 | 100.3275 | 0 | 0 | 52.1923 | 92.0575 | 87.6556 | 92.2659 | 0 | 0 | 0 | 0 | 394.6935 | 514.3418 | 685.0134 | 748.3055 | 141.5984 | 151.5027 | 151.5027 | 151.5027 | 0.84468 | 4.0862 | 2.9881 | 59.1336 | 0 | 0 | 0 | 0 | -96.2429 | 22.2002 | -31.1444 | -8.458 | 0.4122 | 0.4033 | 0.397 | 0.38296 | -39.6715 | 8.9532 | -12.3642 | -3.2391
2 | 28 | 21 | 845.7725 | 858.5874 | 870.4819 | 1013.794 | 378.8299 | 100.3275 | 0 | 0 | 49.432 | 92.8759 | 90.4282 | 106.7878 | 0 | 0 | 0 | 0 | 329.4759 | 454.4545 | 610.2119 | 672.7995 | 141.5984 | 151.5027 | 151.5027 | 151.5027 | 0.73702 | 0 | 6.1075 | 16 | 0 | 0 | 0 | 0 | -54.3006 | 59.4268 | 12.2316 | 66.704 | 0.40612 | 0.40218 | 0.39602 | 0.38156 | -22.0525 | 23.9 | 4.8439 | 25.4518
2 | 28 | 22 | 786.0587 | 798.1585 | 809.4114 | 942.8083 | 378.8299 | 100.3275 | 0 | 0 | 45.3975 | 97.3473 | 91.7948 | 107.1413 | 0 | 0 | 0 | 0 | 374.6533 | 489.5205 | 634.9582 | 697.7571 | 141.5984 | 151.5027 | 151.5027 | 151.5027 | 0.8842 | 0 | 1.4536 | 16 | 0 | 0 | 0 | 0 | -155.3045 | -40.5395 | -70.298 | -29.5928 | 0.41109 | 0.39872 | 0.39241 | 0.37595 | -63.8447 | -16.1639 | -27.5857 | -11.1254
2 | 28 | 23 | 710.1798 | 721.8418 | 732.8614 | 854.4195 | 378.8299 | 100.3275 | 0 | 0 | 44.0118 | 81.0154 | 89.4299 | 103.4259 | 0 | 0 | 0 | 0 | 390.8908 | 497.1546 | 640.0983 | 707.6701 | 0 | 0 | 0 | 0 | 0 | 13.0833 | 6.6506 | 6.1929 | 0 | 0 | 0 | 0 | -103.5528 | 30.2611 | -3.3174 | 37.1306 | 0.41371 | 0.39663 | 0.38604 | 0.36606 | -42.8409 | 12.0023 | -1.2806 | 13.5919
2 | 28 | 24 | 635.7682 | 644.5222 | 652.4188 | 758.8409 | 378.8299 | 100.3275 | 0 | 0 | 40.3699 | 80.7056 | 103.3574 | 95.0805 | 0 | 0 | 0 | 0 | 420.5384 | 517.5971 | 648.8978 | 717.7395 | 0 | 0 | 0 | 0 | 0 | 0.82389 | 11.9586 | 2.9247 | 0 | 0 | 0 | 0 | -203.97 | -54.9319 | -111.7951 | -56.9038 | 0.40639 | 0.39199 | 0.37547 | 0.36382 | -82.8911 | -21.5326 | -41.9755 | -20.7028
3 | 1 | 1 | 520.1694 | 524.0266 | 526.4583 | 608.3342 | 378.8299 | 100.3275 | 0 | 0 | 34.4152 | 106.9713 | 97.9834 | 101.0911 | 0 | 0 | 0 | 0 | 425.062 | 516.9336 | 648.4575 | 736.4169 | 0 | 0 | 0 | 0 | -0.37344 | 4.4025 | 11.8032 | 2.454 | 0 | 0 | 0 | 0 | -317.7642 | -204.6082 | -231.7858 | -231.6277 | 0.41329 | 0.40425 | 0.37696 | 0.36409 | -131.3272 | -82.7126 | -87.3731 | -84.3326
3 | 1 | 2 | 495.3744 | 496.5451 | 496.0408 | 570.7397 | 378.8299 | 100.3275 | 0 | 0 | 32.7216 | 98.5371 | 102.0377 | 79.0382 | 0 | 0 | 0 | 0 | 431.1623 | 524.9739 | 657.8326 | 766.2717 | 0 | 0 | 0 | 0 | -0.32521 | 0.26075 | 6.8615 | -1.6685 | 0 | 0 | 0 | 0 | -347.0142 | -227.5542 | -270.6911 | -272.9018 | 0.41212 | 0.40593 | 0.37263 | 0.36396 | -143.0116 | -92.3711 | -100.8666 | -99.3246
3 | 1 | 3 | 479.6606 | 478.1917 | 474.7598 | 543.6544 | 378.8299 | 100.3275 | 0 | 0 | 33.8004 | 88.3291 | 107.8763 | 77.5051 | 0 | 0 | 0 | 0 | 404.1544 | 498.6942 | 634.5238 | 754.7351 | 0 | 0 | 0 | 0 | -0.32543 | 1.2631 | 5.4003 | -0.54961 | 0 | 0 | 0 | 0 | -336.7987 | -210.4221 | -273.0405 | -288.0362 | 0.41162 | 0.4062 | 0.3735 | 0.36453 | -138.6322 | -85.4735 | -101.9809 | -104.9972
3 | 1 | 4 | 478.1155 | 474.6985 | 469.0797 | 535.2054 | 378.8299 | 100.3275 | 0 | 0 | 33.6253 | 86.9821 | 95.348 | 77.5691 | 0 | 0 | 0 | 0 | 393.9496 | 482.4631 | 618.9245 | 756.2847 | 0 | 0 | 0 | 0 | -0.32502 | 0.60869 | 8.0684 | -0.70238 | 0 | 0 | 0 | 0 | -327.9643 | -195.6828 | -253.2612 | -297.9461 | 0.4116 | 0.40613 | 0.376 | 0.36469 | -134.9895 | -79.4732 | -95.2259 | -108.6581
3 | 1 | 5 | 489.6414 | 484.0785 | 475.9446 | 540.8108 | 378.8299 | 100.3275 | 0 | 0 | 39.2703 | 95.0455 | 91.2561 | 86.3172 | 0 | 0 | 0 | 0 | 321.6787 | 406.4467 | 548.1423 | 697.0998 | 0 | 0 | 0 | 0 | -0.24801 | 2.9303 | 13.2777 | -2.5611 | 0 | 0 | 0 | 0 | -249.8895 | -120.6715 | -176.7315 | -240.0451 | 0.41177 | 0.4071 | 0.37726 | 0.36626 | -102.897 | -49.1254 | -66.6731 | -87.9179
3 | 1 | 6 | 536.2798 | 529.4919 | 519.8643 | 590.1822 | 378.8299 | 100.3275 | 0 | 0 | 49.519 | 96.9858 | 95.5714 | 103.1246 | 0 | 0 | 0 | 0 | 264.6247 | 346.2325 | 492.047 | 646.4882 | 0 | 0 | 0 | 0 | 0.30779 | 9.5225 | 13.9681 | 17.6592 | 0 | 0 | 0 | 0 | -157.0016 | -23.5764 | -81.7222 | -177.0899 | 0.41056 | 0.40853 | 0.38849 | 0.36647 | -64.4594 | -9.6316 | -31.7479 | -64.8983
3 | 1 | 7 | 625.3236 | 618.1456 | 607.9395 | 691.4382 | 378.8299 | 100.3275 | 0 | 0 | 50.9817 | 97.2754 | 96.0752 | 97.2237 | 0 | 0 | 0 | 0 | 242.3548 | 374.2016 | 514.5969 | 665.2667 | 0 | 0 | 0 | 0 | 0.44256 | 2.5049 | 2.3547 | 7.2279 | 0 | 0 | 0 | 0 | -47.2853 | 43.8363 | -5.0873 | -78.2801 | 0.41103 | 0.41035 | 0.39423 | 0.37873 | -19.4355 | 17.9881 | -2.0056 | -29.6471
3 | 1 | 8 | 689.2028 | 682.285 | 672.2372 | 765.8001 | 378.8299 | 100.3275 | 0 | 0 | 46.6252 | 80.3501 | 78.4186 | 79.6189 | 0 | 0 | 0 | 0 | 304.9935 | 610.2507 | 762.2441 | 913.2792 | 0 | 0 | 0 | 0 | -0.3036 | -1.5126 | 1.7883 | 9.1156 | 0 | 0 | 0 | 0 | -40.9422 | -107.1307 | -170.2137 | -236.2135 | 0.409 | 0.28561 | 0.40476 | 0.39541 | -16.7455 | -30.5978 | -68.896 | -93.401
3 | 1 | 9 | 700.9889 | 693.9775 | 683.6241 | 778.3619 | 378.8299 | 100.3275 | 0 | 0 | 40.8611 | 73.0701 | 67.8055 | 71.7572 | 0 | 0 | 0 | 0 | 371.4625 | 791.282 | 946.7355 | 1115.0256 | 0 | 0 | 0 | 0 | -0.1606 | -3.8235 | -6.004 | -16.7141 | 0 | 0 | 0 | 0 | -90.0039 | -266.8786 | -324.913 | -391.7067 | 0.40919 | 0.27247 | 0.26264 | 0.26837 | -36.8289 | -72.7177 | -85.3364 | -105.1216
3 | 1 | 10 | 720.1582 | 713.3168 | 703.1095 | 800.9757 | 378.8299 | 100.3275 | 0 | 0 | 38.262 | 63.821 | 63.2833 | 68.3482 | 0 | 0 | 0 | 0 | 520.7146 | 988.0788 | 1146.7119 | 1324.0234 | 0 | 0 | 0 | 0 | -0.30422 | -10.3258 | -17.41 | -36.2085 | 0 | 0 | 0 | 0 | -217.3441 | -428.5847 | -489.4758 | -555.1874 | 0.40293 | 0.26868 | 0.26582 | 0.087318 | -87.5737 | -115.1504 | -130.1115 | -48.4776
3 | 1 | 11 | 732.566 | 726.5752 | 717.3446 | 818.3392 | 378.8299 | 100.3275 | 0 | 0 | 36.3487 | 64.3427 | 61.7851 | 63.7111 | 0 | 0 | 0 | 0 | 591.6527 | 1080.9458 | 1255.1118 | 1438.1508 | 0 | 0 | 0 | 0 | -0.30097 | -9.694 | -17.5836 | -37.2643 | 0 | 0 | 0 | 0 | -273.9643 | -509.3468 | -581.9686 | -646.2584 | 0.39688 | 0.26972 | 0.26885 | 0 | -108.7304 | -137.3808 | -156.4652 | 0
3 | 1 | 12 | 735.0172 | 729.7612 | 721.3439 | 823.6461 | 378.8299 | 100.3275 | 0 | 0 | 33.7046 | 62.5938 | 61.1838 | 61.7032 | 0 | 0 | 0 | 0 | 603.5223 | 1108.1936 | 1284.039 | 1473.0293 | 0 | 0 | 0 | 0 | -0.42907 | -11.704 | -22.4749 | -45.4086 | 0 | 0 | 0 | 0 | -280.6105 | -529.6495 | -601.404 | -665.6779 | 0.3979 | 0.26972 | 0.26972 | 0 | -111.6539 | -142.8568 | -162.21 | 0
3 | 1 | 13 | 731.775 | 727.901 | 720.9871 | 824.4328 | 378.8299 | 100.3275 | 0 | 0 | 33.1204 | 63.1799 | 61.77 | 61.0005 | 0 | 0 | 0 | 0 | 590.7694 | 1076.5224 | 1248.701 | 1440.9599 | 0 | 0 | 0 | 0 | -0.25275 | -11.9536 | -22.7392 | -48.6738 | 0 | 0 | 0 | 0 | -270.6919 | -500.1751 | -566.7448 | -628.8538 | 0.39853 | 0.26972 | 0.26972 | 0 | -107.878 | -134.907 | -152.8617 | 0
3 | 1 | 14 | 726.2998 | 723.0833 | 716.8589 | 820.1538 | 378.8299 | 100.3275 | 0 | 0 | 36.4512 | 62.4698 | 60.973 | 60.1615 | 0 | 0 | 0 | 0 | 582.3934 | 1099.0525 | 1274.9047 | 1467.1957 | 0 | 0 | 0 | 0 | -0.37833 | -11.956 | -22.2133 | -31.5925 | 0 | 0 | 0 | 0 | -270.9965 | -526.8106 | -596.8055 | -675.611 | 0.39819 | 0.26972 | 0.26972 | 0 | -107.907 | -142.0911 | -160.9696 | 0
3 | 1 | 15 | 714.6475 | 712.3179 | 707.0861 | 809.6786 | 378.8299 | 100.3275 | 0 | 0 | 38.356 | 64.9825 | 63.3059 | 66.7581 | 0 | 0 | 0 | 0 | 579.9333 | 1072.2486 | 1236.2169 | 1423.1741 | 0 | 0 | 0 | 0 | -0.34564 | -7.9899 | -12.5677 | -19.4683 | 0 | 0 | 0 | 0 | -282.126 | -517.2507 | -579.869 | -660.7853 | 0.40065 | 0.26972 | 0.26972 | 0 | -113.0333 | -139.5126 | -156.4016 | 0
3 | 1 | 16 | 704.7272 | 705.0604 | 702.7965 | 807.2105 | 378.8299 | 100.3275 | 0 | 0 | 39.9131 | 68.0609 | 65.837 | 74.8755 | 0 | 0 | 0 | 0 | 519.6082 | 952.7371 | 1110.9221 | 1286.1677 | 0 | 0 | 0 | 0 | -0.25795 | -2.0904 | -3.4243 | -2.5063 | 0 | 0 | 0 | 0 | -233.366 | -413.9747 | -470.5383 | -551.3263 | 0.40929 | 0.26149 | 0.26306 | 0.18532 | -95.5149 | -108.2485 | -123.78 | -102.1714
3 | 1 | 17 | 700.5864 | 704.3598 | 706.0299 | 814.45 | 378.8299 | 100.3275 | 0 | 0 | 44.8827 | 71.4134 | 72.0682 | 78.5077 | 0 | 0 | 0 | 0 | 403.7375 | 777.4611 | 935.0527 | 1094.0852 | 141.5984 | 151.5027 | 151.5027 | 151.5027 | -0.25811 | -0.333 | 0.7658 | 1.7562 | 0 | 0 | 0 | 0 | -268.204 | -396.0119 | -453.3596 | -511.4018 | 0.40752 | 0.28291 | 0.38057 | 0.3842 | -109.2975 | -112.0364 | -172.5361 | -196.4799
3 | 1 | 18 | 702.36 | 708.6973 | 713.0807 | 824.6327 | 378.8299 | 100.3275 | 0 | 0 | 51.7915 | 91.1797 | 86.8851 | 95.869 | 0 | 0 | 0 | 0 | 283.2859 | 469.8205 | 598.4737 | 753.5704 | 141.5984 | 151.5027 | 151.5027 | 151.5027 | 0.52928 | -0.43472 | -0.0055376 | 12.8365 | 0 | 0 | 0 | 0 | -153.675 | -103.6984 | -123.7753 | -189.1459 | 0.40644 | 0.41154 | 0.3922 | 0.38465 | -62.46 | -42.676 | -48.5452 | -72.7549
3 | 1 | 19 | 718.8391 | 727.2521 | 733.8456 | 850.344 | 378.8299 | 100.3275 | 0 | 0 | 54.1227 | 99.2796 | 101.1656 | 102.2798 | 0 | 0 | 0 | 0 | 237.3337 | 365.0941 | 491.6642 | 639.467 | 141.5984 | 151.5027 | 151.5027 | 151.5027 | 1.2104 | 3.5666 | -0.39377 | 27.9751 | 0 | 0 | 0 | 0 | -94.256 | 7.4816 | -10.0932 | -70.8806 | 0.41784 | 0.42049 | 0.40026 | 0.38866 | -39.3843 | 3.1459 | -4.0399 | -27.5485
3 | 1 | 20 | 753.6045 | 763.6511 | 772.1492 | 896.4663 | 378.8299 | 100.3275 | 0 | 0 | 55.2844 | 103.8857 | 103.4985 | 110.1243 | 0 | 0 | 0 | 0 | 222.2848 | 352.2766 | 479.1987 | 616.809 | 141.5984 | 151.5027 | 151.5027 | 151.5027 | 0.60013 | 9.6744 | 2.0282 | 19.181 | 0 | 0 | 0 | 0 | -44.9931 | 45.9841 | 35.9211 | -1.1508 | 0.41669 | 0.42192 | 0.40093 | 0.38937 | -18.7481 | 19.4018 | 14.4017 | -0.44808
3 | 1 | 21 | 756.3405 | 767.3566 | 777.146 | 903.7294 | 378.8299 | 100.3275 | 0 | 0 | 55.3689 | 106.0807 | 107.4186 | 111.7586 | 0 | 0 | 0 | 0 | 178.8853 | 311.1368 | 429.658 | 561.4794 | 141.5984 | 151.5027 | 151.5027 | 151.5027 | 0.19249 | 5.7133 | 6.3523 | 31.9483 | 0 | 0 | 0 | 0 | 1.4655 | 92.5956 | 82.2144 | 47.0404 | 0.40725 | 0.41222 | 0.39727 | 0.38658 | 0.59684 | 38.17 | 32.6612 | 18.1847
3 | 1 | 22 | 707.0922 | 718.1395 | 728.2113 | 847.7459 | 378.8299 | 100.3275 | 0 | 0 | 53.355 | 114.0823 | 109.5172 | 113.4538 | 0 | 0 | 0 | 0 | 143.3698 | 275.0375 | 388.1711 | 519.7575 | 141.5984 | 151.5027 | 151.5027 | 151.5027 | 0.52055 | 3.3317 | 2.782 | 13.7845 | 0 | 0 | 0 | 0 | -10.5815 | 73.8578 | 76.2383 | 49.2473 | 0.4092 | 0.40681 | 0.39436 | 0.38072 | -4.33 | 30.0459 | 30.0655 | 18.7496
3 | 1 | 23 | 638.2521 | 648.4831 | 657.8383 | 765.9936 | 378.8299 | 100.3275 | 0 | 0 | 46.9244 | 104.1878 | 102.2913 | 112.4574 | 0 | 0 | 0 | 0 | 152.8278 | 281.7271 | 386.0724 | 524.5374 | 0 | 0 | 0 | 0 | -0.096574 | 3.0874 | 6.6218 | 13.7252 | 0 | 0 | 0 | 0 | 59.7666 | 159.1534 | 162.8529 | 115.2736 | 0.41443 | 0.40564 | 0.38939 | 0.37001 | 24.7689 | 64.5585 | 63.4132 | 42.6523
3 | 1 | 24 | 570.8125 | 578.0359 | 584.1381 | 678.08 | 378.8299 | 100.3275 | 0 | 0 | 41.8679 | 96.5191 | 106.2689 | 105.3693 | 0 | 0 | 0 | 0 | 148.7492 | 273.0727 | 366.1977 | 516.7972 | 0 | 0 | 0 | 0 | -0.18067 | 3.2397 | 2.7159 | 4.1843 | 0 | 0 | 0 | 0 | 1.5461 | 104.877 | 108.9556 | 51.7291 | 0.41271 | 0.40699 | 0.38318 | 0.36432 | 0.63808 | 42.6838 | 41.7498 | 18.8457
3 | 2 | 1 | 523.3256 | 527.2653 | 529.7943 | 612.2912 | 378.8299 | 100.3275 | 0 | 0 | 34.4152 | 106.9713 | 97.9834 | 101.0911 | 0 | 0 | 0 | 0 | 137.6517 | 260.6523 | 342.9595 | 490.7066 | 0 | 0 | 0 | 0 | -0.37344 | 4.4025 | 11.8032 | 2.454 | 0 | 0 | 0 | 0 | -27.1977 | 54.9118 | 77.0482 | 18.0396 | 0.41329 | 0.40425 | 0.37696 | 0.36409 | -11.2404 | 22.198 | 29.0438 | 6.568
3 | 2 | 2 | 497.211 | 498.4255 | 497.9725 | 573.0267 | 378.8299 | 100.3275 | 0 | 0 | 32.7216 | 98.5371 | 102.0377 | 79.0382 | 0 | 0 | 0 | 0 | 115.3204 | 234.4835 | 309.056 | 453.7124 | 0 | 0 | 0 | 0 | -0.32521 | 0.26075 | 6.8615 | -1.6685 | 0 | 0 | 0 | 0 | -29.3357 | 64.8166 | 80.0173 | 41.9446 | 0.41212 | 0.40593 | 0.37263 | 0.36396 | -12.0899 | 26.311 | 29.8166 | 15.2661
3 | 2 | 3 | 481.7533 | 480.3405 | 476.9748 | 546.2831 | 378.8299 | 100.3275 | 0 | 0 | 33.8004 | 88.3291 | 107.8763 | 77.5051 | 0 | 0 | 0 | 0 | 102.9598 | 218.1713 | 286.921 | 425.7661 | 0 | 0 | 0 | 0 | -0.32543 | 1.2631 | 5.4003 | -0.54961 | 0 | 0 | 0 | 0 | -33.5114 | 72.2495 | 76.7773 | 43.5615 | 0.41162 | 0.4062 | 0.3735 | 0.36453 | -13.7939 | 29.3477 | 28.6764 | 15.8794
3 | 2 | 4 | 479.8037 | 476.4291 | 470.8601 | 537.3154 | 378.8299 | 100.3275 | 0 | 0 | 33.6253 | 86.9821 | 95.348 | 77.5691 | 0 | 0 | 0 | 0 | 95.2013 | 209.2814 | 273.2748 | 409.2688 | 0 | 0 | 0 | 0 | -0.32502 | 0.60869 | 8.0684 | -0.70238 | 0 | 0 | 0 | 0 | -27.5278 | 79.2294 | 94.1689 | 51.1798 | 0.4116 | 0.40613 | 0.376 | 0.36469 | -11.3304 | 32.1776 | 35.4074 | 18.6648
3 | 2 | 5 | 491.8653 | 486.3584 | 478.2902 | 543.5908 | 378.8299 | 100.3275 | 0 | 0 | 39.2703 | 95.0455 | 91.2561 | 86.3172 | 0 | 0 | 0 | 0 | 79.6548 | 191.1487 | 250.917 | 394.7872 | 0 | 0 | 0 | 0 | -0.24801 | 2.9303 | 13.2777 | -2.5611 | 0 | 0 | 0 | 0 | -5.6416 | 96.9064 | 122.8395 | 65.0475 | 0.41177 | 0.4071 | 0.37726 | 0.36626 | -2.3231 | 39.4506 | 46.342 | 23.824
3 | 2 | 6 | 534.7813 | 527.9382 | 518.2446 | 588.2445 | 378.8299 | 100.3275 | 0 | 0 | 49.519 | 96.9858 | 95.5714 | 103.1246 | 0 | 0 | 0 | 0 | 67.8968 | 176.2248 | 231.7909 | 368.5567 | 0 | 0 | 0 | 0 | 0.30779 | 9.5225 | 13.9681 | 17.6592 | 0 | 0 | 0 | 0 | 38.2278 | 144.8777 | 176.9142 | 98.904 | 0.41056 | 0.40853 | 0.38849 | 0.36647 | 15.695 | 59.1865 | 68.7287 | 36.2454
3 | 2 | 7 | 619.2391 | 611.8774 | 601.4531 | 683.719 | 378.8299 | 100.3275 | 0 | 0 | 50.9817 | 97.2754 | 96.0752 | 97.2237 | 0 | 0 | 0 | 0 | 75.9177 | 217.9501 | 268.5554 | 399.5621 | 0 | 0 | 0 | 0 | 0.44256 | 2.5049 | 2.3547 | 7.2279 | 0 | 0 | 0 | 0 | 113.0672 | 193.8196 | 234.4678 | 179.7053 | 0.41103 | 0.41035 | 0.39423 | 0.37873 | 46.4735 | 79.5335 | 92.435 | 68.06
3 | 2 | 8 | 685.6177 | 678.5843 | 668.3988 | 761.2249 | 378.8299 | 100.3275 | 0 | 0 | 46.6252 | 80.3501 | 78.4186 | 79.6189 | 0 | 0 | 0 | 0 | 154.3564 | 472.7343 | 543.2724 | 678.3657 | 0 | 0 | 0 | 0 | -0.3036 | -1.5126 | 1.7883 | 9.1156 | 0 | 0 | 0 | 0 | 106.1097 | 26.6851 | 44.9196 | -5.8753 | 0.409 | 0.28561 | 0.40476 | 0.39541 | 43.3991 | 7.6216 | 18.1817 | -2.3231
3 | 2 | 9 | 700.273 | 693.2259 | 682.8292 | 777.4016 | 378.8299 | 100.3275 | 0 | 0 | 40.8611 | 73.0701 | 67.8055 | 71.7572 | 0 | 0 | 0 | 0 | 242.0183 | 698.2255 | 791.1418 | 947.2901 | 0 | 0 | 0 | 0 | -0.1606 | -3.8235 | -6.004 | -16.7141 | 0 | 0 | 0 | 0 | 38.7244 | -174.5737 | -170.1141 | -224.9316 | 0.40919 | 0.27247 | 0.26264 | 0.26837 | 15.8457 | -47.567 | -44.6795 | -60.3645
3 | 2 | 10 | 717.3571 | 710.4246 | 700.1087 | 797.3981 | 378.8299 | 100.3275 | 0 | 0 | 38.262 | 63.821 | 63.2833 | 68.3482 | 0 | 0 | 0 | 0 | 322.4013 | 863.5533 | 974.8771 | 1147.5015 | 0 | 0 | 0 | 0 | -0.30422 | -10.3258 | -17.41 | -36.2085 | 0 | 0 | 0 | 0 | -21.8319 | -306.9513 | -320.6417 | -382.2432 | 0.40293 | 0.26868 | 0.26582 | 0.087318 | -8.7967 | -82.4705 | -85.2324 | -33.3765
3 | 2 | 11 | 731.0968 | 725.0585 | 715.7714 | 816.4638 | 378.8299 | 100.3275 | 0 | 0 | 36.3487 | 64.3427 | 61.7851 | 63.7111 | 0 | 0 | 0 | 0 | 368.1823 | 928.5924 | 1052.5194 | 1239.5791 | 0 | 0 | 0 | 0 | -0.30097 | -9.694 | -17.5836 | -37.2643 | 0 | 0 | 0 | 0 | -51.9632 | -358.5101 | -380.9495 | -449.5621 | 0.39688 | 0.26972 | 0.26885 | 0 | -20.623 | -96.6972 | -102.4202 | 0
3 | 2 | 12 | 727.7621 | 722.2946 | 713.6262 | 814.4692 | 378.8299 | 100.3275 | 0 | 0 | 33.7046 | 62.5938 | 61.1838 | 61.7032 | 0 | 0 | 0 | 0 | 386.1706 | 982.1683 | 1120.0087 | 1311.7294 | 0 | 0 | 0 | 0 | -0.42907 | -11.704 | -22.4749 | -45.4086 | 0 | 0 | 0 | 0 | -70.5139 | -411.0909 | -445.0914 | -513.5548 | 0.3979 | 0.26972 | 0.26972 | 0 | -28.0572 | -110.8793 | -120.0495 | 0
3 | 2 | 13 | 723.3527 | 719.237 | 712.0364 | 813.7939 | 378.8299 | 100.3275 | 0 | 0 | 33.1204 | 63.1799 | 61.77 | 61.0005 | 0 | 0 | 0 | 0 | 387.4387 | 964.5051 | 1103.9643 | 1297.9279 | 0 | 0 | 0 | 0 | -0.25275 | -11.9536 | -22.7392 | -48.6738 | 0 | 0 | 0 | 0 | -75.7835 | -396.8218 | -430.9587 | -496.4606 | 0.39853 | 0.26972 | 0.26972 | 0 | -30.2018 | -107.0306 | -116.2377 | 0
3 | 2 | 14 | 716.1756 | 712.6696 | 706.102 | 807.369 | 378.8299 | 100.3275 | 0 | 0 | 36.4512 | 62.4698 | 60.973 | 60.1615 | 0 | 0 | 0 | 0 | 396.3898 | 969.5542 | 1122.0875 | 1317.9928 | 0 | 0 | 0 | 0 | -0.37833 | -11.956 | -22.2133 | -31.5925 | 0 | 0 | 0 | 0 | -95.117 | -407.726 | -454.7452 | -539.1929 | 0.39819 | 0.26972 | 0.26972 | 0 | -37.8743 | -109.9717 | -122.6533 | 0
3 | 2 | 15 | 706.654 | 704.094 | 698.5891 | 799.5779 | 378.8299 | 100.3275 | 0 | 0 | 38.356 | 64.9825 | 63.3059 | 66.7581 | 0 | 0 | 0 | 0 | 375.7184 | 938.4923 | 1087.4348 | 1277.7725 | 0 | 0 | 0 | 0 | -0.34564 | -7.9899 | -12.5677 | -19.4683 | 0 | 0 | 0 | 0 | -85.9046 | -391.7183 | -439.5839 | -525.4843 | 0.40065 | 0.26972 | 0.26972 | 0 | -34.4175 | -105.6541 | -118.5641 | 0
3 | 2 | 16 | 695.9845 | 696.0643 | 693.4998 | 796.1579 | 378.8299 | 100.3275 | 0 | 0 | 39.9131 | 68.0609 | 65.837 | 74.8755 | 0 | 0 | 0 | 0 | 351.3782 | 868.7725 | 1015.1646 | 1197.5348 | 0 | 0 | 0 | 0 | -0.25795 | -2.0904 | -3.4243 | -2.5063 | 0 | 0 | 0 | 0 | -73.8788 | -339.0062 | -384.0775 | -473.7461 | 0.40929 | 0.26149 | 0.26306 | 0.18532 | -30.238 | -88.6453 | -101.0356 | -87.7943
3 | 2 | 17 | 689.6984 | 693.1525 | 694.4436 | 800.6713 | 378.8299 | 100.3275 | 0 | 0 | 44.8827 | 71.4134 | 72.0682 | 78.5077 | 0 | 0 | 0 | 0 | 261.3129 | 642.3103 | 755.9004 | 929.0765 | 141.5984 | 151.5027 | 151.5027 | 151.5027 | -0.25811 | -0.333 | 0.7658 | 1.7562 | 0 | 0 | 0 | 0 | -136.6674 | -272.0684 | -285.7935 | -360.1718 | 0.40752 | 0.28291 | 0.38057 | 0.3842 | -55.6942 | -76.9714 | -108.7651 | -138.3776
3 | 2 | 18 | 689.903 | 695.8675 | 699.808 | 808.8408 | 378.8299 | 100.3275 | 0 | 0 | 51.7915 | 91.1797 | 86.8851 | 95.869 | 0 | 0 | 0 | 0 | 165.4994 | 340.2415 | 418.0889 | 589.3263 | 141.5984 | 151.5027 | 151.5027 | 151.5027 | 0.52928 | -0.43472 | -0.0055376 | 12.8365 | 0 | 0 | 0 | 0 | -48.3455 | 13.0509 | 43.3368 | -40.6936 | 0.40644 | 0.41154 | 0.3922 | 0.38465 | -19.6496 | 5.3709 | 16.9969 | -15.6528
3 | 2 | 19 | 705.0371 | 713.0304 | 719.1252 | 832.823 | 378.8299 | 100.3275 | 0 | 0 | 54.1227 | 99.2796 | 101.1656 | 102.2798 | 0 | 0 | 0 | 0 | 139.1732 | 229.6247 | 297.0152 | 465.5114 | 141.5984 | 151.5027 | 151.5027 | 151.5027 | 1.2104 | 3.5666 | -0.39377 | 27.9751 | 0 | 0 | 0 | 0 | -9.8975 | 128.7293 | 169.8354 | 85.554 | 0.41784 | 0.42049 | 0.40026 | 0.38866 | -4.1356 | 54.1298 | 67.9788 | 33.2515
3 | 2 | 20 | 730.7061 | 740.0702 | 747.7577 | 867.4483 | 378.8299 | 100.3275 | 0 | 0 | 55.2844 | 103.8857 | 103.4985 | 110.1243 | 0 | 0 | 0 | 0 | 131.4448 | 207.174 | 278.4446 | 448.9155 | 141.5984 | 151.5027 | 151.5027 | 151.5027 | 0.60013 | 9.6744 | 2.0282 | 19.181 | 0 | 0 | 0 | 0 | 22.9486 | 167.506 | 212.2837 | 137.7247 | 0.41669 | 0.42192 | 0.40093 | 0.38937 | 9.5624 | 70.6748 | 85.1102 | 53.6256
3 | 2 | 21 | 732.681 | 742.993 | 751.9463 | 873.7511 | 378.8299 | 100.3275 | 0 | 0 | 55.3689 | 106.0807 | 107.4186 | 111.7586 | 0 | 0 | 0 | 0 | 124.5788 | 183.1917 | 262.592 | 429.498 | 141.5984 | 151.5027 | 151.5027 | 151.5027 | 0.19249 | 5.7133 | 6.3523 | 31.9483 | 0 | 0 | 0 | 0 | 32.1125 | 196.1771 | 224.0807 | 149.0435 | 0.40725 | 0.41222 | 0.39727 | 0.38658 | 13.0777 | 80.8687 | 89.0203 | 57.6166
3 | 2 | 22 | 693.2007 | 703.8277 | 713.4 | 830.1189 | 378.8299 | 100.3275 | 0 | 0 | 53.355 | 114.0823 | 109.5172 | 113.4538 | 0 | 0 | 0 | 0 | 120.6275 | 162.7908 | 255.8603 | 418.2965 | 141.5984 | 151.5027 | 151.5027 | 151.5027 | 0.52055 | 3.3317 | 2.782 | 13.7845 | 0 | 0 | 0 | 0 | -1.7307 | 171.7927 | 193.7378 | 133.0812 | 0.4092 | 0.40681 | 0.39436 | 0.38072 | -0.7082 | 69.8865 | 76.4028 | 50.667
3 | 2 | 23 | 636.5784 | 646.7419 | 656.0161 | 763.8077 | 378.8299 | 100.3275 | 0 | 0 | 46.9244 | 104.1878 | 102.2913 | 112.4574 | 0 | 0 | 0 | 0 | 138.9456 | 157.2196 | 257.659 | 402.671 | 0 | 0 | 0 | 0 | -0.096574 | 3.0874 | 6.6218 | 13.7252 | 0 | 0 | 0 | 0 | 71.9751 | 281.9197 | 289.4441 | 234.9542 | 0.41443 | 0.40564 | 0.38939 | 0.37001 | 29.8284 | 114.3571 | 112.7064 | 86.9351
3 | 2 | 24 | 570.8948 | 578.1052 | 584.191 | 678.1271 | 378.8299 | 100.3275 | 0 | 0 | 41.8679 | 96.5191 | 106.2689 | 105.3693 | 0 | 0 | 0 | 0 | 144.408 | 149.313 | 260.0363 | 394.5058 | 0 | 0 | 0 | 0 | -0.18067 | 3.2397 | 2.7159 | 4.1843 | 0 | 0 | 0 | 0 | 5.9696 | 228.706 | 215.1699 | 174.0676 | 0.41271 | 0.40699 | 0.38318 | 0.36432 | 2.4637 | 93.0809 | 82.4491 | 63.4157
3 | 3 | 1 | 525.0781 | 529.0526 | 531.6219 | 614.4476 | 378.8299 | 100.3275 | 0 | 0 | 34.4152 | 106.9713 | 97.9834 | 101.0911 | 0 | 0 | 0 | 0 | 162.6437 | 166.3485 | 294.2908 | 421.8704 | 0 | 0 | 0 | 0 | -0.37344 | 4.4025 | 11.8032 | 2.454 | 0 | 0 | 0 | 0 | -50.4372 | 151.0029 | 127.5445 | 89.0322 | 0.41329 | 0.40425 | 0.37696 | 0.36409 | -20.845 | 61.0427 | 48.0787 | 32.4154
3 | 3 | 2 | 497.4719 | 498.6751 | 498.2078 | 573.2871 | 378.8299 | 100.3275 | 0 | 0 | 32.7216 | 98.5371 | 102.0377 | 79.0382 | 0 | 0 | 0 | 0 | 177.4333 | 184.7715 | 313.2862 | 442.5274 | 0 | 0 | 0 | 0 | -0.32521 | 0.26075 | 6.8615 | -1.6685 | 0 | 0 | 0 | 0 | -91.1877 | 114.7783 | 76.0224 | 53.39 | 0.41212 | 0.40593 | 0.37263 | 0.36396 | -37.5803 | 46.592 | 28.3279 | 19.4317
3 | 3 | 3 | 480.8976 | 479.4408 | 476.0219 | 545.1306 | 378.8299 | 100.3275 | 0 | 0 | 33.8004 | 88.3291 | 107.8763 | 77.5051 | 0 | 0 | 0 | 0 | 184.5533 | 194.8057 | 330.8477 | 465.3012 | 0 | 0 | 0 | 0 | -0.32543 | 1.2631 | 5.4003 | -0.54961 | 0 | 0 | 0 | 0 | -115.9605 | 94.7155 | 31.8976 | 2.8739 | 0.41162 | 0.4062 | 0.3735 | 0.36453 | -47.7314 | 38.4734 | 11.9138 | 1.0476
3 | 3 | 4 | 473.3688 | 469.7908 | 463.9798 | 529.1183 | 378.8299 | 100.3275 | 0 | 0 | 33.6253 | 86.9821 | 95.348 | 77.5691 | 0 | 0 | 0 | 0 | 187.0652 | 195.656 | 340.4286 | 486.7385 | 0 | 0 | 0 | 0 | -0.32502 | 0.60869 | 8.0684 | -0.70238 | 0 | 0 | 0 | 0 | -125.8266 | 86.2166 | 20.1347 | -34.487 | 0.4116 | 0.40613 | 0.376 | 0.36469 | -51.79 | 35.0154 | 7.5706 | -12.5771
3 | 3 | 5 | 476.0604 | 470.078 | 461.445 | 523.546 | 378.8299 | 100.3275 | 0 | 0 | 39.2703 | 95.0455 | 91.2561 | 86.3172 | 0 | 0 | 0 | 0 | 181.5049 | 189.9201 | 325.0087 | 474.2528 | 0 | 0 | 0 | 0 | -0.24801 | 2.9303 | 13.2777 | -2.5611 | 0 | 0 | 0 | 0 | -123.2968 | 81.8547 | 31.9025 | -34.4629 | 0.41177 | 0.4071 | 0.37726 | 0.36626 | -50.7699 | 33.323 | 12.0354 | -12.6222
3 | 3 | 6 | 494.5235 | 486.4943 | 475.3925 | 537.2783 | 378.8299 | 100.3275 | 0 | 0 | 49.519 | 96.9858 | 95.5714 | 103.1246 | 0 | 0 | 0 | 0 | 188.9805 | 199.6476 | 319.3368 | 472.3641 | 0 | 0 | 0 | 0 | 0.30779 | 9.5225 | 13.9681 | 17.6592 | 0 | 0 | 0 | 0 | -123.1137 | 80.0109 | 46.5162 | -55.8696 | 0.41056 | 0.40853 | 0.38849 | 0.36647 | -50.5462 | 32.6867 | 18.0709 | -20.4746
3 | 3 | 7 | 526.6247 | 516.5709 | 502.9526 | 566.6047 | 378.8299 | 100.3275 | 0 | 0 | 50.9817 | 97.2754 | 96.0752 | 97.2237 | 0 | 0 | 0 | 0 | 206.7773 | 261.9726 | 379.1814 | 531.4185 | 0 | 0 | 0 | 0 | 0.44256 | 2.5049 | 2.3547 | 7.2279 | 0 | 0 | 0 | 0 | -110.4067 | 54.4906 | 25.3413 | -69.2653 | 0.41103 | 0.41035 | 0.39423 | 0.37873 | -45.38 | 22.3601 | 9.9904 | -26.2329
3 | 3 | 8 | 566.1326 | 555.646 | 541.3648 | 610.2053 | 378.8299 | 100.3275 | 0 | 0 | 46.6252 | 80.3501 | 78.4186 | 79.6189 | 0 | 0 | 0 | 0 | 275.7383 | 536.2993 | 692.2607 | 843.2957 | 0 | 0 | 0 | 0 | -0.3036 | -1.5126 | 1.7883 | 9.1156 | 0 | 0 | 0 | 0 | -134.7572 | -159.8183 | -231.1028 | -321.8249 | 0.409 | 0.28561 | 0.40476 | 0.39541 | -55.116 | -45.6461 | -93.5416 | -127.2525
3 | 3 | 9 | 605.629 | 595.8377 | 582.1857 | 657.7465 | 378.8299 | 100.3275 | 0 | 0 | 40.8611 | 73.0701 | 67.8055 | 71.7572 | 0 | 0 | 0 | 0 | 361.6617 | 767.0939 | 944.0842 | 1105.6923 | 0 | 0 | 0 | 0 | -0.1606 | -3.8235 | -6.004 | -16.7141 | 0 | 0 | 0 | 0 | -175.5631 | -340.8303 | -423.7 | -502.9889 | 0.40919 | 0.27247 | 0.26264 | 0.26837 | -71.839 | -92.8677 | -111.2823 | -134.9862
3 | 3 | 10 | 646.3728 | 637.3708 | 624.5995 | 707.6136 | 378.8299 | 100.3275 | 0 | 0 | 38.262 | 63.821 | 63.2833 | 68.3482 | 0 | 0 | 0 | 0 | 434.9577 | 919.9 | 1105.8158 | 1279.804 | 0 | 0 | 0 | 0 | -0.30422 | -10.3258 | -17.41 | -36.2085 | 0 | 0 | 0 | 0 | -205.3726 | -436.3518 | -527.0897 | -604.3301 | 0.40293 | 0.26868 | 0.26582 | 0.087318 | -82.7501 | -117.2372 | -140.11 | -52.7686
3 | 3 | 11 | 667.6743 | 659.7834 | 648.2978 | 736.2304 | 378.8299 | 100.3275 | 0 | 0 | 36.3487 | 64.3427 | 61.7851 | 63.7111 | 0 | 0 | 0 | 0 | 486.1718 | 1015.882 | 1219.3764 | 1403.0498 | 0 | 0 | 0 | 0 | -0.30097 | -9.694 | -17.5836 | -37.2643 | 0 | 0 | 0 | 0 | -233.3751 | -511.0747 | -615.2801 | -693.2663 | 0.39688 | 0.26972 | 0.26885 | 0 | -92.6214 | -137.8469 | -165.4211 | 0
3 | 3 | 12 | 668.221 | 661.014 | 650.2815 | 739.1452 | 378.8299 | 100.3275 | 0 | 0 | 33.7046 | 62.5938 | 61.1838 | 61.7032 | 0 | 0 | 0 | 0 | 518.2429 | 1062.9475 | 1261.1712 | 1444.4317 | 0 | 0 | 0 | 0 | -0.42907 | -11.704 | -22.4749 | -45.4086 | 0 | 0 | 0 | 0 | -262.1273 | -553.1507 | -649.5987 | -721.5811 | 0.3979 | 0.26972 | 0.26972 | 0 | -104.2995 | -149.1956 | -175.209 | 0
3 | 3 | 13 | 662.1867 | 656.2854 | 646.9661 | 736.4194 | 378.8299 | 100.3275 | 0 | 0 | 33.1204 | 63.1799 | 61.77 | 61.0005 | 0 | 0 | 0 | 0 | 529.7891 | 1081.0579 | 1271.8242 | 1453.4876 | 0 | 0 | 0 | 0 | -0.25275 | -11.9536 | -22.7392 | -48.6738 | 0 | 0 | 0 | 0 | -279.2999 | -576.3262 | -663.889 | -729.3949 | 0.39853 | 0.26972 | 0.26972 | 0 | -111.3086 | -155.4465 | -179.0633 | 0
3 | 3 | 14 | 653.9193 | 648.5949 | 639.8695 | 728.6116 | 378.8299 | 100.3275 | 0 | 0 | 36.4512 | 62.4698 | 60.973 | 60.1615 | 0 | 0 | 0 | 0 | 529.4701 | 1063.4663 | 1245.1101 | 1426.7555 | 0 | 0 | 0 | 0 | -0.37833 | -11.956 | -22.2133 | -31.5925 | 0 | 0 | 0 | 0 | -290.4536 | -565.7128 | -644.0003 | -726.713 | 0.39819 | 0.26972 | 0.26972 | 0 | -115.6546 | -152.5838 | -173.699 | 0
3 | 3 | 15 | 642.1422 | 637.7029 | 629.968 | 717.9852 | 378.8299 | 100.3275 | 0 | 0 | 38.356 | 64.9825 | 63.3059 | 66.7581 | 0 | 0 | 0 | 0 | 519.7365 | 1034.9879 | 1210.3483 | 1391.2076 | 0 | 0 | 0 | 0 | -0.34564 | -7.9899 | -12.5677 | -19.4683 | 0 | 0 | 0 | 0 | -294.4346 | -554.6051 | -631.1185 | -720.5122 | 0.40065 | 0.26972 | 0.26972 | 0 | -117.9647 | -149.5878 | -170.2245 | 0
3 | 3 | 16 | 628.3965 | 626.5171 | 621.6287 | 710.7108 | 378.8299 | 100.3275 | 0 | 0 | 39.9131 | 68.0609 | 65.837 | 74.8755 | 0 | 0 | 0 | 0 | 482.113 | 946.1542 | 1111.8091 | 1287.667 | 0 | 0 | 0 | 0 | -0.25795 | -2.0904 | -3.4243 | -2.5063 | 0 | 0 | 0 | 0 | -272.2016 | -485.935 | -552.5931 | -649.3254 | 0.40929 | 0.26149 | 0.26306 | 0.18532 | -111.41 | -127.0651 | -145.3654 | -120.3325
3 | 3 | 17 | 628.5176 | 630.2013 | 629.3926 | 723.3358 | 378.8299 | 100.3275 | 0 | 0 | 44.8827 | 71.4134 | 72.0682 | 78.5077 | 0 | 0 | 0 | 0 | 380.6386 | 697.1239 | 832.5549 | 1002.4526 | 141.5984 | 151.5027 | 151.5027 | 151.5027 | -0.25811 | -0.333 | 0.7658 | 1.7562 | 0 | 0 | 0 | 0 | -317.1738 | -389.8332 | -427.499 | -510.8835 | 0.40752 | 0.28291 | 0.38057 | 0.3842 | -129.2536 | -110.2884 | -162.6943 | -196.2808
3 | 3 | 18 | 642.5005 | 647.0884 | 649.3959 | 748.9037 | 378.8299 | 100.3275 | 0 | 0 | 51.7915 | 91.1797 | 86.8851 | 95.869 | 0 | 0 | 0 | 0 | 296.0469 | 401.4629 | 497.0143 | 662.7678 | 141.5984 | 151.5027 | 151.5027 | 151.5027 | 0.52928 | -0.43472 | -0.0055376 | 12.8365 | 0 | 0 | 0 | 0 | -226.2955 | -96.9496 | -86.0007 | -174.0723 | 0.40644 | 0.41154 | 0.3922 | 0.38465 | -91.976 | -39.8986 | -33.7298 | -66.9569
3 | 3 | 19 | 667.0666 | 673.9472 | 678.7213 | 784.7747 | 378.8299 | 100.3275 | 0 | 0 | 54.1227 | 99.2796 | 101.1656 | 102.2798 | 0 | 0 | 0 | 0 | 263.4449 | 274.4142 | 340.3954 | 516.4093 | 141.5984 | 151.5027 | 151.5027 | 151.5027 | 1.2104 | 3.5666 | -0.39377 | 27.9751 | 0 | 0 | 0 | 0 | -172.1398 | 44.8566 | 86.0512 | -13.3921 | 0.41784 | 0.42049 | 0.40026 | 0.38866 | -71.9275 | 18.8619 | 34.4431 | -5.205
3 | 3 | 20 | 699.2371 | 707.6719 | 714.256 | 827.6007 | 378.8299 | 100.3275 | 0 | 0 | 55.2844 | 103.8857 | 103.4985 | 110.1243 | 0 | 0 | 0 | 0 | 238.9172 | 244.8218 | 303.4182 | 491.8701 | 141.5984 | 151.5027 | 151.5027 | 151.5027 | 0.60013 | 9.6744 | 2.0282 | 19.181 | 0 | 0 | 0 | 0 | -115.9929 | 97.4598 | 153.8083 | 54.9225 | 0.41669 | 0.42192 | 0.40093 | 0.38937 | -48.333 | 41.1206 | 61.6659 | 21.3851
3 | 3 | 21 | 704.5075 | 713.9839 | 721.9448 | 838.0631 | 378.8299 | 100.3275 | 0 | 0 | 55.3689 | 106.0807 | 107.4186 | 111.7586 | 0 | 0 | 0 | 0 | 208.0918 | 210.6272 | 262.7812 | 445.3937 | 141.5984 | 151.5027 | 151.5027 | 151.5027 | 0.19249 | 5.7133 | 6.3523 | 31.9483 | 0 | 0 | 0 | 0 | -79.574 | 139.7324 | 193.89 | 97.4598 | 0.40725 | 0.41222 | 0.39727 | 0.38658 | -32.4062 | 57.6009 | 77.0264 | 37.6756
3 | 3 | 22 | 670.2631 | 680.205 | 688.9634 | 801.0457 | 378.8299 | 100.3275 | 0 | 0 | 53.355 | 114.0823 | 109.5172 | 113.4538 | 0 | 0 | 0 | 0 | 194.9262 | 196.3186 | 247.4413 | 418.993 | 141.5984 | 151.5027 | 151.5027 | 151.5027 | 0.52055 | 3.3317 | 2.782 | 13.7845 | 0 | 0 | 0 | 0 | -98.967 | 114.6422 | 177.7202 | 103.3116 | 0.4092 | 0.40681 | 0.39436 | 0.38072 | -40.4975 | 46.6373 | 70.0861 | 39.3331
3 | 3 | 23 | 621.006 | 630.6959 | 639.4071 | 744.0387 | 378.8299 | 100.3275 | 0 | 0 | 46.9244 | 104.1878 | 102.2913 | 112.4574 | 0 | 0 | 0 | 0 | 195.2578 | 198.706 | 247.931 | 410.2109 | 0 | 0 | 0 | 0 | -0.096574 | 3.0874 | 6.6218 | 13.7252 | 0 | 0 | 0 | 0 | 0.09045 | 224.3873 | 282.563 | 207.6452 | 0.41443 | 0.40564 | 0.38939 | 0.37001 | 0.037485 | 91.0198 | 110.027 | 76.8306
3 | 3 | 24 | 565.158 | 572.179 | 578.039 | 670.7895 | 378.8299 | 100.3275 | 0 | 0 | 41.8679 | 96.5191 | 106.2689 | 105.3693 | 0 | 0 | 0 | 0 | 190.8819 | 192.9112 | 240.2964 | 396.8575 | 0 | 0 | 0 | 0 | -0.18067 | 3.2397 | 2.7159 | 4.1843 | 0 | 0 | 0 | 0 | -46.2411 | 179.1816 | 228.7578 | 164.3784 | 0.41271 | 0.40699 | 0.38318 | 0.36432 | -19.0841 | 72.925 | 87.6557 | 59.8857
3 | 4 | 1 | 520.8594 | 524.6921 | 527.0921 | 609.0421 | 378.8299 | 100.3275 | 0 | 0 | 34.4152 | 106.9713 | 97.9834 | 101.0911 | 0 | 0 | 0 | 0 | 188.2167 | 189.0955 | 237.0267 | 390.3541 | 0 | 0 | 0 | 0 | -0.37344 | 4.4025 | 11.8032 | 2.454 | 0 | 0 | 0 | 0 | -80.2289 | 123.8954 | 180.2787 | 115.143 | 0.41329 | 0.40425 | 0.37696 | 0.36409 | -33.1574 | 50.0846 | 67.9572 | 41.922
3 | 4 | 2 | 492.9852 | 494.0418 | 493.3997 | 567.5539 | 378.8299 | 100.3275 | 0 | 0 | 32.7216 | 98.5371 | 102.0377 | 79.0382 | 0 | 0 | 0 | 0 | 179.2753 | 187.1329 | 240.9172 | 393.1773 | 0 | 0 | 0 | 0 | -0.32521 | 0.26075 | 6.8615 | -1.6685 | 0 | 0 | 0 | 0 | -97.5165 | 107.7836 | 143.5833 | 97.0068 | 0.41212 | 0.40593 | 0.37263 | 0.36396 | -40.1885 | 43.7526 | 53.5029 | 35.3064
3 | 4 | 3 | 477.536 | 475.9679 | 472.416 | 540.8293 | 378.8299 | 100.3275 | 0 | 0 | 33.8004 | 88.3291 | 107.8763 | 77.5051 | 0 | 0 | 0 | 0 | 173.4211 | 195.9728 | 248.5477 | 400.8163 | 0 | 0 | 0 | 0 | -0.32543 | 1.2631 | 5.4003 | -0.54961 | 0 | 0 | 0 | 0 | -108.19 | 90.0755 | 110.5918 | 63.0575 | 0.41162 | 0.4062 | 0.3735 | 0.36453 | -44.5329 | 36.5887 | 41.3061 | 22.9862
3 | 4 | 4 | 470.5008 | 466.8235 | 460.8936 | 525.4324 | 378.8299 | 100.3275 | 0 | 0 | 33.6253 | 86.9821 | 95.348 | 77.5691 | 0 | 0 | 0 | 0 | 172.2184 | 199.661 | 247.0024 | 396.7049 | 0 | 0 | 0 | 0 | -0.32502 | 0.60869 | 8.0684 | -0.70238 | 0 | 0 | 0 | 0 | -113.8478 | 79.2442 | 110.4747 | 51.8608 | 0.4116 | 0.40613 | 0.376 | 0.36469 | -46.8596 | 32.1836 | 41.5384 | 18.9131
3 | 4 | 5 | 469.3586 | 463.1651 | 454.2804 | 515.0108 | 378.8299 | 100.3275 | 0 | 0 | 39.2703 | 95.0455 | 91.2561 | 86.3172 | 0 | 0 | 0 | 0 | 180.8423 | 215.4721 | 266.8528 | 413.6438 | 0 | 0 | 0 | 0 | -0.24801 | 2.9303 | 13.2777 | -2.5611 | 0 | 0 | 0 | 0 | -129.3359 | 49.3897 | 82.8939 | 17.6109 | 0.41177 | 0.4071 | 0.37726 | 0.36626 | -53.2567 | 20.1066 | 31.2722 | 6.4501
3 | 4 | 6 | 479.3933 | 470.9132 | 459.2757 | 518.1046 | 378.8299 | 100.3275 | 0 | 0 | 49.519 | 96.9858 | 95.5714 | 103.1246 | 0 | 0 | 0 | 0 | 185.6642 | 219.6136 | 277.6085 | 421.5975 | 0 | 0 | 0 | 0 | 0.30779 | 9.5225 | 13.9681 | 17.6592 | 0 | 0 | 0 | 0 | -134.9276 | 44.4638 | 72.1278 | -24.2768 | 0.41056 | 0.40853 | 0.38849 | 0.36647 | -55.3965 | 18.1647 | 28.0207 | -8.8967
3 | 4 | 7 | 504.0214 | 493.2984 | 478.8853 | 537.9769 | 378.8299 | 100.3275 | 0 | 0 | 50.9817 | 97.2754 | 96.0752 | 97.2237 | 0 | 0 | 0 | 0 | 194.6533 | 264.9877 | 329.0894 | 465.7491 | 0 | 0 | 0 | 0 | 0.44256 | 2.5049 | 2.3547 | 7.2279 | 0 | 0 | 0 | 0 | -120.886 | 28.203 | 51.366 | -32.2237 | 0.41103 | 0.41035 | 0.39423 | 0.37873 | -49.6873 | 11.573 | 20.2502 | -12.2041
3 | 4 | 8 | 537.4223 | 526.098 | 510.8227 | 573.8885 | 378.8299 | 100.3275 | 0 | 0 | 46.6252 | 80.3501 | 78.4186 | 79.6189 | 0 | 0 | 0 | 0 | 249.2847 | 488.7985 | 578.1923 | 704.203 | 0 | 0 | 0 | 0 | -0.3036 | -1.5126 | 1.7883 | 9.1156 | 0 | 0 | 0 | 0 | -137.014 | -141.8655 | -147.5764 | -219.0489 | 0.409 | 0.28561 | 0.40476 | 0.39541 | -56.039 | -40.5185 | -59.7333 | -86.614
3 | 4 | 9 | 572.427 | 561.666 | 546.8634 | 615.7445 | 378.8299 | 100.3275 | 0 | 0 | 40.8611 | 73.0701 | 67.8055 | 71.7572 | 0 | 0 | 0 | 0 | 304.5812 | 680.1096 | 777.9828 | 904.8533 | 0 | 0 | 0 | 0 | -0.1606 | -3.8235 | -6.004 | -16.7141 | 0 | 0 | 0 | 0 | -151.6845 | -288.0177 | -292.9209 | -344.1518 | 0.40919 | 0.27247 | 0.26264 | 0.26837 | -62.0681 | -78.4776 | -76.9339 | -92.3594
3 | 4 | 10 | 605.9161 | 595.7401 | 581.5758 | 656.4616 | 378.8299 | 100.3275 | 0 | 0 | 38.262 | 63.821 | 63.2833 | 68.3482 | 0 | 0 | 0 | 0 | 333.9067 | 779.8754 | 888.934 | 1027.6275 | 0 | 0 | 0 | 0 | -0.30422 | -10.3258 | -17.41 | -36.2085 | 0 | 0 | 0 | 0 | -144.7783 | -337.958 | -353.2314 | -403.3056 | 0.40293 | 0.26868 | 0.26582 | 0.087318 | -58.335 | -90.8012 | -93.8953 | -35.2157
3 | 4 | 11 | 630.4038 | 621.4306 | 608.6612 | 689.1049 | 378.8299 | 100.3275 | 0 | 0 | 36.3487 | 64.3427 | 61.7851 | 63.7111 | 0 | 0 | 0 | 0 | 365.4796 | 851.5331 | 971.63 | 1119.1245 | 0 | 0 | 0 | 0 | -0.30097 | -9.694 | -17.5836 | -37.2643 | 0 | 0 | 0 | 0 | -149.9535 | -385.0786 | -407.1703 | -456.4665 | 0.39688 | 0.26972 | 0.26885 | 0 | -59.5132 | -103.8632 | -109.4698 | 0
3 | 4 | 12 | 634.5284 | 626.3454 | 614.4552 | 696.5522 | 378.8299 | 100.3275 | 0 | 0 | 33.7046 | 62.5938 | 61.1838 | 61.7032 | 0 | 0 | 0 | 0 | 389.7318 | 884.5 | 1004.6426 | 1154.9231 | 0 | 0 | 0 | 0 | -0.42907 | -11.704 | -22.4749 | -45.4086 | 0 | 0 | 0 | 0 | -167.3088 | -409.3718 | -428.8963 | -474.6655 | 0.3979 | 0.26972 | 0.26972 | 0 | -66.5716 | -110.4156 | -115.6814 | 0
3 | 4 | 13 | 637.5581 | 630.943 | 620.7769 | 705.2833 | 378.8299 | 100.3275 | 0 | 0 | 33.1204 | 63.1799 | 61.77 | 61.0005 | 0 | 0 | 0 | 0 | 389.382 | 872.4944 | 975.2438 | 1122.1366 | 0 | 0 | 0 | 0 | -0.25275 | -11.9536 | -22.7392 | -48.6738 | 0 | 0 | 0 | 0 | -163.5213 | -393.1051 | -393.4978 | -429.1799 | 0.39853 | 0.26972 | 0.26972 | 0 | -65.1677 | -106.0281 | -106.1337 | 0
3 | 4 | 14 | 631.8534 | 625.8929 | 616.4131 | 700.728 | 378.8299 | 100.3275 | 0 | 0 | 36.4512 | 62.4698 | 60.973 | 60.1615 | 0 | 0 | 0 | 0 | 364.0168 | 809.6021 | 908.642 | 1050.2607 | 0 | 0 | 0 | 0 | -0.37833 | -11.956 | -22.2133 | -31.5925 | 0 | 0 | 0 | 0 | -147.0662 | -334.5505 | -330.9886 | -378.1018 | 0.39819 | 0.26972 | 0.26972 | 0 | -58.5597 | -90.2348 | -89.2738 | 0
3 | 4 | 15 | 615.5907 | 610.395 | 601.7636 | 684.4667 | 378.8299 | 100.3275 | 0 | 0 | 38.356 | 64.9825 | 63.3059 | 66.7581 | 0 | 0 | 0 | 0 | 314.8194 | 700.3565 | 794.3543 | 927.3605 | 0 | 0 | 0 | 0 | -0.34564 | -7.9899 | -12.5677 | -19.4683 | 0 | 0 | 0 | 0 | -116.069 | -247.2816 | -243.3289 | -290.1835 | 0.40065 | 0.26972 | 0.26972 | 0 | -46.5028 | -66.6967 | -65.6304 | 0
3 | 4 | 16 | 609.0531 | 606.6232 | 601.0822 | 686.2935 | 378.8299 | 100.3275 | 0 | 0 | 39.9131 | 68.0609 | 65.837 | 74.8755 | 0 | 0 | 0 | 0 | 254.0843 | 565.6385 | 648.9282 | 774.0631 | 0 | 0 | 0 | 0 | -0.25795 | -2.0904 | -3.4243 | -2.5063 | 0 | 0 | 0 | 0 | -63.5162 | -125.3133 | -110.2587 | -160.1387 | 0.40929 | 0.26149 | 0.26306 | 0.18532 | -25.9967 | -32.7676 | -29.0047 | -29.6768
3 | 4 | 17 | 616.2045 | 617.5417 | 616.3226 | 707.8076 | 378.8299 | 100.3275 | 0 | 0 | 44.8827 | 71.4134 | 72.0682 | 78.5077 | 0 | 0 | 0 | 0 | 175.8053 | 338.8333 | 398.7375 | 521.8464 | 141.5984 | 151.5027 | 151.5027 | 151.5027 | -0.25811 | -0.333 | 0.7658 | 1.7562 | 0 | 0 | 0 | 0 | -124.6537 | -44.2022 | -6.7516 | -45.8054 | 0.40752 | 0.28291 | 0.38057 | 0.3842 | -50.7984 | -12.5053 | -2.5695 | -17.5984
3 | 4 | 18 | 630.8667 | 635.1391 | 637.0736 | 734.276 | 378.8299 | 100.3275 | 0 | 0 | 51.7915 | 91.1797 | 86.8851 | 95.869 | 0 | 0 | 0 | 0 | 114.4964 | 153.5176 | 188.6542 | 304.4853 | 141.5984 | 151.5027 | 151.5027 | 151.5027 | 0.52928 | -0.43472 | -0.0055376 | 12.8365 | 0 | 0 | 0 | 0 | -56.3788 | 139.0464 | 210.0371 | 169.5825 | 0.40644 | 0.41154 | 0.3922 | 0.38465 | -22.9147 | 57.2231 | 82.3774 | 65.2298
3 | 4 | 19 | 658.9641 | 665.6296 | 670.1496 | 774.6041 | 378.8299 | 100.3275 | 0 | 0 | 54.1227 | 99.2796 | 101.1656 | 102.2798 | 0 | 0 | 0 | 0 | 104.6511 | 116.4189 | 138.4859 | 254.8206 | 141.5984 | 151.5027 | 151.5027 | 151.5027 | 1.2104 | 3.5666 | -0.39377 | 27.9751 | 0 | 0 | 0 | 0 | -21.4485 | 194.5343 | 279.3892 | 238.0259 | 0.41784 | 0.42049 | 0.40026 | 0.38866 | -8.9621 | 81.8004 | 111.829 | 92.5112
3 | 4 | 20 | 705.5259 | 714.1474 | 720.9532 | 835.5676 | 378.8299 | 100.3275 | 0 | 0 | 55.2844 | 103.8857 | 103.4985 | 110.1243 | 0 | 0 | 0 | 0 | 99.318 | 113.7096 | 139.4892 | 260.2562 | 141.5984 | 151.5027 | 151.5027 | 151.5027 | 0.60013 | 9.6744 | 2.0282 | 19.181 | 0 | 0 | 0 | 0 | 29.8951 | 235.0475 | 324.4347 | 294.5033 | 0.41669 | 0.42192 | 0.40093 | 0.38937 | 12.457 | 99.1722 | 130.0746 | 114.6703
3 | 4 | 21 | 726.0315 | 736.1201 | 744.8066 | 865.2315 | 378.8299 | 100.3275 | 0 | 0 | 55.3689 | 106.0807 | 107.4186 | 111.7586 | 0 | 0 | 0 | 0 | 101.4446 | 113.9208 | 148.1271 | 271.2949 | 141.5984 | 151.5027 | 151.5027 | 151.5027 | 0.19249 | 5.7133 | 6.3523 | 31.9483 | 0 | 0 | 0 | 0 | 48.5972 | 258.5752 | 331.406 | 298.7269 | 0.40725 | 0.41222 | 0.39727 | 0.38658 | 19.791 | 106.5905 | 131.6572 | 115.4806
3 | 4 | 22 | 685.6051 | 695.9789 | 705.2488 | 820.3941 | 378.8299 | 100.3275 | 0 | 0 | 53.355 | 114.0823 | 109.5172 | 113.4538 | 0 | 0 | 0 | 0 | 96.502 | 106.0299 | 145.5739 | 265.6071 | 141.5984 | 151.5027 | 151.5027 | 151.5027 | 0.52055 | 3.3317 | 2.782 | 13.7845 | 0 | 0 | 0 | 0 | 14.7993 | 220.7047 | 295.873 | 276.0459 | 0.4092 | 0.40681 | 0.39436 | 0.38072 | 6.0559 | 89.7843 | 116.681 | 105.0969
3 | 4 | 23 | 624.124 | 633.8909 | 642.6927 | 747.9312 | 378.8299 | 100.3275 | 0 | 0 | 46.9244 | 104.1878 | 102.2913 | 112.4574 | 0 | 0 | 0 | 0 | 102.2854 | 111.9096 | 154.2727 | 268.0798 | 0 | 0 | 0 | 0 | -0.096574 | 3.0874 | 6.6218 | 13.7252 | 0 | 0 | 0 | 0 | 96.1808 | 314.3787 | 379.5069 | 353.6689 | 0.41443 | 0.40564 | 0.38939 | 0.37001 | 39.8599 | 127.5237 | 147.7759 | 130.8606
3 | 4 | 24 | 555.1505 | 561.8745 | 567.3817 | 658.1118 | 378.8299 | 100.3275 | 0 | 0 | 41.8679 | 96.5191 | 106.2689 | 105.3693 | 0 | 0 | 0 | 0 | 75.3527 | 90.2001 | 135.4223 | 243.5594 | 0 | 0 | 0 | 0 | -0.18067 | 3.2397 | 2.7159 | 4.1843 | 0 | 0 | 0 | 0 | 59.2807 | 271.5882 | 322.9745 | 304.9987 | 0.41271 | 0.40699 | 0.38318 | 0.36432 | 24.4656 | 110.5335 | 123.7578 | 111.116
3 | 5 | 1 | 506.8527 | 510.2826 | 512.2049 | 591.3461 | 378.8299 | 100.3275 | 0 | 0 | 34.4152 | 106.9713 | 97.9834 | 101.0911 | 0 | 0 | 0 | 0 | 71.1048 | 78.677 | 123.9936 | 228.2452 | 0 | 0 | 0 | 0 | -0.37344 | 4.4025 | 11.8032 | 2.454 | 0 | 0 | 0 | 0 | 22.8763 | 219.9044 | 278.4247 | 259.5559 | 0.41329 | 0.40425 | 0.37696 | 0.36409 | 9.4544 | 88.896 | 104.9539 | 94.5009
3 | 5 | 2 | 483.9168 | 484.7105 | 483.7564 | 556.089 | 378.8299 | 100.3275 | 0 | 0 | 32.7216 | 98.5371 | 102.0377 | 79.0382 | 0 | 0 | 0 | 0 | 102.6195 | 99.2025 | 142.9446 | 244.2836 | 0 | 0 | 0 | 0 | -0.32521 | 0.26075 | 6.8615 | -1.6685 | 0 | 0 | 0 | 0 | -29.929 | 186.3826 | 231.9126 | 234.4357 | 0.41212 | 0.40593 | 0.37263 | 0.36396 | -12.3343 | 75.6584 | 86.4167 | 85.3246
3 | 5 | 3 | 471.9465 | 470.2129 | 466.4646 | 533.7502 | 378.8299 | 100.3275 | 0 | 0 | 33.8004 | 88.3291 | 107.8763 | 77.5051 | 0 | 0 | 0 | 0 | 126.7591 | 118.0988 | 162.2193 | 259.7405 | 0 | 0 | 0 | 0 | -0.32543 | 1.2631 | 5.4003 | -0.54961 | 0 | 0 | 0 | 0 | -67.1174 | 162.1944 | 190.9688 | 197.0542 | 0.41162 | 0.4062 | 0.3735 | 0.36453 | -27.6267 | 65.8834 | 71.327 | 71.8317
3 | 5 | 4 | 471.8097 | 468.1658 | 462.2753 | 527.0705 | 378.8299 | 100.3275 | 0 | 0 | 33.6253 | 86.9821 | 95.348 | 77.5691 | 0 | 0 | 0 | 0 | 125.7143 | 119.1298 | 165.2412 | 256.6007 | 0 | 0 | 0 | 0 | -0.32502 | 0.60869 | 8.0684 | -0.70238 | 0 | 0 | 0 | 0 | -66.0348 | 161.1178 | 193.6177 | 193.6031 | 0.4116 | 0.40613 | 0.376 | 0.36469 | -27.1798 | 65.4352 | 72.8 | 70.6052
3 | 5 | 5 | 486.2463 | 480.5374 | 472.2275 | 536.3429 | 378.8299 | 100.3275 | 0 | 0 | 39.2703 | 95.0455 | 91.2561 | 86.3172 | 0 | 0 | 0 | 0 | 113.7788 | 111.3952 | 158.5925 | 246.5525 | 0 | 0 | 0 | 0 | -0.24801 | 2.9303 | 13.2777 | -2.5611 | 0 | 0 | 0 | 0 | -45.3847 | 170.839 | 209.1012 | 206.0343 | 0.41177 | 0.4071 | 0.37726 | 0.36626 | -18.6881 | 69.5486 | 78.8848 | 75.4612
3 | 5 | 6 | 533.0206 | 526.0789 | 516.2656 | 585.8431 | 378.8299 | 100.3275 | 0 | 0 | 49.519 | 96.9858 | 95.5714 | 103.1246 | 0 | 0 | 0 | 0 | 89.3628 | 88.9677 | 139.1183 | 226.2232 | 0 | 0 | 0 | 0 | 0.30779 | 9.5225 | 13.9681 | 17.6592 | 0 | 0 | 0 | 0 | 15.001 | 230.2754 | 267.6078 | 238.8361 | 0.41056 | 0.40853 | 0.38849 | 0.36647 | 6.1589 | 94.0739 | 103.962 | 87.5265
3 | 5 | 7 | 619.6836 | 612.28 | 601.8026 | 684.0784 | 378.8299 | 100.3275 | 0 | 0 | 50.9817 | 97.2754 | 96.0752 | 97.2237 | 0 | 0 | 0 | 0 | 75.1155 | 106.6058 | 159.716 | 246.6705 | 0 | 0 | 0 | 0 | 0.44256 | 2.5049 | 2.3547 | 7.2279 | 0 | 0 | 0 | 0 | 114.3141 | 305.5665 | 343.6567 | 332.9564 | 0.41103 | 0.41035 | 0.39423 | 0.37873 | 46.986 | 125.3886 | 135.4809 | 126.1009
3 | 5 | 8 | 687.9501 | 680.9337 | 670.7654 | 763.9867 | 378.8299 | 100.3275 | 0 | 0 | 46.6252 | 80.3501 | 78.4186 | 79.6189 | 0 | 0 | 0 | 0 | 138.186 | 325.3351 | 381.8773 | 469.4084 | 0 | 0 | 0 | 0 | -0.3036 | -1.5126 | 1.7883 | 9.1156 | 0 | 0 | 0 | 0 | 124.6125 | 176.4336 | 208.6813 | 205.8438 | 0.409 | 0.28561 | 0.40476 | 0.39541 | 50.9668 | 50.3916 | 84.4662 | 81.3926
3 | 5 | 9 | 707.1902 | 700.2987 | 690.084 | 785.9809 | 378.8299 | 100.3275 | 0 | 0 | 40.8611 | 73.0701 | 67.8055 | 71.7572 | 0 | 0 | 0 | 0 | 217.4717 | 534.0191 | 591.5706 | 686.5842 | 0 | 0 | 0 | 0 | -0.1606 | -3.8235 | -6.004 | -16.7141 | 0 | 0 | 0 | 0 | 70.1882 | -3.2945 | 36.7119 | 44.3537 | 0.40919 | 0.27247 | 0.26264 | 0.26837 | 28.7204 | -0.89766 | 9.6422 | 11.9031
3 | 5 | 10 | 722.1552 | 715.3357 | 705.1525 | 803.3679 | 378.8299 | 100.3275 | 0 | 0 | 38.262 | 63.821 | 63.2833 | 68.3482 | 0 | 0 | 0 | 0 | 272.997 | 672.9232 | 745.8736 | 857.7295 | 0 | 0 | 0 | 0 | -0.30422 | -10.3258 | -17.41 | -36.2085 | 0 | 0 | 0 | 0 | 32.3704 | -111.4102 | -86.5945 | -86.5013 | 0.40293 | 0.26868 | 0.26582 | 0.087318 | 13.0429 | -29.9332 | -23.0184 | -7.5531
3 | 5 | 11 | 734.2184 | 728.2581 | 719.0629 | 820.3644 | 378.8299 | 100.3275 | 0 | 0 | 36.3487 | 64.3427 | 61.7851 | 63.7111 | 0 | 0 | 0 | 0 | 307.8427 | 753.7025 | 843.1946 | 964.8849 | 0 | 0 | 0 | 0 | -0.30097 | -9.694 | -17.5836 | -37.2643 | 0 | 0 | 0 | 0 | 11.498 | -180.4205 | -168.3332 | -170.9673 | 0.39688 | 0.26972 | 0.26885 | 0 | 4.5633 | -48.6629 | -45.2572 | 0
3 | 5 | 12 | 733.3084 | 727.9995 | 719.519 | 821.4729 | 378.8299 | 100.3275 | 0 | 0 | 33.7046 | 62.5938 | 61.1838 | 61.7032 | 0 | 0 | 0 | 0 | 342.4041 | 808.7247 | 909.0312 | 1031.0002 | 0 | 0 | 0 | 0 | -0.42907 | -11.704 | -22.4749 | -45.4086 | 0 | 0 | 0 | 0 | -21.2011 | -231.9424 | -228.2211 | -225.8219 | 0.3979 | 0.26972 | 0.26972 | 0 | -8.4358 | -62.5594 | -61.5555 | 0
3 | 5 | 13 | 731.4688 | 727.5949 | 720.6816 | 824.0789 | 378.8299 | 100.3275 | 0 | 0 | 33.1204 | 63.1799 | 61.77 | 61.0005 | 0 | 0 | 0 | 0 | 358.362 | 815.1658 | 906.4408 | 1024.0942 | 0 | 0 | 0 | 0 | -0.25275 | -11.9536 | -22.7392 | -48.6738 | 0 | 0 | 0 | 0 | -38.5908 | -239.1246 | -224.79 | -212.3419 | 0.39853 | 0.26972 | 0.26972 | 0 | -15.3795 | -64.4966 | -60.6301 | 0
3 | 5 | 14 | 727.2668 | 724.0928 | 717.9197 | 821.4297 | 378.8299 | 100.3275 | 0 | 0 | 36.4512 | 62.4698 | 60.973 | 60.1615 | 0 | 0 | 0 | 0 | 368.8744 | 826.9712 | 920.273 | 1028.0885 | 0 | 0 | 0 | 0 | -0.37833 | -11.956 | -22.2133 | -31.5925 | 0 | 0 | 0 | 0 | -56.5104 | -253.7198 | -241.113 | -235.2278 | 0.39819 | 0.26972 | 0.26972 | 0 | -22.5016 | -68.4332 | -65.0327 | 0
3 | 5 | 15 | 713.3478 | 711.006 | 705.7613 | 808.1296 | 378.8299 | 100.3275 | 0 | 0 | 38.356 | 64.9825 | 63.3059 | 66.7581 | 0 | 0 | 0 | 0 | 344.0893 | 758.5744 | 844.2162 | 936.0556 | 0 | 0 | 0 | 0 | -0.34564 | -7.9899 | -12.5677 | -19.4683 | 0 | 0 | 0 | 0 | -47.5817 | -204.8884 | -189.1931 | -175.2158 | 0.40065 | 0.26972 | 0.26972 | 0 | -19.0635 | -55.2624 | -51.0289 | 0
3 | 5 | 16 | 700.987 | 701.2414 | 698.886 | 802.5917 | 378.8299 | 100.3275 | 0 | 0 | 39.9131 | 68.0609 | 65.837 | 74.8755 | 0 | 0 | 0 | 0 | 309.6142 | 688.6249 | 781.6238 | 863.9891 | 0 | 0 | 0 | 0 | -0.25795 | -2.0904 | -3.4243 | -2.5063 | 0 | 0 | 0 | 0 | -27.1123 | -153.6814 | -145.1506 | -133.7665 | 0.40929 | 0.26149 | 0.26306 | 0.18532 | -11.0969 | -40.1855 | -38.1834 | -24.7895
3 | 5 | 17 | 696.2429 | 699.9118 | 701.4591 | 809.0376 | 378.8299 | 100.3275 | 0 | 0 | 44.8827 | 71.4134 | 72.0682 | 78.5077 | 0 | 0 | 0 | 0 | 236.3033 | 509.6133 | 592.809 | 672.7311 | 141.5984 | 151.5027 | 151.5027 | 151.5027 | -0.25811 | -0.333 | 0.7658 | 1.7562 | 0 | 0 | 0 | 0 | -105.1132 | -132.6121 | -115.6867 | -95.4601 | 0.40752 | 0.28291 | 0.38057 | 0.3842 | -42.8354 | -37.5175 | -44.0271 | -36.6757
3 | 5 | 18 | 701.3645 | 707.6716 | 712.0192 | 823.3694 | 378.8299 | 100.3275 | 0 | 0 | 51.7915 | 91.1797 | 86.8851 | 95.869 | 0 | 0 | 0 | 0 | 148.3238 | 245.8623 | 294.49 | 367.7103 | 141.5984 | 151.5027 | 151.5027 | 151.5027 | 0.52928 | -0.43472 | -0.0055376 | 12.8365 | 0 | 0 | 0 | 0 | -19.7083 | 119.2342 | 179.147 | 195.451 | 0.40644 | 0.41154 | 0.3922 | 0.38465 | -8.0103 | 49.0696 | 70.2621 | 75.1801
3 | 5 | 19 | 719.4239 | 727.8388 | 734.4338 | 851.0279 | 378.8299 | 100.3275 | 0 | 0 | 54.1227 | 99.2796 | 101.1656 | 102.2798 | 0 | 0 | 0 | 0 | 124.3002 | 142.6939 | 165.7473 | 239.1832 | 141.5984 | 151.5027 | 151.5027 | 151.5027 | 1.2104 | 3.5666 | -0.39377 | 27.9751 | 0 | 0 | 0 | 0 | 19.3623 | 230.4685 | 316.4119 | 330.0872 | 0.41784 | 0.42049 | 0.40026 | 0.38866 | 8.0904 | 96.9105 | 126.6479 | 128.2918
3 | 5 | 20 | 758.2812 | 768.4362 | 777.0614 | 902.2787 | 378.8299 | 100.3275 | 0 | 0 | 55.2844 | 103.8857 | 103.4985 | 110.1243 | 0 | 0 | 0 | 0 | 115.1656 | 135.8278 | 162.6825 | 240.7743 | 141.5984 | 151.5027 | 151.5027 | 151.5027 | 0.60013 | 9.6744 | 2.0282 | 19.181 | 0 | 0 | 0 | 0 | 66.8027 | 267.2181 | 357.3495 | 380.6963 | 0.41669 | 0.42192 | 0.40093 | 0.38937 | 27.836 | 112.7458 | 143.271 | 148.2311
3 | 5 | 21 | 763.5595 | 774.7475 | 784.7387 | 912.7182 | 378.8299 | 100.3275 | 0 | 0 | 55.3689 | 106.0807 | 107.4186 | 111.7586 | 0 | 0 | 0 | 0 | 116.9834 | 138.1258 | 165.4313 | 248.1481 | 141.5984 | 151.5027 | 151.5027 | 151.5027 | 0.19249 | 5.7133 | 6.3523 | 31.9483 | 0 | 0 | 0 | 0 | 70.5864 | 272.9975 | 354.0338 | 369.3605 | 0.40725 | 0.41222 | 0.39727 | 0.38658 | 28.746 | 112.5357 | 140.6465 | 142.7859
3 | 5 | 22 | 710.4083 | 721.5113 | 731.6467 | 851.7889 | 378.8299 | 100.3275 | 0 | 0 | 53.355 | 114.0823 | 109.5172 | 113.4538 | 0 | 0 | 0 | 0 | 125.7978 | 145.2131 | 172.1608 | 259.1161 | 141.5984 | 151.5027 | 151.5027 | 151.5027 | 0.52055 | 3.3317 | 2.782 | 13.7845 | 0 | 0 | 0 | 0 | 10.3066 | 207.0539 | 295.684 | 313.9317 | 0.4092 | 0.40681 | 0.39436 | 0.38072 | 4.2175 | 84.231 | 116.6065 | 119.5209
3 | 5 | 23 | 636.503 | 646.6517 | 655.9075 | 763.6657 | 378.8299 | 100.3275 | 0 | 0 | 46.9244 | 104.1878 | 102.2913 | 112.4574 | 0 | 0 | 0 | 0 | 131.3175 | 151.3311 | 180.2129 | 273.5084 | 0 | 0 | 0 | 0 | -0.096574 | 3.0874 | 6.6218 | 13.7252 | 0 | 0 | 0 | 0 | 79.5277 | 287.718 | 366.7815 | 363.9747 | 0.41443 | 0.40564 | 0.38939 | 0.37001 | 32.9584 | 116.7091 | 142.8208 | 134.6739
3 | 5 | 24 | 566.8598 | 573.9422 | 579.8758 | 672.9855 | 378.8299 | 100.3275 | 0 | 0 | 41.8679 | 96.5191 | 106.2689 | 105.3693 | 0 | 0 | 0 | 0 | 133.3826 | 152.4546 | 183.1967 | 285.9911 | 0 | 0 | 0 | 0 | -0.18067 | 3.2397 | 2.7159 | 4.1843 | 0 | 0 | 0 | 0 | 12.96 | 221.4015 | 287.6942 | 277.4407 | 0.41271 | 0.40699 | 0.38318 | 0.36432 | 5.3487 | 90.108 | 110.2391 | 101.0761
3 | 6 | 1 | 518.0654 | 521.831 | 524.1521 | 605.5609 | 378.8299 | 100.3275 | 0 | 0 | 34.4152 | 106.9713 | 97.9834 | 101.0911 | 0 | 0 | 0 | 0 | 134.4836 | 153.9176 | 187.8707 | 297.5426 | 0 | 0 | 0 | 0 | -0.37344 | 4.4025 | 11.8032 | 2.454 | 0 | 0 | 0 | 0 | -29.2898 | 156.2122 | 226.4947 | 204.4732 | 0.41329 | 0.40425 | 0.37696 | 0.36409 | -12.105 | 63.1486 | 85.3785 | 74.446
3 | 6 | 2 | 492.2693 | 493.3169 | 492.6646 | 566.6919 | 378.8299 | 100.3275 | 0 | 0 | 32.7216 | 98.5371 | 102.0377 | 79.0382 | 0 | 0 | 0 | 0 | 138.7775 | 155.5189 | 194.1783 | 303.7032 | 0 | 0 | 0 | 0 | -0.32521 | 0.26075 | 6.8615 | -1.6685 | 0 | 0 | 0 | 0 | -57.7346 | 138.6726 | 189.587 | 185.619 | 0.41212 | 0.40593 | 0.37263 | 0.36396 | -23.7936 | 56.2914 | 70.6451 | 67.5574
3 | 6 | 3 | 479.0883 | 477.5729 | 474.0842 | 542.8205 | 378.8299 | 100.3275 | 0 | 0 | 33.8004 | 88.3291 | 107.8763 | 77.5051 | 0 | 0 | 0 | 0 | 138.6356 | 151.7423 | 196.4918 | 301.2866 | 0 | 0 | 0 | 0 | -0.32543 | 1.2631 | 5.4003 | -0.54961 | 0 | 0 | 0 | 0 | -71.8522 | 135.911 | 164.3158 | 164.5784 | 0.41162 | 0.4062 | 0.3735 | 0.36453 | -29.5756 | 55.2071 | 61.3721 | 59.9934
3 | 6 | 4 | 477.1894 | 473.71 | 468.0152 | 533.9035 | 378.8299 | 100.3275 | 0 | 0 | 33.6253 | 86.9821 | 95.348 | 77.5691 | 0 | 0 | 0 | 0 | 136.4507 | 149.5044 | 203.7561 | 302.9872 | 0 | 0 | 0 | 0 | -0.32502 | 0.60869 | 8.0684 | -0.70238 | 0 | 0 | 0 | 0 | -71.3916 | 136.2873 | 160.8427 | 154.0495 | 0.4116 | 0.40613 | 0.376 | 0.36469 | -29.3846 | 55.3507 | 60.4767 | 56.1804
3 | 6 | 5 | 489.8076 | 484.2089 | 476.0302 | 540.8711 | 378.8299 | 100.3275 | 0 | 0 | 39.2703 | 95.0455 | 91.2561 | 86.3172 | 0 | 0 | 0 | 0 | 131.0016 | 140.839 | 199.7771 | 292.815 | 0 | 0 | 0 | 0 | -0.24801 | 2.9303 | 13.2777 | -2.5611 | 0 | 0 | 0 | 0 | -59.0463 | 145.0667 | 171.7193 | 164.2999 | 0.41177 | 0.4071 | 0.37726 | 0.36626 | -24.3135 | 59.0567 | 64.7822 | 60.1758
3 | 6 | 6 | 530.1143 | 523.1047 | 513.2118 | 582.2291 | 378.8299 | 100.3275 | 0 | 0 | 49.519 | 96.9858 | 95.5714 | 103.1246 | 0 | 0 | 0 | 0 | 118.4638 | 121.0098 | 180.2202 | 260.5459 | 0 | 0 | 0 | 0 | 0.30779 | 9.5225 | 13.9681 | 17.6592 | 0 | 0 | 0 | 0 | -17.0062 | 195.2591 | 223.4521 | 200.8995 | 0.41056 | 0.40853 | 0.38849 | 0.36647 | -6.9822 | 79.7688 | 86.8081 | 73.6238
3 | 6 | 7 | 616.3915 | 608.9088 | 598.3386 | 679.9769 | 378.8299 | 100.3275 | 0 | 0 | 50.9817 | 97.2754 | 96.0752 | 97.2237 | 0 | 0 | 0 | 0 | 102.2816 | 119.3389 | 179.604 | 244.7352 | 0 | 0 | 0 | 0 | 0.44256 | 2.5049 | 2.3547 | 7.2279 | 0 | 0 | 0 | 0 | 83.8557 | 289.4622 | 320.3047 | 330.7901 | 0.41103 | 0.41035 | 0.39423 | 0.37873 | 34.4669 | 118.7802 | 126.2748 | 125.2805
3 | 6 | 8 | 684.7756 | 677.6815 | 667.4219 | 760.0262 | 378.8299 | 100.3275 | 0 | 0 | 46.6252 | 80.3501 | 78.4186 | 79.6189 | 0 | 0 | 0 | 0 | 129.6215 | 292.4537 | 394.2437 | 445.9303 | 0 | 0 | 0 | 0 | -0.3036 | -1.5126 | 1.7883 | 9.1156 | 0 | 0 | 0 | 0 | 130.0025 | 206.0628 | 192.9714 | 225.3614 | 0.409 | 0.28561 | 0.40476 | 0.39541 | 53.1713 | 58.8541 | 78.1075 | 89.11
3 | 6 | 9 | 698.991 | 691.8781 | 681.4016 | 775.675 | 378.8299 | 100.3275 | 0 | 0 | 40.8611 | 73.0701 | 67.8055 | 71.7572 | 0 | 0 | 0 | 0 | 198.5 | 515.2434 | 643.943 | 690.9942 | 0 | 0 | 0 | 0 | -0.1606 | -3.8235 | -6.004 | -16.7141 | 0 | 0 | 0 | 0 | 80.9607 | 7.0606 | -24.343 | 29.6377 | 0.40919 | 0.27247 | 0.26264 | 0.26837 | 33.1285 | 1.9238 | -6.3935 | 7.9538
3 | 6 | 10 | 711.9576 | 704.8588 | 694.345 | 790.5356 | 378.8299 | 100.3275 | 0 | 0 | 38.262 | 63.821 | 63.2833 | 68.3482 | 0 | 0 | 0 | 0 | 266.3239 | 698.3153 | 853.3216 | 900.1366 | 0 | 0 | 0 | 0 | -0.30422 | -10.3258 | -17.41 | -36.2085 | 0 | 0 | 0 | 0 | 28.8459 | -147.2792 | -204.8499 | -141.7407 | 0.40293 | 0.26868 | 0.26582 | 0.087318 | 11.6228 | -39.5704 | -54.4528 | -12.3764
3 | 6 | 11 | 726.7819 | 720.6222 | 711.1912 | 811.0222 | 378.8299 | 100.3275 | 0 | 0 | 36.3487 | 64.3427 | 61.7851 | 63.7111 | 0 | 0 | 0 | 0 | 313.3235 | 804.0028 | 972.3876 | 1018.9427 | 0 | 0 | 0 | 0 | -0.30097 | -9.694 | -17.5836 | -37.2643 | 0 | 0 | 0 | 0 | -1.4192 | -238.3568 | -305.3979 | -234.3673 | 0.39688 | 0.26972 | 0.26885 | 0 | -0.56325 | -64.2895 | -82.1077 | 0
3 | 6 | 12 | 724.7781 | 719.2429 | 710.4955 | 810.7665 | 378.8299 | 100.3275 | 0 | 0 | 33.7046 | 62.5938 | 61.1838 | 61.7032 | 0 | 0 | 0 | 0 | 334.9131 | 850.029 | 1019.0673 | 1063.619 | 0 | 0 | 0 | 0 | -0.42907 | -11.704 | -22.4749 | -45.4086 | 0 | 0 | 0 | 0 | -22.2405 | -282.0033 | -347.2807 | -269.1471 | 0.3979 | 0.26972 | 0.26972 | 0 | -8.8494 | -76.0618 | -93.6681 | 0
3 | 6 | 13 | 725.7523 | 721.7278 | 714.6367 | 816.9074 | 378.8299 | 100.3275 | 0 | 0 | 33.1204 | 63.1799 | 61.77 | 61.0005 | 0 | 0 | 0 | 0 | 338.0934 | 849.5268 | 1009.3938 | 1052.9736 | 0 | 0 | 0 | 0 | -0.25275 | -11.9536 | -22.7392 | -48.6738 | 0 | 0 | 0 | 0 | -24.0386 | -279.3527 | -333.788 | -248.3928 | 0.39853 | 0.26972 | 0.26972 | 0 | -9.58 | -75.3469 | -90.0289 | 0
3 | 6 | 14 | 719.6758 | 716.3054 | 709.9009 | 811.9206 | 378.8299 | 100.3275 | 0 | 0 | 36.4512 | 62.4698 | 60.973 | 60.1615 | 0 | 0 | 0 | 0 | 325.5266 | 825.02 | 989.7902 | 1039.5225 | 0 | 0 | 0 | 0 | -0.37833 | -11.956 | -22.2133 | -31.5925 | 0 | 0 | 0 | 0 | -20.7536 | -259.5559 | -318.649 | -256.171 | 0.39819 | 0.26972 | 0.26972 | 0 | -8.2638 | -70.0073 | -85.9456 | 0
3 | 6 | 15 | 707.3732 | 704.8792 | 699.455 | 800.6535 | 378.8299 | 100.3275 | 0 | 0 | 38.356 | 64.9825 | 63.3059 | 66.7581 | 0 | 0 | 0 | 0 | 299.1525 | 770.4004 | 924.6602 | 979.6588 | 0 | 0 | 0 | 0 | -0.34564 | -7.9899 | -12.5677 | -19.4683 | 0 | 0 | 0 | 0 | -8.6195 | -222.8412 | -275.9434 | -226.295 | 0.40065 | 0.26972 | 0.26972 | 0 | -3.4534 | -60.1046 | -74.4271 | 0
3 | 6 | 16 | 695.7244 | 695.8421 | 693.3252 | 795.9966 | 378.8299 | 100.3275 | 0 | 0 | 39.9131 | 68.0609 | 65.837 | 74.8755 | 0 | 0 | 0 | 0 | 256.0106 | 657.2548 | 802.747 | 836.7323 | 0 | 0 | 0 | 0 | -0.25795 | -2.0904 | -3.4243 | -2.5063 | 0 | 0 | 0 | 0 | 21.2288 | -127.7107 | -171.8346 | -113.1048 | 0.40929 | 0.26149 | 0.26306 | 0.18532 | 8.6888 | -33.3945 | -45.2029 | -20.9605
3 | 6 | 17 | 695.6225 | 699.2852 | 700.8259 | 808.2969 | 378.8299 | 100.3275 | 0 | 0 | 44.8827 | 71.4134 | 72.0682 | 78.5077 | 0 | 0 | 0 | 0 | 205.6673 | 489.1719 | 624.1358 | 649.007 | 141.5984 | 151.5027 | 151.5027 | 151.5027 | -0.25811 | -0.333 | 0.7658 | 1.7562 | 0 | 0 | 0 | 0 | -75.0976 | -112.7973 | -147.6466 | -72.4767 | 0.40752 | 0.28291 | 0.38057 | 0.3842 | -30.6035 | -31.9117 | -56.1902 | -27.8454
3 | 6 | 18 | 701.1412 | 707.4512 | 711.8026 | 823.1214 | 378.8299 | 100.3275 | 0 | 0 | 51.7915 | 91.1797 | 86.8851 | 95.869 | 0 | 0 | 0 | 0 | 155.3832 | 266.4922 | 371.6214 | 382.0728 | 141.5984 | 151.5027 | 151.5027 | 151.5027 | 0.52928 | -0.43472 | -0.0055376 | 12.8365 | 0 | 0 | 0 | 0 | -26.991 | 98.3838 | 101.7989 | 180.8404 | 0.40644 | 0.41154 | 0.3922 | 0.38465 | -10.9703 | 40.4889 | 39.9259 | 69.5602
3 | 6 | 19 | 723.0117 | 731.5322 | 738.2527 | 855.5699 | 378.8299 | 100.3275 | 0 | 0 | 54.1227 | 99.2796 | 101.1656 | 102.2798 | 0 | 0 | 0 | 0 | 145.4979 | 168.2364 | 246.3924 | 253.6156 | 141.5984 | 151.5027 | 151.5027 | 151.5027 | 1.2104 | 3.5666 | -0.39377 | 27.9751 | 0 | 0 | 0 | 0 | 1.7524 | 208.6195 | 239.5857 | 320.1968 | 0.41784 | 0.42049 | 0.40026 | 0.38866 | 0.73222 | 87.7231 | 95.8972 | 124.4478
3 | 6 | 20 | 755.8242 | 765.9146 | 774.4636 | 899.1969 | 378.8299 | 100.3275 | 0 | 0 | 55.2844 | 103.8857 | 103.4985 | 110.1243 | 0 | 0 | 0 | 0 | 157.7189 | 181.7913 | 258.3543 | 263.5981 | 141.5984 | 151.5027 | 151.5027 | 151.5027 | 0.60013 | 9.6744 | 2.0282 | 19.181 | 0 | 0 | 0 | 0 | 21.7925 | 218.733 | 259.0799 | 354.7907 | 0.41669 | 0.42192 | 0.40093 | 0.38937 | 9.0807 | 92.2887 | 103.8721 | 138.1443
3 | 6 | 21 | 763.5471 | 774.7388 | 784.7348 | 912.7178 | 378.8299 | 100.3275 | 0 | 0 | 55.3689 | 106.0807 | 107.4186 | 111.7586 | 0 | 0 | 0 | 0 | 141.8716 | 166.9063 | 238.467 | 240.7584 | 141.5984 | 151.5027 | 151.5027 | 151.5027 | 0.19249 | 5.7133 | 6.3523 | 31.9483 | 0 | 0 | 0 | 0 | 45.6858 | 244.2083 | 280.9942 | 376.7499 | 0.40725 | 0.41222 | 0.39727 | 0.38658 | 18.6053 | 100.6682 | 111.6302 | 145.6424
3 | 6 | 22 | 710.2204 | 721.3225 | 731.4571 | 851.5681 | 378.8299 | 100.3275 | 0 | 0 | 53.355 | 114.0823 | 109.5172 | 113.4538 | 0 | 0 | 0 | 0 | 106.2822 | 133.3532 | 199.0245 | 201.2084 | 141.5984 | 151.5027 | 151.5027 | 151.5027 | 0.52055 | 3.3317 | 2.782 | 13.7845 | 0 | 0 | 0 | 0 | 29.6344 | 218.725 | 268.6307 | 371.6186 | 0.4092 | 0.40681 | 0.39436 | 0.38072 | 12.1264 | 88.9789 | 105.9377 | 141.4836
3 | 6 | 23 | 635.6874 | 645.8153 | 655.0466 | 762.6451 | 378.8299 | 100.3275 | 0 | 0 | 46.9244 | 104.1878 | 102.2913 | 112.4574 | 0 | 0 | 0 | 0 | 89.695 | 118.4547 | 184.4685 | 187.0115 | 0 | 0 | 0 | 0 | -0.096574 | 3.0874 | 6.6218 | 13.7252 | 0 | 0 | 0 | 0 | 120.3347 | 319.758 | 361.665 | 449.451 | 0.41443 | 0.40564 | 0.38939 | 0.37001 | 49.8699 | 129.7057 | 140.8285 | 166.3009
3 | 6 | 24 | 563.6746 | 570.6698 | 576.5002 | 668.9775 | 378.8299 | 100.3275 | 0 | 0 | 41.8679 | 96.5191 | 106.2689 | 105.3693 | 0 | 0 | 0 | 0 | 74.3712 | 104.6982 | 162.8617 | 164.1373 | 0 | 0 | 0 | 0 | -0.18067 | 3.2397 | 2.7159 | 4.1843 | 0 | 0 | 0 | 0 | 68.7862 | 265.8854 | 304.6537 | 395.2865 | 0.41271 | 0.40699 | 0.38318 | 0.36432 | 28.3886 | 108.2125 | 116.7376 | 144.0093
3 | 7 | 1 | 517.5261 | 521.2797 | 523.5867 | 604.8924 | 378.8299 | 100.3275 | 0 | 0 | 34.4152 | 106.9713 | 97.9834 | 101.0911 | 0 | 0 | 0 | 0 | 67.294 | 91.2204 | 148.7056 | 149.4159 | 0 | 0 | 0 | 0 | -0.37344 | 4.4025 | 11.8032 | 2.454 | 0 | 0 | 0 | 0 | 37.3605 | 218.358 | 265.0945 | 351.9315 | 0.41329 | 0.40425 | 0.37696 | 0.36409 | 15.4405 | 88.2709 | 99.929 | 128.1336
3 | 7 | 2 | 491.5738 | 492.6045 | 491.9322 | 565.8245 | 378.8299 | 100.3275 | 0 | 0 | 32.7216 | 98.5371 | 102.0377 | 79.0382 | 0 | 0 | 0 | 0 | 66.807 | 86.4687 | 138.4985 | 141.1543 | 0 | 0 | 0 | 0 | -0.32521 | 0.26075 | 6.8615 | -1.6685 | 0 | 0 | 0 | 0 | 13.5405 | 207.0104 | 244.5346 | 347.3005 | 0.41212 | 0.40593 | 0.37263 | 0.36396 | 5.5803 | 84.0318 | 91.12 | 126.4026
3 | 7 | 3 | 478.3433 | 476.8083 | 473.2962 | 541.8857 | 378.8299 | 100.3275 | 0 | 0 | 33.8004 | 88.3291 | 107.8763 | 77.5051 | 0 | 0 | 0 | 0 | 64.4143 | 83.8867 | 128.6924 | 135.4475 | 0 | 0 | 0 | 0 | -0.32543 | 1.2631 | 5.4003 | -0.54961 | 0 | 0 | 0 | 0 | 1.6241 | 203.0019 | 231.3273 | 329.4827 | 0.41162 | 0.4062 | 0.3735 | 0.36453 | 0.66851 | 82.4594 | 86.4009 | 120.1056
3 | 7 | 4 | 474.6966 | 471.1484 | 465.3722 | 530.7648 | 378.8299 | 100.3275 | 0 | 0 | 33.6253 | 86.9821 | 95.348 | 77.5691 | 0 | 0 | 0 | 0 | 66.1001 | 84.4314 | 130.377 | 143.7169 | 0 | 0 | 0 | 0 | -0.32502 | 0.60869 | 8.0684 | -0.70238 | 0 | 0 | 0 | 0 | -3.5337 | 198.7988 | 231.5788 | 310.1812 | 0.4116 | 0.40613 | 0.376 | 0.36469 | -1.4545 | 80.7386 | 87.0733 | 113.1201
3 | 7 | 5 | 487.1749 | 481.5026 | 473.2364 | 537.5522 | 378.8299 | 100.3275 | 0 | 0 | 39.2703 | 95.0455 | 91.2561 | 86.3172 | 0 | 0 | 0 | 0 | 64.0969 | 78.7443 | 130.9558 | 152.9465 | 0 | 0 | 0 | 0 | -0.24801 | 2.9303 | 13.2777 | -2.5611 | 0 | 0 | 0 | 0 | 5.2258 | 204.4549 | 237.7469 | 300.8496 | 0.41177 | 0.4071 | 0.37726 | 0.36626 | 2.1518 | 83.2336 | 89.6915 | 110.1879
3 | 7 | 6 | 531.2933 | 524.316 | 514.4612 | 583.7125 | 378.8299 | 100.3275 | 0 | 0 | 49.519 | 96.9858 | 95.5714 | 103.1246 | 0 | 0 | 0 | 0 | 66.2217 | 77.8855 | 140.1655 | 175.9084 | 0 | 0 | 0 | 0 | 0.30779 | 9.5225 | 13.9681 | 17.6592 | 0 | 0 | 0 | 0 | 36.4149 | 239.5946 | 264.7562 | 287.0203 | 0.41056 | 0.40853 | 0.38849 | 0.36647 | 14.9507 | 97.881 | 102.8541 | 105.1846
3 | 7 | 7 | 616.9858 | 609.5152 | 598.959 | 680.7092 | 378.8299 | 100.3275 | 0 | 0 | 50.9817 | 97.2754 | 96.0752 | 97.2237 | 0 | 0 | 0 | 0 | 85.0483 | 111.934 | 182.4659 | 226.011 | 0 | 0 | 0 | 0 | 0.44256 | 2.5049 | 2.3547 | 7.2279 | 0 | 0 | 0 | 0 | 101.6833 | 297.4734 | 318.0632 | 350.2467 | 0.41103 | 0.41035 | 0.39423 | 0.37873 | 41.7945 | 122.0676 | 125.3911 | 132.6493
3 | 7 | 8 | 681.3714 | 674.1795 | 663.8039 | 755.7256 | 378.8299 | 100.3275 | 0 | 0 | 46.6252 | 80.3501 | 78.4186 | 79.6189 | 0 | 0 | 0 | 0 | 136.3191 | 224.2298 | 307.2471 | 349.4494 | 0 | 0 | 0 | 0 | -0.3036 | -1.5126 | 1.7883 | 9.1156 | 0 | 0 | 0 | 0 | 119.9008 | 270.7848 | 276.35 | 317.5418 | 0.409 | 0.28561 | 0.40476 | 0.39541 | 49.0397 | 77.3394 | 111.8559 | 125.559
3 | 7 | 9 | 696.1501 | 688.9583 | 678.3885 | 772.0964 | 378.8299 | 100.3275 | 0 | 0 | 40.8611 | 73.0701 | 67.8055 | 71.7572 | 0 | 0 | 0 | 0 | 187.8558 | 362.7762 | 455.2661 | 501.9516 | 0 | 0 | 0 | 0 | -0.1606 | -3.8235 | -6.004 | -16.7141 | 0 | 0 | 0 | 0 | 88.7639 | 156.6081 | 161.3209 | 215.1017 | 0.40919 | 0.27247 | 0.26264 | 0.26837 | 36.3215 | 42.6718 | 42.37 | 57.7264
3 | 7 | 10 | 710.855 | 703.7295 | 693.1845 | 789.1613 | 378.8299 | 100.3275 | 0 | 0 | 38.262 | 63.821 | 63.2833 | 68.3482 | 0 | 0 | 0 | 0 | 259.9597 | 537.1628 | 651.5529 | 708.8017 | 0 | 0 | 0 | 0 | -0.30422 | -10.3258 | -17.41 | -36.2085 | 0 | 0 | 0 | 0 | 34.1076 | 12.7441 | -4.2418 | 48.2199 | 0.40293 | 0.26868 | 0.26582 | 0.087318 | 13.7428 | 3.424 | -1.1275 | 4.2104
3 | 7 | 11 | 723.9455 | 717.7053 | 708.179 | 807.4429 | 378.8299 | 100.3275 | 0 | 0 | 36.3487 | 64.3427 | 61.7851 | 63.7111 | 0 | 0 | 0 | 0 | 285.2769 | 586.6829 | 706.3181 | 779.4189 | 0 | 0 | 0 | 0 | -0.30097 | -9.694 | -17.5836 | -37.2643 | 0 | 0 | 0 | 0 | 23.791 | -23.9538 | -42.3406 | 1.5772 | 0.39688 | 0.26972 | 0.26885 | 0 | 9.4421 | -6.4608 | -11.3835 | 0
3 | 7 | 12 | 725.4472 | 719.9225 | 711.1868 | 811.579 | 378.8299 | 100.3275 | 0 | 0 | 33.7046 | 62.5938 | 61.1838 | 61.7032 | 0 | 0 | 0 | 0 | 283.7504 | 586.3683 | 713.1667 | 800.4809 | 0 | 0 | 0 | 0 | -0.42907 | -11.704 | -22.4749 | -45.4086 | 0 | 0 | 0 | 0 | 29.5915 | -17.663 | -40.6889 | -5.1964 | 0.3979 | 0.26972 | 0.26972 | 0 | 11.7743 | -4.7641 | -10.9745 | 0
3 | 7 | 13 | 720.6423 | 716.4692 | 709.2019 | 810.4456 | 378.8299 | 100.3275 | 0 | 0 | 33.1204 | 63.1799 | 61.77 | 61.0005 | 0 | 0 | 0 | 0 | 304.6431 | 596.1192 | 721.5042 | 814.1389 | 0 | 0 | 0 | 0 | -0.25275 | -11.9536 | -22.7392 | -48.6738 | 0 | 0 | 0 | 0 | 4.3017 | -31.2037 | -51.3332 | -16.0199 | 0.39853 | 0.26972 | 0.26972 | 0 | 1.7143 | -8.4162 | -13.8455 | 0
3 | 7 | 14 | 718.0355 | 714.6086 | 708.1363 | 809.8133 | 378.8299 | 100.3275 | 0 | 0 | 36.4512 | 62.4698 | 60.973 | 60.1615 | 0 | 0 | 0 | 0 | 371.1342 | 665.4307 | 814.9319 | 910.2755 | 0 | 0 | 0 | 0 | -0.37833 | -11.956 | -22.2133 | -31.5925 | 0 | 0 | 0 | 0 | -68.0015 | -101.6635 | -145.5553 | -129.0312 | 0.39819 | 0.26972 | 0.26972 | 0 | -27.0773 | -27.4206 | -39.259 | 0
3 | 7 | 15 | 706.8946 | 704.3761 | 698.9222 | 800.0091 | 378.8299 | 100.3275 | 0 | 0 | 38.356 | 64.9825 | 63.3059 | 66.7581 | 0 | 0 | 0 | 0 | 440.6588 | 719.2356 | 870.2455 | 979.9553 | 0 | 0 | 0 | 0 | -0.34564 | -7.9899 | -12.5677 | -19.4683 | 0 | 0 | 0 | 0 | -150.6044 | -172.1795 | -222.0615 | -227.236 | 0.40065 | 0.26972 | 0.26972 | 0 | -60.3394 | -46.4402 | -59.8942 | 0
3 | 7 | 16 | 702.8149 | 703.112 | 700.8065 | 804.8644 | 378.8299 | 100.3275 | 0 | 0 | 39.9131 | 68.0609 | 65.837 | 74.8755 | 0 | 0 | 0 | 0 | 554.2762 | 849.2452 | 998.6234 | 1120.5716 | 0 | 0 | 0 | 0 | -0.25795 | -2.0904 | -3.4243 | -2.5063 | 0 | 0 | 0 | 0 | -269.9464 | -312.4311 | -360.2297 | -388.0764 | 0.40929 | 0.26149 | 0.26306 | 0.18532 | -110.4869 | -81.6963 | -94.7622 | -71.918
3 | 7 | 17 | 693.7417 | 697.3394 | 698.8024 | 805.8805 | 378.8299 | 100.3275 | 0 | 0 | 44.8827 | 71.4134 | 72.0682 | 78.5077 | 0 | 0 | 0 | 0 | 650.1274 | 900.7309 | 1058.7879 | 1155.1046 | 141.5984 | 151.5027 | 151.5027 | 151.5027 | -0.25811 | -0.333 | 0.7658 | 1.7562 | 0 | 0 | 0 | 0 | -521.4386 | -526.3021 | -584.3222 | -580.9907 | 0.40752 | 0.28291 | 0.38057 | 0.3842 | -212.4948 | -148.897 | -222.3769 | -223.2159
3 | 7 | 18 | 698.2524 | 704.4769 | 708.7268 | 819.4628 | 378.8299 | 100.3275 | 0 | 0 | 51.7915 | 91.1797 | 86.8851 | 95.869 | 0 | 0 | 0 | 0 | 628.6849 | 753.3949 | 905.5943 | 1008.2064 | 141.5984 | 151.5027 | 151.5027 | 151.5027 | 0.52928 | -0.43472 | -0.0055376 | 12.8365 | 0 | 0 | 0 | 0 | -503.1815 | -391.4932 | -435.2498 | -448.9517 | 0.40644 | 0.41154 | 0.3922 | 0.38465 | -204.5142 | -161.115 | -170.7067 | -172.6891
3 | 7 | 19 | 712.5014 | 720.7233 | 727.0899 | 842.3046 | 378.8299 | 100.3275 | 0 | 0 | 54.1227 | 99.2796 | 101.1656 | 102.2798 | 0 | 0 | 0 | 0 | 619.7272 | 682.4099 | 824.8436 | 920.9371 | 141.5984 | 151.5027 | 151.5027 | 151.5027 | 1.2104 | 3.5666 | -0.39377 | 27.9751 | 0 | 0 | 0 | 0 | -482.9872 | -316.363 | -350.0284 | -360.3901 | 0.41784 | 0.42049 | 0.40026 | 0.38866 | -201.8132 | -133.0285 | -140.1033 | -140.0693
3 | 7 | 20 | 741.5842 | 751.2719 | 759.3437 | 881.2312 | 378.8299 | 100.3275 | 0 | 0 | 55.2844 | 103.8857 | 103.4985 | 110.1243 | 0 | 0 | 0 | 0 | 572.7562 | 636.7172 | 766.727 | 869.3598 | 141.5984 | 151.5027 | 151.5027 | 151.5027 | 0.60013 | 9.6744 | 2.0282 | 19.181 | 0 | 0 | 0 | 0 | -407.4848 | -250.8356 | -264.4127 | -268.9366 | 0.41669 | 0.42192 | 0.40093 | 0.38937 | -169.7946 | -105.8336 | -106.0101 | -104.7154
3 | 7 | 21 | 751.497 | 762.3492 | 771.943 | 897.5198 | 378.8299 | 100.3275 | 0 | 0 | 55.3689 | 106.0807 | 107.4186 | 111.7586 | 0 | 0 | 0 | 0 | 530.6802 | 594.2939 | 703.7889 | 811.9048 | 141.5984 | 151.5027 | 151.5027 | 151.5027 | 0.19249 | 5.7133 | 6.3523 | 31.9483 | 0 | 0 | 0 | 0 | -355.1729 | -195.5689 | -197.1195 | -209.5946 | 0.40725 | 0.41222 | 0.39727 | 0.38658 | -144.6425 | -80.6179 | -78.3094 | -81.0242
3 | 7 | 22 | 703.0295 | 713.9307 | 723.8275 | 842.505 | 378.8299 | 100.3275 | 0 | 0 | 53.355 | 114.0823 | 109.5172 | 113.4538 | 0 | 0 | 0 | 0 | 468.3878 | 536.0249 | 628.9248 | 744.1615 | 141.5984 | 151.5027 | 151.5027 | 151.5027 | 0.52055 | 3.3317 | 2.782 | 13.7845 | 0 | 0 | 0 | 0 | -339.6622 | -191.3385 | -168.8992 | -180.3976 | 0.4092 | 0.40681 | 0.39436 | 0.38072 | -138.9905 | -77.8379 | -66.6074 | -68.6814
3 | 7 | 23 | 635.9008 | 646.0295 | 655.2614 | 762.8948 | 378.8299 | 100.3275 | 0 | 0 | 46.9244 | 104.1878 | 102.2913 | 112.4574 | 0 | 0 | 0 | 0 | 421.3993 | 495.9955 | 578.3547 | 703.3717 | 0 | 0 | 0 | 0 | -0.096574 | 3.0874 | 6.6218 | 13.7252 | 0 | 0 | 0 | 0 | -211.1563 | -57.5687 | -32.0064 | -66.6594 | 0.41443 | 0.40564 | 0.38939 | 0.37001 | -87.5088 | -23.352 | -12.4629 | -24.6646
3 | 7 | 24 | 565.5179 | 572.5632 | 578.4528 | 671.2956 | 378.8299 | 100.3275 | 0 | 0 | 41.8679 | 96.5191 | 106.2689 | 105.3693 | 0 | 0 | 0 | 0 | 452.4537 | 524.4502 | 602.6747 | 728.9938 | 0 | 0 | 0 | 0 | -0.18067 | 3.2397 | 2.7159 | 4.1843 | 0 | 0 | 0 | 0 | -307.453 | -151.9732 | -133.2068 | -167.2519 | 0.41271 | 0.40699 | 0.38318 | 0.36432 | -126.8883 | -61.8515 | -51.0424 | -60.9326
3 | 8 | 1 | 520.1486 | 523.9697 | 526.3563 | 608.1765 | 378.8299 | 100.3275 | 0 | 0 | 34.4152 | 106.9713 | 97.9834 | 101.0911 | 0 | 0 | 0 | 0 | 456.0754 | 524.6956 | 595.37 | 721.2415 | 0 | 0 | 0 | 0 | -0.37344 | 4.4025 | 11.8032 | 2.454 | 0 | 0 | 0 | 0 | -348.7985 | -212.4272 | -178.8002 | -216.61 | 0.41329 | 0.40425 | 0.37696 | 0.36409 | -144.1532 | -85.8734 | -67.3998 | -78.8648
3 | 8 | 2 | 495.3517 | 496.4829 | 495.9295 | 570.5677 | 378.8299 | 100.3275 | 0 | 0 | 32.7216 | 98.5371 | 102.0377 | 79.0382 | 0 | 0 | 0 | 0 | 407.8159 | 483.0938 | 546.706 | 667.3228 | 0 | 0 | 0 | 0 | -0.32521 | 0.26075 | 6.8615 | -1.6685 | 0 | 0 | 0 | 0 | -323.6905 | -185.7363 | -159.6756 | -174.1248 | 0.41212 | 0.40593 | 0.37263 | 0.36396 | -133.3994 | -75.396 | -59.4994 | -63.374
3 | 8 | 3 | 479.6402 | 478.1359 | 474.66 | 543.5 | 378.8299 | 100.3275 | 0 | 0 | 33.8004 | 88.3291 | 107.8763 | 77.5051 | 0 | 0 | 0 | 0 | 326.5164 | 410.1643 | 465.8469 | 579.3528 | 0 | 0 | 0 | 0 | -0.32543 | 1.2631 | 5.4003 | -0.54961 | 0 | 0 | 0 | 0 | -259.181 | -121.948 | -104.4634 | -112.8083 | 0.41162 | 0.4062 | 0.3735 | 0.36453 | -106.6834 | -49.5353 | -39.0172 | -41.1217
3 | 8 | 4 | 478.0937 | 474.6385 | 468.9724 | 535.0394 | 378.8299 | 100.3275 | 0 | 0 | 33.6253 | 86.9821 | 95.348 | 77.5691 | 0 | 0 | 0 | 0 | 289.6603 | 373.0669 | 419.9314 | 532.6396 | 0 | 0 | 0 | 0 | -0.32502 | 0.60869 | 8.0684 | -0.70238 | 0 | 0 | 0 | 0 | -223.6969 | -86.3466 | -54.3755 | -74.4669 | 0.4116 | 0.40613 | 0.376 | 0.36469 | -92.0732 | -35.0682 | -20.4451 | -27.1574
3 | 8 | 5 | 489.6166 | 484.0105 | 475.8227 | 540.6225 | 378.8299 | 100.3275 | 0 | 0 | 39.2703 | 95.0455 | 91.2561 | 86.3172 | 0 | 0 | 0 | 0 | 321.0522 | 398.3611 | 436.2114 | 553.4783 | 0 | 0 | 0 | 0 | -0.24801 | 2.9303 | 13.2777 | -2.5611 | 0 | 0 | 0 | 0 | -249.2878 | -112.6539 | -64.9225 | -96.612 | 0.41177 | 0.4071 | 0.37726 | 0.36626 | -102.6493 | -45.8614 | -24.4924 | -35.3847
3 | 8 | 6 | 536.2504 | 529.4111 | 519.7197 | 589.9586 | 378.8299 | 100.3275 | 0 | 0 | 49.519 | 96.9858 | 95.5714 | 103.1246 | 0 | 0 | 0 | 0 | 362.7945 | 430.6725 | 464.0696 | 591.7728 | 0 | 0 | 0 | 0 | 0.30779 | 9.5225 | 13.9681 | 17.6592 | 0 | 0 | 0 | 0 | -255.2008 | -108.0972 | -53.8895 | -122.598 | 0.41056 | 0.40853 | 0.38849 | 0.36647 | -104.7765 | -44.1607 | -20.9353 | -44.9286
3 | 8 | 7 | 625.2913 | 618.0571 | 607.7811 | 691.1932 | 378.8299 | 100.3275 | 0 | 0 | 50.9817 | 97.2754 | 96.0752 | 97.2237 | 0 | 0 | 0 | 0 | 373.7714 | 491.9853 | 530.3825 | 669.8814 | 0 | 0 | 0 | 0 | 0.44256 | 2.5049 | 2.3547 | 7.2279 | 0 | 0 | 0 | 0 | -178.7342 | -74.0359 | -21.0314 | -83.1397 | 0.41103 | 0.41035 | 0.39423 | 0.37873 | -73.4644 | -30.3805 | -8.2913 | -31.4876
3 | 8 | 8 | 689.1717 | 682.1997 | 672.0846 | 765.5643 | 378.8299 | 100.3275 | 0 | 0 | 46.6252 | 80.3501 | 78.4186 | 79.6189 | 0 | 0 | 0 | 0 | 412.2729 | 695.961 | 757.7377 | 891.4514 | 0 | 0 | 0 | 0 | -0.3036 | -1.5126 | 1.7883 | 9.1156 | 0 | 0 | 0 | 0 | -148.2527 | -192.9262 | -165.8599 | -214.6216 | 0.409 | 0.28561 | 0.40476 | 0.39541 | -60.6357 | -55.1021 | -67.1338 | -84.8634
3 | 8 | 9 | 700.9593 | 693.8962 | 683.4785 | 778.1369 | 378.8299 | 100.3275 | 0 | 0 | 40.8611 | 73.0701 | 67.8055 | 71.7572 | 0 | 0 | 0 | 0 | 432.0848 | 830.6206 | 917.4588 | 1056.3233 | 0 | 0 | 0 | 0 | -0.1606 | -3.8235 | -6.004 | -16.7141 | 0 | 0 | 0 | 0 | -150.6559 | -306.2985 | -295.7819 | -333.2294 | 0.40919 | 0.27247 | 0.26264 | 0.26837 | -61.6472 | -83.4587 | -77.6853 | -89.4281
3 | 8 | 10 | 720.1411 | 713.2698 | 703.0253 | 800.8456 | 378.8299 | 100.3275 | 0 | 0 | 38.262 | 63.821 | 63.2833 | 68.3482 | 0 | 0 | 0 | 0 | 482.7461 | 963.965 | 1074.3829 | 1222.004 | 0 | 0 | 0 | 0 | -0.30422 | -10.3258 | -17.41 | -36.2085 | 0 | 0 | 0 | 0 | -179.3928 | -404.5179 | -417.2309 | -453.298 | 0.40293 | 0.26868 | 0.26582 | 0.087318 | -72.2821 | -108.6842 | -110.9076 | -39.5809
3 | 8 | 11 | 732.558 | 726.5532 | 717.3053 | 818.2785 | 378.8299 | 100.3275 | 0 | 0 | 36.3487 | 64.3427 | 61.7851 | 63.7111 | 0 | 0 | 0 | 0 | 530.3528 | 1044.2262 | 1171.7045 | 1331.5292 | 0 | 0 | 0 | 0 | -0.30097 | -9.694 | -17.5836 | -37.2643 | 0 | 0 | 0 | 0 | -212.6725 | -472.6492 | -498.6006 | -539.6975 | 0.39688 | 0.26972 | 0.26885 | 0 | -84.405 | -127.4827 | -134.0513 | 0
3 | 8 | 12 | 735.012 | 729.7469 | 721.3182 | 823.6063 | 378.8299 | 100.3275 | 0 | 0 | 33.7046 | 62.5938 | 61.1838 | 61.7032 | 0 | 0 | 0 | 0 | 542.8063 | 1079.3284 | 1217.4403 | 1390.5076 | 0 | 0 | 0 | 0 | -0.42907 | -11.704 | -22.4749 | -45.4086 | 0 | 0 | 0 | 0 | -219.8997 | -500.7987 | -534.831 | -583.196 | 0.3979 | 0.26972 | 0.26972 | 0 | -87.4973 | -135.0752 | -144.254 | 0
3 | 8 | 13 | 731.7749 | 727.9007 | 720.9865 | 824.4319 | 378.8299 | 100.3275 | 0 | 0 | 33.1204 | 63.1799 | 61.77 | 61.0005 | 0 | 0 | 0 | 0 | 517.8325 | 1062.0484 | 1207.7267 | 1385.1446 | 0 | 0 | 0 | 0 | -0.25275 | -11.9536 | -22.7392 | -48.6738 | 0 | 0 | 0 | 0 | -197.7552 | -485.7014 | -525.7711 | -573.0394 | 0.39853 | 0.26972 | 0.26972 | 0 | -78.8108 | -131.0032 | -141.8103 | 0
3 | 8 | 14 | 726.3042 | 723.0954 | 716.8805 | 820.1873 | 378.8299 | 100.3275 | 0 | 0 | 36.4512 | 62.4698 | 60.973 | 60.1615 | 0 | 0 | 0 | 0 | 486.4549 | 1030.0746 | 1189.4162 | 1365.6537 | 0 | 0 | 0 | 0 | -0.37833 | -11.956 | -22.2133 | -31.5925 | 0 | 0 | 0 | 0 | -175.0535 | -457.8206 | -511.2954 | -574.0355 | 0.39819 | 0.26972 | 0.26972 | 0 | -69.7039 | -123.4832 | -137.906 | 0
3 | 8 | 15 | 714.6537 | 712.335 | 707.1168 | 809.726 | 378.8299 | 100.3275 | 0 | 0 | 38.356 | 64.9825 | 63.3059 | 66.7581 | 0 | 0 | 0 | 0 | 449.1572 | 978.5943 | 1145.3407 | 1317.89 | 0 | 0 | 0 | 0 | -0.34564 | -7.9899 | -12.5677 | -19.4683 | 0 | 0 | 0 | 0 | -151.3437 | -423.5792 | -488.9621 | -555.4537 | 0.40065 | 0.26972 | 0.26972 | 0 | -60.6356 | -114.2476 | -131.8823 | 0
3 | 8 | 16 | 704.7323 | 705.0742 | 702.8213 | 807.2489 | 378.8299 | 100.3275 | 0 | 0 | 39.9131 | 68.0609 | 65.837 | 74.8755 | 0 | 0 | 0 | 0 | 394.6402 | 865.8018 | 1019.1866 | 1182.5109 | 0 | 0 | 0 | 0 | -0.25795 | -2.0904 | -3.4243 | -2.5063 | 0 | 0 | 0 | 0 | -108.393 | -327.0255 | -378.778 | -447.6312 | 0.40929 | 0.26149 | 0.26306 | 0.18532 | -44.3644 | -85.5125 | -99.6415 | -82.9547
3 | 8 | 17 | 700.5885 | 704.3654 | 706.0401 | 814.4656 | 378.8299 | 100.3275 | 0 | 0 | 44.8827 | 71.4134 | 72.0682 | 78.5077 | 0 | 0 | 0 | 0 | 313.1 | 647.0247 | 776.6165 | 925.2126 | 141.5984 | 151.5027 | 151.5027 | 151.5027 | -0.25811 | -0.333 | 0.7658 | 1.7562 | 0 | 0 | 0 | 0 | -177.5644 | -265.5699 | -294.9132 | -342.5136 | 0.40752 | 0.28291 | 0.38057 | 0.3842 | -72.3604 | -75.1328 | -112.2358 | -131.5933
3 | 8 | 18 | 702.3531 | 708.6784 | 713.0469 | 824.5805 | 378.8299 | 100.3275 | 0 | 0 | 51.7915 | 91.1797 | 86.8851 | 95.869 | 0 | 0 | 0 | 0 | 226.5558 | 386.6172 | 491.8105 | 630.4018 | 141.5984 | 151.5027 | 151.5027 | 151.5027 | 0.52928 | -0.43472 | -0.0055376 | 12.8365 | 0 | 0 | 0 | 0 | -96.9518 | -20.5139 | -17.1459 | -66.0295 | 0.40644 | 0.41154 | 0.3922 | 0.38465 | -39.4053 | -8.4423 | -6.7247 | -25.3982
3 | 8 | 19 | 718.827 | 727.2188 | 733.7861 | 850.2519 | 378.8299 | 100.3275 | 0 | 0 | 54.1227 | 99.2796 | 101.1656 | 102.2798 | 0 | 0 | 0 | 0 | 184.0155 | 249.3082 | 327.3024 | 459.684 | 141.5984 | 151.5027 | 151.5027 | 151.5027 | 1.2104 | 3.5666 | -0.39377 | 27.9751 | 0 | 0 | 0 | 0 | -40.95 | 123.2342 | 154.2091 | 108.8103 | 0.41784 | 0.42049 | 0.40026 | 0.38866 | -17.1107 | 51.8191 | 61.7241 | 42.2902
3 | 8 | 20 | 753.5893 | 763.6094 | 772.0746 | 896.3509 | 378.8299 | 100.3275 | 0 | 0 | 55.2844 | 103.8857 | 103.4985 | 110.1243 | 0 | 0 | 0 | 0 | 162.6077 | 227.3783 | 309.7185 | 428.6862 | 141.5984 | 151.5027 | 151.5027 | 151.5027 | 0.60013 | 9.6744 | 2.0282 | 19.181 | 0 | 0 | 0 | 0 | 14.6688 | 170.8409 | 205.3267 | 186.8567 | 0.41669 | 0.42192 | 0.40093 | 0.38937 | 6.1123 | 72.0819 | 82.321 | 72.7561
3 | 8 | 21 | 756.3212 | 767.3036 | 777.0511 | 903.5827 | 378.8299 | 100.3275 | 0 | 0 | 55.3689 | 106.0807 | 107.4186 | 111.7586 | 0 | 0 | 0 | 0 | 153.6392 | 215.2925 | 295.623 | 394.7891 | 141.5984 | 151.5027 | 151.5027 | 151.5027 | 0.19249 | 5.7133 | 6.3523 | 31.9483 | 0 | 0 | 0 | 0 | 26.6924 | 188.3869 | 216.1545 | 213.584 | 0.40725 | 0.41222 | 0.39727 | 0.38658 | 10.8703 | 77.6573 | 85.8714 | 82.5664
3 | 8 | 22 | 707.0721 | 718.0844 | 728.1127 | 847.5935 | 378.8299 | 100.3275 | 0 | 0 | 53.355 | 114.0823 | 109.5172 | 113.4538 | 0 | 0 | 0 | 0 | 184.0197 | 240.8614 | 318.4186 | 397.5416 | 141.5984 | 151.5027 | 151.5027 | 151.5027 | 0.52055 | 3.3317 | 2.782 | 13.7845 | 0 | 0 | 0 | 0 | -51.2514 | 107.9788 | 145.8922 | 171.3108 | 0.4092 | 0.40681 | 0.39436 | 0.38072 | -20.9722 | 43.9265 | 57.5343 | 65.2219
3 | 8 | 23 | 638.2305 | 648.4238 | 657.7323 | 765.8296 | 378.8299 | 100.3275 | 0 | 0 | 46.9244 | 104.1878 | 102.2913 | 112.4574 | 0 | 0 | 0 | 0 | 184.9732 | 237.7329 | 320.6542 | 391.7034 | 0 | 0 | 0 | 0 | -0.096574 | 3.0874 | 6.6218 | 13.7252 | 0 | 0 | 0 | 0 | 27.5995 | 203.0883 | 228.165 | 247.9436 | 0.41443 | 0.40564 | 0.38939 | 0.37001 | 11.438 | 82.3801 | 88.845 | 91.7413
3 | 8 | 24 | 570.7915 | 577.9783 | 584.035 | 677.9206 | 378.8299 | 100.3275 | 0 | 0 | 41.8679 | 96.5191 | 106.2689 | 105.3693 | 0 | 0 | 0 | 0 | 159.2676 | 204.726 | 286.8581 | 357.8004 | 0 | 0 | 0 | 0 | -0.18067 | 3.2397 | 2.7159 | 4.1843 | 0 | 0 | 0 | 0 | -8.9932 | 173.1661 | 188.1921 | 210.5666 | 0.41271 | 0.40699 | 0.38318 | 0.36432 | -3.7116 | 70.4768 | 72.1117 | 76.7128
3 | 9 | 1 | 523.3095 | 527.2214 | 529.7157 | 612.1696 | 378.8299 | 100.3275 | 0 | 0 | 34.4152 | 106.9713 | 97.9834 | 101.0911 | 0 | 0 | 0 | 0 | 132.9828 | 171.6528 | 251.4224 | 323.5089 | 0 | 0 | 0 | 0 | -0.37344 | 4.4025 | 11.8032 | 2.454 | 0 | 0 | 0 | 0 | -22.5449 | 143.8674 | 168.5067 | 185.1156 | 0.41329 | 0.40425 | 0.37696 | 0.36409 | -9.3175 | 58.1582 | 63.5196 | 67.3982
3 | 9 | 2 | 497.1944 | 498.3798 | 497.8909 | 572.9004 | 378.8299 | 100.3275 | 0 | 0 | 32.7216 | 98.5371 | 102.0377 | 79.0382 | 0 | 0 | 0 | 0 | 121.5895 | 156.1033 | 242.8825 | 320.1769 | 0 | 0 | 0 | 0 | -0.32521 | 0.26075 | 6.8615 | -1.6685 | 0 | 0 | 0 | 0 | -35.6214 | 143.1512 | 146.1091 | 175.3538 | 0.41212 | 0.40593 | 0.37263 | 0.36396 | -14.6803 | 58.1094 | 54.4441 | 63.8213
3 | 9 | 3 | 481.736 | 480.293 | 476.8899 | 546.1519 | 378.8299 | 100.3275 | 0 | 0 | 33.8004 | 88.3291 | 107.8763 | 77.5051 | 0 | 0 | 0 | 0 | 112.0338 | 146.3133 | 236.1134 | 325.5614 | 0 | 0 | 0 | 0 | -0.32543 | 1.2631 | 5.4003 | -0.54961 | 0 | 0 | 0 | 0 | -42.6027 | 144.0601 | 127.5 | 143.6349 | 0.41162 | 0.4062 | 0.3735 | 0.36453 | -17.536 | 58.5172 | 47.6214 | 52.3589
3 | 9 | 4 | 479.7852 | 476.3784 | 470.7694 | 537.1751 | 378.8299 | 100.3275 | 0 | 0 | 33.6253 | 86.9821 | 95.348 | 77.5691 | 0 | 0 | 0 | 0 | 112.8284 | 146.8112 | 232.585 | 335.7912 | 0 | 0 | 0 | 0 | -0.32502 | 0.60869 | 8.0684 | -0.70238 | 0 | 0 | 0 | 0 | -45.1734 | 141.6489 | 134.768 | 124.5172 | 0.4116 | 0.40613 | 0.376 | 0.36469 | -18.5933 | 57.5282 | 50.6726 | 45.4102
3 | 9 | 5 | 491.8471 | 486.3085 | 478.2008 | 543.4526 | 378.8299 | 100.3275 | 0 | 0 | 39.2703 | 95.0455 | 91.2561 | 86.3172 | 0 | 0 | 0 | 0 | 126.4601 | 160.0346 | 236.1347 | 341.1872 | 0 | 0 | 0 | 0 | -0.24801 | 2.9303 | 13.2777 | -2.5611 | 0 | 0 | 0 | 0 | -52.4651 | 127.9706 | 137.5324 | 118.5093 | 0.41177 | 0.4071 | 0.37726 | 0.36626 | -21.6036 | 52.0969 | 51.885 | 43.4047
3 | 9 | 6 | 534.7592 | 527.8774 | 518.1358 | 588.0763 | 378.8299 | 100.3275 | 0 | 0 | 49.519 | 96.9858 | 95.5714 | 103.1246 | 0 | 0 | 0 | 0 | 113.9538 | 147.3052 | 213.5485 | 317.6898 | 0 | 0 | 0 | 0 | 0.30779 | 9.5225 | 13.9681 | 17.6592 | 0 | 0 | 0 | 0 | -7.8513 | 173.7364 | 195.0478 | 149.6027 | 0.41056 | 0.40853 | 0.38849 | 0.36647 | -3.2235 | 70.9761 | 75.7734 | 54.825
3 | 9 | 7 | 619.215 | 611.8113 | 601.3347 | 683.536 | 378.8299 | 100.3275 | 0 | 0 | 50.9817 | 97.2754 | 96.0752 | 97.2237 | 0 | 0 | 0 | 0 | 117.5964 | 194.3474 | 254.7756 | 361.0391 | 0 | 0 | 0 | 0 | 0.44256 | 2.5049 | 2.3547 | 7.2279 | 0 | 0 | 0 | 0 | 71.3644 | 217.3562 | 248.1292 | 218.0454 | 0.41103 | 0.41035 | 0.39423 | 0.37873 | 29.3326 | 89.1917 | 97.8208 | 82.5806
3 | 9 | 8 | 685.6041 | 678.5471 | 668.3322 | 761.1218 | 378.8299 | 100.3275 | 0 | 0 | 46.6252 | 80.3501 | 78.4186 | 79.6189 | 0 | 0 | 0 | 0 | 159.8097 | 359.2842 | 425.6344 | 540.6393 | 0 | 0 | 0 | 0 | -0.3036 | -1.5126 | 1.7883 | 9.1156 | 0 | 0 | 0 | 0 | 100.6429 | 140.098 | 162.4909 | 131.7481 | 0.409 | 0.28561 | 0.40476 | 0.39541 | 41.1632 | 40.0137 | 65.7701 | 52.0944
3 | 9 | 9 | 700.2588 | 693.1869 | 682.7593 | 777.2935 | 378.8299 | 100.3275 | 0 | 0 | 40.8611 | 73.0701 | 67.8055 | 71.7572 | 0 | 0 | 0 | 0 | 213.8342 | 499.8851 | 555.053 | 685.0104 | 0 | 0 | 0 | 0 | -0.1606 | -3.8235 | -6.004 | -16.7141 | 0 | 0 | 0 | 0 | 66.8942 | 23.7277 | 65.9048 | 37.24 | 0.40919 | 0.27247 | 0.26264 | 0.26837 | 27.3726 | 6.4652 | 17.3095 | 9.994
3 | 9 | 10 | 717.3496 | 710.4039 | 700.0716 | 797.3406 | 378.8299 | 100.3275 | 0 | 0 | 38.262 | 63.821 | 63.2833 | 68.3482 | 0 | 0 | 0 | 0 | 260.6286 | 589.7881 | 649.5792 | 790.0274 | 0 | 0 | 0 | 0 | -0.30422 | -10.3258 | -17.41 | -36.2085 | 0 | 0 | 0 | 0 | 39.9333 | -33.2069 | 4.619 | -24.8264 | 0.40293 | 0.26868 | 0.26582 | 0.087318 | 16.0902 | -8.9219 | 1.2278 | -2.1678
3 | 9 | 11 | 731.0923 | 725.0461 | 715.7492 | 816.4295 | 378.8299 | 100.3275 | 0 | 0 | 36.3487 | 64.3427 | 61.7851 | 63.7111 | 0 | 0 | 0 | 0 | 292.6395 | 674.2658 | 756.4106 | 901.3832 | 0 | 0 | 0 | 0 | -0.30097 | -9.694 | -17.5836 | -37.2643 | 0 | 0 | 0 | 0 | 23.5751 | -104.1959 | -84.8629 | -111.4005 | 0.39688 | 0.26972 | 0.26885 | 0 | 9.3564 | -28.1037 | -22.8158 | 0
3 | 9 | 12 | 727.7614 | 722.2925 | 713.6224 | 814.4633 | 378.8299 | 100.3275 | 0 | 0 | 33.7046 | 62.5938 | 61.1838 | 61.7032 | 0 | 0 | 0 | 0 | 321.9038 | 739.2126 | 839.2364 | 981.4809 | 0 | 0 | 0 | 0 | -0.42907 | -11.704 | -22.4749 | -45.4086 | 0 | 0 | 0 | 0 | -6.2478 | -168.1373 | -164.3229 | -183.3122 | 0.3979 | 0.26972 | 0.26972 | 0 | -2.486 | -45.3499 | -44.321 | 0
3 | 9 | 13 | 723.3509 | 719.2322 | 712.0278 | 813.7806 | 378.8299 | 100.3275 | 0 | 0 | 33.1204 | 63.1799 | 61.77 | 61.0005 | 0 | 0 | 0 | 0 | 336.3763 | 772.8445 | 876.7316 | 1015.1768 | 0 | 0 | 0 | 0 | -0.25275 | -11.9536 | -22.7392 | -48.6738 | 0 | 0 | 0 | 0 | -24.7229 | -205.1661 | -203.7347 | -213.7229 | 0.39853 | 0.26972 | 0.26972 | 0 | -9.8528 | -55.3373 | -54.9511 | 0
3 | 9 | 14 | 716.1769 | 712.6731 | 706.1084 | 807.3789 | 378.8299 | 100.3275 | 0 | 0 | 36.4512 | 62.4698 | 60.973 | 60.1615 | 0 | 0 | 0 | 0 | 350.6357 | 790.1551 | 906.7558 | 1042.2861 | 0 | 0 | 0 | 0 | -0.37833 | -11.956 | -22.2133 | -31.5925 | 0 | 0 | 0 | 0 | -49.3616 | -228.3233 | -239.4071 | -263.4763 | 0.39819 | 0.26972 | 0.26972 | 0 | -19.6551 | -61.5832 | -64.5726 | 0
3 | 9 | 15 | 706.6579 | 704.1047 | 698.6082 | 799.6075 | 378.8299 | 100.3275 | 0 | 0 | 38.356 | 64.9825 | 63.3059 | 66.7581 | 0 | 0 | 0 | 0 | 358.3011 | 746.3558 | 840.0295 | 969.8029 | 0 | 0 | 0 | 0 | -0.34564 | -7.9899 | -12.5677 | -19.4683 | 0 | 0 | 0 | 0 | -68.4835 | -199.5711 | -192.1595 | -217.4852 | 0.40065 | 0.26972 | 0.26972 | 0 | -27.4378 | -53.8282 | -51.829 | 0
3 | 9 | 16 | 695.9879 | 696.0737 | 693.5168 | 796.1841 | 378.8299 | 100.3275 | 0 | 0 | 39.9131 | 68.0609 | 65.837 | 74.8755 | 0 | 0 | 0 | 0 | 340.1355 | 696.865 | 767.7677 | 888.3141 | 0 | 0 | 0 | 0 | -0.25795 | -2.0904 | -3.4243 | -2.5063 | 0 | 0 | 0 | 0 | -62.6327 | -167.0892 | -136.6636 | -164.4991 | 0.40929 | 0.26149 | 0.26306 | 0.18532 | -25.6351 | -43.6915 | -35.9508 | -30.4849
3 | 9 | 17 | 689.7023 | 693.1631 | 694.4627 | 800.7008 | 378.8299 | 100.3275 | 0 | 0 | 44.8827 | 71.4134 | 72.0682 | 78.5077 | 0 | 0 | 0 | 0 | 262.3248 | 547.2833 | 611.7134 | 711.4962 | 141.5984 | 151.5027 | 151.5027 | 151.5027 | -0.25811 | -0.333 | 0.7658 | 1.7562 | 0 | 0 | 0 | 0 | -137.6753 | -177.0308 | -141.5875 | -142.5621 | 0.40752 | 0.28291 | 0.38057 | 0.3842 | -56.105 | -50.0841 | -53.8843 | -54.7722
3 | 9 | 18 | 689.9033 | 695.8683 | 699.8095 | 808.8432 | 378.8299 | 100.3275 | 0 | 0 | 51.7915 | 91.1797 | 86.8851 | 95.869 | 0 | 0 | 0 | 0 | 224.8964 | 394.4737 | 450.43 | 541.9069 | 141.5984 | 151.5027 | 151.5027 | 151.5027 | 0.52928 | -0.43472 | -0.0055376 | 12.8365 | 0 | 0 | 0 | 0 | -107.7422 | -41.1806 | 10.9972 | 6.7282 | 0.40644 | 0.41154 | 0.3922 | 0.38465 | -43.791 | -16.9474 | 4.3131 | 2.588
3 | 9 | 19 | 705.0326 | 713.0182 | 719.1033 | 832.7891 | 378.8299 | 100.3275 | 0 | 0 | 54.1227 | 99.2796 | 101.1656 | 102.2798 | 0 | 0 | 0 | 0 | 211.1193 | 331.9459 | 389.4047 | 479.1565 | 141.5984 | 151.5027 | 151.5027 | 151.5027 | 1.2104 | 3.5666 | -0.39377 | 27.9751 | 0 | 0 | 0 | 0 | -81.8481 | 26.3959 | 77.424 | 71.8751 | 0.41784 | 0.42049 | 0.40026 | 0.38866 | -34.1997 | 11.0993 | 30.9899 | 27.935
3 | 9 | 20 | 730.7026 | 740.0607 | 747.7407 | 867.4219 | 378.8299 | 100.3275 | 0 | 0 | 55.2844 | 103.8857 | 103.4985 | 110.1243 | 0 | 0 | 0 | 0 | 218.5669 | 338.3219 | 396.5919 | 488.8452 | 141.5984 | 151.5027 | 151.5027 | 151.5027 | 0.60013 | 9.6744 | 2.0282 | 19.181 | 0 | 0 | 0 | 0 | -64.1771 | 36.3485 | 94.1194 | 97.7686 | 0.41669 | 0.42192 | 0.40093 | 0.38937 | -26.7419 | 15.3363 | 37.735 | 38.068
3 | 9 | 21 | 732.6765 | 742.9808 | 751.9244 | 873.7173 | 378.8299 | 100.3275 | 0 | 0 | 55.3689 | 106.0807 | 107.4186 | 111.7586 | 0 | 0 | 0 | 0 | 225.871 | 343.8115 | 394.3967 | 481.3056 | 141.5984 | 151.5027 | 151.5027 | 151.5027 | 0.19249 | 5.7133 | 6.3523 | 31.9483 | 0 | 0 | 0 | 0 | -69.1841 | 35.5451 | 92.2541 | 97.2021 | 0.40725 | 0.41222 | 0.39727 | 0.38658 | -28.1749 | 14.6525 | 36.6497 | 37.576
3 | 9 | 22 | 693.1939 | 703.8092 | 713.3667 | 830.0674 | 378.8299 | 100.3275 | 0 | 0 | 53.355 | 114.0823 | 109.5172 | 113.4538 | 0 | 0 | 0 | 0 | 200.6495 | 316.8473 | 353.159 | 430.477 | 141.5984 | 151.5027 | 151.5027 | 151.5027 | 0.52055 | 3.3317 | 2.782 | 13.7845 | 0 | 0 | 0 | 0 | -81.7594 | 17.7176 | 96.4058 | 120.8494 | 0.4092 | 0.40681 | 0.39436 | 0.38072 | -33.4561 | 7.2077 | 38.0188 | 46.0101
3 | 9 | 23 | 636.571 | 646.7214 | 655.9793 | 763.7508 | 378.8299 | 100.3275 | 0 | 0 | 46.9244 | 104.1878 | 102.2913 | 112.4574 | 0 | 0 | 0 | 0 | 215.3856 | 328.1853 | 357.5848 | 423.6625 | 0 | 0 | 0 | 0 | -0.096574 | 3.0874 | 6.6218 | 13.7252 | 0 | 0 | 0 | 0 | -4.4724 | 110.9335 | 189.4815 | 213.9058 | 0.41443 | 0.40564 | 0.38939 | 0.37001 | -1.8535 | 44.9987 | 73.7821 | 79.147
3 | 9 | 24 | 570.8864 | 578.0822 | 584.15 | 678.0636 | 378.8299 | 100.3275 | 0 | 0 | 41.8679 | 96.5191 | 106.2689 | 105.3693 | 0 | 0 | 0 | 0 | 230.9456 | 340.8725 | 367.4683 | 430.1892 | 0 | 0 | 0 | 0 | -0.18067 | 3.2397 | 2.7159 | 4.1843 | 0 | 0 | 0 | 0 | -80.5764 | 37.1235 | 107.6968 | 138.3208 | 0.41271 | 0.40699 | 0.38318 | 0.36432 | -33.2545 | 15.1089 | 41.2674 | 50.3925
3 | 10 | 1 | 525.0718 | 529.0353 | 531.5908 | 614.3995 | 378.8299 | 100.3275 | 0 | 0 | 34.4152 | 106.9713 | 97.9834 | 101.0911 | 0 | 0 | 0 | 0 | 240.8289 | 351.6548 | 375.0991 | 434.9868 | 0 | 0 | 0 | 0 | -0.37344 | 4.4025 | 11.8032 | 2.454 | 0 | 0 | 0 | 0 | -128.6288 | -34.3207 | 46.7051 | 75.8677 | 0.41329 | 0.40425 | 0.37696 | 0.36409 | -53.1603 | -13.8741 | 17.6058 | 27.6224
3 | 10 | 2 | 497.4665 | 498.6602 | 498.181 | 573.2457 | 378.8299 | 100.3275 | 0 | 0 | 32.7216 | 98.5371 | 102.0377 | 79.0382 | 0 | 0 | 0 | 0 | 241.7533 | 350.6816 | 391.3077 | 443.1505 | 0 | 0 | 0 | 0 | -0.32521 | 0.26075 | 6.8615 | -1.6685 | 0 | 0 | 0 | 0 | -155.5132 | -51.1468 | -2.0259 | 52.7254 | 0.41212 | 0.40593 | 0.37263 | 0.36396 | -64.0901 | -20.762 | -0.75492 | 19.1898
3 | 10 | 3 | 480.891 | 479.4226 | 475.9892 | 545.08 | 378.8299 | 100.3275 | 0 | 0 | 33.8004 | 88.3291 | 107.8763 | 77.5051 | 0 | 0 | 0 | 0 | 250.4936 | 357.8455 | 426.5729 | 474.2295 | 0 | 0 | 0 | 0 | -0.32543 | 1.2631 | 5.4003 | -0.54961 | 0 | 0 | 0 | 0 | -181.9075 | -68.3426 | -63.8603 | -6.105 | 0.41162 | 0.4062 | 0.3735 | 0.36453 | -74.8763 | -27.7608 | -23.8519 | -2.2254
3 | 10 | 4 | 473.3614 | 469.7705 | 463.9434 | 529.062 | 378.8299 | 100.3275 | 0 | 0 | 33.6253 | 86.9821 | 95.348 | 77.5691 | 0 | 0 | 0 | 0 | 239.1914 | 344.1582 | 434.5411 | 476.1759 | 0 | 0 | 0 | 0 | -0.32502 | 0.60869 | 8.0684 | -0.70238 | 0 | 0 | 0 | 0 | -177.9602 | -62.306 | -74.0141 | -23.9806 | 0.4116 | 0.40613 | 0.376 | 0.36469 | -73.2481 | -25.3045 | -27.8292 | -8.7455
3 | 10 | 5 | 476.0519 | 470.0549 | 461.4036 | 523.4821 | 378.8299 | 100.3275 | 0 | 0 | 39.2703 | 95.0455 | 91.2561 | 86.3172 | 0 | 0 | 0 | 0 | 223.3317 | 326.1946 | 426.6317 | 465.4406 | 0 | 0 | 0 | 0 | -0.24801 | 2.9303 | 13.2777 | -2.5611 | 0 | 0 | 0 | 0 | -165.132 | -54.4429 | -69.7618 | -25.7147 | 0.41177 | 0.4071 | 0.37726 | 0.36626 | -67.9964 | -22.1637 | -26.3181 | -9.4181
3 | 10 | 6 | 494.5166 | 486.4751 | 475.3582 | 537.2253 | 378.8299 | 100.3275 | 0 | 0 | 49.519 | 96.9858 | 95.5714 | 103.1246 | 0 | 0 | 0 | 0 | 238.5566 | 340.6998 | 446.9282 | 480.5032 | 0 | 0 | 0 | 0 | 0.30779 | 9.5225 | 13.9681 | 17.6592 | 0 | 0 | 0 | 0 | -172.6968 | -61.0605 | -81.1095 | -64.0617 | 0.41056 | 0.40853 | 0.38849 | 0.36647 | -70.9033 | -24.9449 | -31.5099 | -23.4768
3 | 10 | 7 | 526.6151 | 516.5445 | 502.9052 | 566.5315 | 378.8299 | 100.3275 | 0 | 0 | 50.9817 | 97.2754 | 96.0752 | 97.2237 | 0 | 0 | 0 | 0 | 270.0344 | 428.8795 | 544.7496 | 572.2754 | 0 | 0 | 0 | 0 | 0.44256 | 2.5049 | 2.3547 | 7.2279 | 0 | 0 | 0 | 0 | -173.6735 | -112.4428 | -140.2743 | -110.1954 | 0.41103 | 0.41035 | 0.39423 | 0.37873 | -71.3843 | -46.1407 | -55.3008 | -41.7344
3 | 10 | 8 | 566.1281 | 555.6335 | 541.3424 | 610.1708 | 378.8299 | 100.3275 | 0 | 0 | 46.6252 | 80.3501 | 78.4186 | 79.6189 | 0 | 0 | 0 | 0 | 307.2104 | 668.3366 | 799.904 | 822.3283 | 0 | 0 | 0 | 0 | -0.3036 | -1.5126 | 1.7883 | 9.1156 | 0 | 0 | 0 | 0 | -166.2339 | -291.868 | -338.7684 | -300.8919 | 0.409 | 0.28561 | 0.40476 | 0.39541 | -67.99 | -83.3611 | -137.1206 | -118.9755
3 | 10 | 9 | 605.6292 | 595.8383 | 582.1869 | 657.7483 | 378.8299 | 100.3275 | 0 | 0 | 40.8611 | 73.0701 | 67.8055 | 71.7572 | 0 | 0 | 0 | 0 | 366.5087 | 855.3528 | 984.9694 | 1013.8763 | 0 | 0 | 0 | 0 | -0.1606 | -3.8235 | -6.004 | -16.7141 | 0 | 0 | 0 | 0 | -180.4099 | -429.0885 | -464.584 | -411.171 | 0.40919 | 0.27247 | 0.26264 | 0.26837 | -73.8222 | -116.9159 | -122.0202 | -110.3452
3 | 10 | 10 | 646.3725 | 637.3701 | 624.5981 | 707.6114 | 378.8299 | 100.3275 | 0 | 0 | 38.262 | 63.821 | 63.2833 | 68.3482 | 0 | 0 | 0 | 0 | 418.5443 | 993.1475 | 1139.4304 | 1180.5613 | 0 | 0 | 0 | 0 | -0.30422 | -10.3258 | -17.41 | -36.2085 | 0 | 0 | 0 | 0 | -188.9596 | -509.6001 | -560.7057 | -505.0896 | 0.40293 | 0.26868 | 0.26582 | 0.087318 | -76.1368 | -136.9173 | -149.0457 | -44.1032
3 | 10 | 11 | 667.6766 | 659.7896 | 648.309 | 736.2476 | 378.8299 | 100.3275 | 0 | 0 | 36.3487 | 64.3427 | 61.7851 | 63.7111 | 0 | 0 | 0 | 0 | 433.321 | 1048.5031 | 1200.9411 | 1248.573 | 0 | 0 | 0 | 0 | -0.30097 | -9.694 | -17.5836 | -37.2643 | 0 | 0 | 0 | 0 | -180.522 | -543.6896 | -596.8336 | -538.7721 | 0.39688 | 0.26972 | 0.26885 | 0 | -71.6452 | -146.6437 | -160.4617 | 0
3 | 10 | 12 | 668.221 | 661.014 | 650.2813 | 739.145 | 378.8299 | 100.3275 | 0 | 0 | 33.7046 | 62.5938 | 61.1838 | 61.7032 | 0 | 0 | 0 | 0 | 457.7956 | 1082.1481 | 1232.7802 | 1286.477 | 0 | 0 | 0 | 0 | -0.42907 | -11.704 | -22.4749 | -45.4086 | 0 | 0 | 0 | 0 | -201.68 | -572.3514 | -621.2078 | -563.6266 | 0.3979 | 0.26972 | 0.26972 | 0 | -80.2478 | -154.3744 | -167.5514 | 0
3 | 10 | 13 | 662.1888 | 656.2911 | 646.9762 | 736.435 | 378.8299 | 100.3275 | 0 | 0 | 33.1204 | 63.1799 | 61.77 | 61.0005 | 0 | 0 | 0 | 0 | 468.9736 | 1092.2056 | 1246.5779 | 1301.1539 | 0 | 0 | 0 | 0 | -0.25275 | -11.9536 | -22.7392 | -48.6738 | 0 | 0 | 0 | 0 | -218.4823 | -587.4683 | -638.6326 | -577.0455 | 0.39853 | 0.26972 | 0.26972 | 0 | -87.0711 | -158.4517 | -172.2512 | 0
3 | 10 | 14 | 653.9233 | 648.606 | 639.8894 | 728.6423 | 378.8299 | 100.3275 | 0 | 0 | 36.4512 | 62.4698 | 60.973 | 60.1615 | 0 | 0 | 0 | 0 | 459.0478 | 1071.7054 | 1227.3342 | 1278.8624 | 0 | 0 | 0 | 0 | -0.37833 | -11.956 | -22.2133 | -31.5925 | 0 | 0 | 0 | 0 | -220.0273 | -573.9408 | -626.2045 | -578.7892 | 0.39819 | 0.26972 | 0.26972 | 0 | -87.6118 | -154.8031 | -168.8991 | 0
3 | 10 | 15 | 642.1472 | 637.7167 | 629.9927 | 718.0234 | 378.8299 | 100.3275 | 0 | 0 | 38.356 | 64.9825 | 63.3059 | 66.7581 | 0 | 0 | 0 | 0 | 442.4953 | 1019.8419 | 1165.9853 | 1212.9766 | 0 | 0 | 0 | 0 | -0.34564 | -7.9899 | -12.5677 | -19.4683 | 0 | 0 | 0 | 0 | -217.1884 | -539.4452 | -586.7307 | -542.243 | 0.40065 | 0.26972 | 0.26972 | 0 | -87.0161 | -145.4989 | -158.2523 | 0
3 | 10 | 16 | 628.4027 | 626.5342 | 621.6594 | 710.7582 | 378.8299 | 100.3275 | 0 | 0 | 39.9131 | 68.0609 | 65.837 | 74.8755 | 0 | 0 | 0 | 0 | 403.5633 | 902.7054 | 1024.5334 | 1066.4318 | 0 | 0 | 0 | 0 | -0.25795 | -2.0904 | -3.4243 | -2.5063 | 0 | 0 | 0 | 0 | -193.6456 | -442.4691 | -465.2868 | -428.0428 | 0.40929 | 0.26149 | 0.26306 | 0.18532 | -79.2576 | -115.6994 | -122.3986 | -79.3246
3 | 10 | 17 | 628.5245 | 630.2203 | 629.4265 | 723.3882 | 378.8299 | 100.3275 | 0 | 0 | 44.8827 | 71.4134 | 72.0682 | 78.5077 | 0 | 0 | 0 | 0 | 311.6186 | 676.0615 | 762.6946 | 799.175 | 141.5984 | 151.5027 | 151.5027 | 151.5027 | -0.25811 | -0.333 | 0.7658 | 1.7562 | 0 | 0 | 0 | 0 | -248.1469 | -368.7518 | -357.6049 | -307.5534 | 0.40752 | 0.28291 | 0.38057 | 0.3842 | -101.124 | -104.3242 | -136.0945 | -118.1616
3 | 10 | 18 | 642.4989 | 647.0841 | 649.3882 | 748.8918 | 378.8299 | 100.3275 | 0 | 0 | 51.7915 | 91.1797 | 86.8851 | 95.869 | 0 | 0 | 0 | 0 | 202.9638 | 397.2777 | 445.1843 | 480.5412 | 141.5984 | 151.5027 | 151.5027 | 151.5027 | 0.52928 | -0.43472 | -0.0055376 | 12.8365 | 0 | 0 | 0 | 0 | -133.2139 | -92.7687 | -34.1784 | 8.1424 | 0.40644 | 0.41154 | 0.3922 | 0.38465 | -54.1438 | -38.178 | -13.4049 | 3.132
3 | 10 | 19 | 667.0648 | 673.9423 | 678.7125 | 784.7612 | 378.8299 | 100.3275 | 0 | 0 | 54.1227 | 99.2796 | 101.1656 | 102.2798 | 0 | 0 | 0 | 0 | 175.9685 | 276.4465 | 300.3158 | 342.4537 | 141.5984 | 151.5027 | 151.5027 | 151.5027 | 1.2104 | 3.5666 | -0.39377 | 27.9751 | 0 | 0 | 0 | 0 | -84.6651 | 42.8194 | 126.1221 | 160.5498 | 0.41784 | 0.42049 | 0.40026 | 0.38866 | -35.3768 | 18.0053 | 50.482 | 62.3993
3 | 10 | 20 | 699.2406 | 707.6814 | 714.273 | 827.6271 | 378.8299 | 100.3275 | 0 | 0 | 55.2844 | 103.8857 | 103.4985 | 110.1243 | 0 | 0 | 0 | 0 | 194.8879 | 284.9084 | 318.2978 | 361.9176 | 141.5984 | 151.5027 | 151.5027 | 151.5027 | 0.60013 | 9.6744 | 2.0282 | 19.181 | 0 | 0 | 0 | 0 | -71.9601 | 57.3827 | 138.9459 | 184.9014 | 0.41669 | 0.42192 | 0.40093 | 0.38937 | -29.985 | 24.2111 | 55.7071 | 71.9948
3 | 10 | 21 | 704.5114 | 713.9946 | 721.964 | 838.0927 | 378.8299 | 100.3275 | 0 | 0 | 55.3689 | 106.0807 | 107.4186 | 111.7586 | 0 | 0 | 0 | 0 | 278.5345 | 347.3676 | 402.8556 | 454.8659 | 141.5984 | 151.5027 | 151.5027 | 151.5027 | 0.19249 | 5.7133 | 6.3523 | 31.9483 | 0 | 0 | 0 | 0 | -150.0128 | 3.0028 | 53.8347 | 88.0172 | 0.40725 | 0.41222 | 0.39727 | 0.38658 | -61.092 | 1.2378 | 21.3869 | 34.0253
3 | 10 | 22 | 670.2642 | 680.2079 | 688.9686 | 801.0537 | 378.8299 | 100.3275 | 0 | 0 | 53.355 | 114.0823 | 109.5172 | 113.4538 | 0 | 0 | 0 | 0 | 326.9709 | 380.1458 | 459.9563 | 529.3179 | 141.5984 | 151.5027 | 151.5027 | 151.5027 | 0.52055 | 3.3317 | 2.782 | 13.7845 | 0 | 0 | 0 | 0 | -231.0106 | -69.1821 | -34.7897 | -7.0053 | 0.4092 | 0.40681 | 0.39436 | 0.38072 | -94.53 | -28.1438 | -13.7197 | -2.6671
3 | 10 | 23 | 621.0053 | 630.6942 | 639.4039 | 744.0338 | 378.8299 | 100.3275 | 0 | 0 | 46.9244 | 104.1878 | 102.2913 | 112.4574 | 0 | 0 | 0 | 0 | 345.4892 | 386.335 | 484.7193 | 543.1095 | 0 | 0 | 0 | 0 | -0.096574 | 3.0874 | 6.6218 | 13.7252 | 0 | 0 | 0 | 0 | -150.1417 | 36.7565 | 45.7715 | 74.7418 | 0.41443 | 0.40564 | 0.38939 | 0.37001 | -62.2228 | 14.9098 | 17.8229 | 27.6551
3 | 10 | 24 | 565.157 | 572.1763 | 578.0341 | 670.7819 | 378.8299 | 100.3275 | 0 | 0 | 41.8679 | 96.5191 | 106.2689 | 105.3693 | 0 | 0 | 0 | 0 | 351.247 | 384.5114 | 497.8231 | 549.7047 | 0 | 0 | 0 | 0 | -0.18067 | 3.2397 | 2.7159 | 4.1843 | 0 | 0 | 0 | 0 | -206.6072 | -12.4213 | -28.7738 | 11.5235 | 0.41271 | 0.40699 | 0.38318 | 0.36432 | -85.2685 | -5.0553 | -11.0256 | 4.1982
3 | 11 | 1 | 520.8572 | 524.686 | 527.081 | 609.025 | 378.8299 | 100.3275 | 0 | 0 | 34.4152 | 106.9713 | 97.9834 | 101.0911 | 0 | 0 | 0 | 0 | 354.5054 | 379.5282 | 500.3561 | 559.7756 | 0 | 0 | 0 | 0 | -0.37344 | 4.4025 | 11.8032 | 2.454 | 0 | 0 | 0 | 0 | -246.5198 | -66.5434 | -83.0618 | -54.2957 | 0.41329 | 0.40425 | 0.37696 | 0.36409 | -101.883 | -26.9001 | -31.3106 | -19.7683
3 | 11 | 2 | 492.9834 | 494.0368 | 493.3907 | 567.5401 | 378.8299 | 100.3275 | 0 | 0 | 32.7216 | 98.5371 | 102.0377 | 79.0382 | 0 | 0 | 0 | 0 | 332.7639 | 349.9339 | 473.9652 | 544.0938 | 0 | 0 | 0 | 0 | -0.32521 | 0.26075 | 6.8615 | -1.6685 | 0 | 0 | 0 | 0 | -251.0068 | -55.0224 | -89.4737 | -53.9234 | 0.41212 | 0.40593 | 0.37263 | 0.36396 | -103.445 | -22.3353 | -33.3402 | -19.6258
3 | 11 | 3 | 477.5332 | 475.9601 | 472.4021 | 540.8079 | 378.8299 | 100.3275 | 0 | 0 | 33.8004 | 88.3291 | 107.8763 | 77.5051 | 0 | 0 | 0 | 0 | 318.9013 | 326.3873 | 441.9713 | 537.5622 | 0 | 0 | 0 | 0 | -0.32543 | 1.2631 | 5.4003 | -0.54961 | 0 | 0 | 0 | 0 | -253.673 | -40.3468 | -82.8456 | -73.7099 | 0.41162 | 0.4062 | 0.3735 | 0.36453 | -104.4162 | -16.3889 | -30.9429 | -26.8693
3 | 11 | 4 | 470.4974 | 466.8142 | 460.877 | 525.4068 | 378.8299 | 100.3275 | 0 | 0 | 33.6253 | 86.9821 | 95.348 | 77.5691 | 0 | 0 | 0 | 0 | 296.6132 | 297.2849 | 411.7366 | 528.2096 | 0 | 0 | 0 | 0 | -0.32502 | 0.60869 | 8.0684 | -0.70238 | 0 | 0 | 0 | 0 | -238.2459 | -18.389 | -54.276 | -79.6695 | 0.4116 | 0.40613 | 0.376 | 0.36469 | -98.0616 | -7.4684 | -20.4077 | -29.0547
3 | 11 | 5 | 469.3585 | 463.1647 | 454.2798 | 515.0097 | 378.8299 | 100.3275 | 0 | 0 | 39.2703 | 95.0455 | 91.2561 | 86.3172 | 0 | 0 | 0 | 0 | 282.4737 | 279.6541 | 387.7803 | 511.4521 | 0 | 0 | 0 | 0 | -0.24801 | 2.9303 | 13.2777 | -2.5611 | 0 | 0 | 0 | 0 | -230.9675 | -14.7926 | -38.0343 | -80.1985 | 0.41177 | 0.4071 | 0.37726 | 0.36626 | -95.1055 | -6.0221 | -14.3487 | -29.3731
3 | 11 | 6 | 479.3948 | 470.9172 | 459.283 | 518.1157 | 378.8299 | 100.3275 | 0 | 0 | 49.519 | 96.9858 | 95.5714 | 103.1246 | 0 | 0 | 0 | 0 | 284.839 | 276.8822 | 392.2097 | 522.6795 | 0 | 0 | 0 | 0 | 0.30779 | 9.5225 | 13.9681 | 17.6592 | 0 | 0 | 0 | 0 | -234.101 | -12.8008 | -42.4663 | -125.3476 | 0.41056 | 0.40853 | 0.38849 | 0.36647 | -96.1137 | -5.2295 | -16.4976 | -45.9362
3 | 11 | 7 | 504.0239 | 493.3052 | 478.8977 | 537.996 | 378.8299 | 100.3275 | 0 | 0 | 50.9817 | 97.2754 | 96.0752 | 97.2237 | 0 | 0 | 0 | 0 | 304.2809 | 360.1206 | 495.9671 | 622.9396 | 0 | 0 | 0 | 0 | 0.44256 | 2.5049 | 2.3547 | 7.2279 | 0 | 0 | 0 | 0 | -230.5111 | -66.9231 | -115.4994 | -189.3952 | 0.41103 | 0.41035 | 0.39423 | 0.37873 | -94.746 | -27.4618 | -45.5337 | -71.7298
3 | 11 | 8 | 537.4225 | 526.0984 | 510.8234 | 573.8896 | 378.8299 | 100.3275 | 0 | 0 | 46.6252 | 80.3501 | 78.4186 | 79.6189 | 0 | 0 | 0 | 0 | 381.3043 | 641.0111 | 822.684 | 943.1327 | 0 | 0 | 0 | 0 | -0.3036 | -1.5126 | 1.7883 | 9.1156 | 0 | 0 | 0 | 0 | -269.0333 | -294.0777 | -392.0674 | -457.9776 | 0.409 | 0.28561 | 0.40476 | 0.39541 | -110.0352 | -83.9922 | -158.694 | -181.0886
3 | 11 | 9 | 572.429 | 561.6716 | 546.8733 | 615.7599 | 378.8299 | 100.3275 | 0 | 0 | 40.8611 | 73.0701 | 67.8055 | 71.7572 | 0 | 0 | 0 | 0 | 463.014 | 850.2941 | 1044.4175 | 1185.8402 | 0 | 0 | 0 | 0 | -0.1606 | -3.8235 | -6.004 | -16.7141 | 0 | 0 | 0 | 0 | -310.1153 | -458.1966 | -559.3457 | -625.1234 | 0.40919 | 0.27247 | 0.26264 | 0.26837 | -126.8967 | -124.8471 | -146.9088 | -167.7632
3 | 11 | 10 | 605.922 | 595.7563 | 581.605 | 656.5066 | 378.8299 | 100.3275 | 0 | 0 | 38.262 | 63.821 | 63.2833 | 68.3482 | 0 | 0 | 0 | 0 | 501.037 | 970.4689 | 1161.9767 | 1318.2206 | 0 | 0 | 0 | 0 | -0.30422 | -10.3258 | -17.41 | -36.2085 | 0 | 0 | 0 | 0 | -311.9027 | -528.5352 | -626.245 | -693.8537 | 0.40293 | 0.26868 | 0.26582 | 0.087318 | -125.6738 | -142.0047 | -166.4673 | -60.5856
3 | 11 | 11 | 630.412 | 621.4531 | 608.7015 | 689.1672 | 378.8299 | 100.3275 | 0 | 0 | 36.3487 | 64.3427 | 61.7851 | 63.7111 | 0 | 0 | 0 | 0 | 570.7496 | 1073.0493 | 1271.3097 | 1438.36 | 0 | 0 | 0 | 0 | -0.30097 | -9.694 | -17.5836 | -37.2643 | 0 | 0 | 0 | 0 | -355.2153 | -606.5723 | -706.8096 | -775.6396 | 0.39688 | 0.26972 | 0.26885 | 0 | -140.977 | -163.6044 | -190.0293 | 0
3 | 11 | 12 | 634.5389 | 626.3742 | 614.5067 | 696.6319 | 378.8299 | 100.3275 | 0 | 0 | 33.7046 | 62.5938 | 61.1838 | 61.7032 | 0 | 0 | 0 | 0 | 636.56 | 1149.6221 | 1332.5799 | 1498.6728 | 0 | 0 | 0 | 0 | -0.42907 | -11.704 | -22.4749 | -45.4086 | 0 | 0 | 0 | 0 | -414.1265 | -674.4651 | -756.7821 | -818.3355 | 0.3979 | 0.26972 | 0.26972 | 0 | -164.7795 | -181.9164 | -204.1183 | 0
3 | 11 | 13 | 637.5719 | 630.9807 | 620.8444 | 705.3876 | 378.8299 | 100.3275 | 0 | 0 | 33.1204 | 63.1799 | 61.77 | 61.0005 | 0 | 0 | 0 | 0 | 647.2087 | 1148.7361 | 1324.4561 | 1488.6097 | 0 | 0 | 0 | 0 | -0.25275 | -11.9536 | -22.7392 | -48.6738 | 0 | 0 | 0 | 0 | -421.3343 | -669.3091 | -742.6426 | -795.5488 | 0.39853 | 0.26972 | 0.26972 | 0 | -167.9131 | -180.5258 | -200.3047 | 0
3 | 11 | 14 | 631.8707 | 625.9403 | 616.498 | 700.8592 | 378.8299 | 100.3275 | 0 | 0 | 36.4512 | 62.4698 | 60.973 | 60.1615 | 0 | 0 | 0 | 0 | 616.0136 | 1114.8989 | 1296.7976 | 1454.1099 | 0 | 0 | 0 | 0 | -0.37833 | -11.956 | -22.2133 | -31.5925 | 0 | 0 | 0 | 0 | -399.0457 | -639.7999 | -719.0593 | -781.8197 | 0.39819 | 0.26972 | 0.26972 | 0 | -158.8944 | -172.5666 | -193.9438 | 0
3 | 11 | 15 | 615.6117 | 610.4527 | 601.867 | 684.6265 | 378.8299 | 100.3275 | 0 | 0 | 38.356 | 64.9825 | 63.3059 | 66.7581 | 0 | 0 | 0 | 0 | 566.7197 | 1043.0078 | 1216.1062 | 1365.6654 | 0 | 0 | 0 | 0 | -0.34564 | -7.9899 | -12.5677 | -19.4683 | 0 | 0 | 0 | 0 | -367.9483 | -589.8751 | -664.9774 | -728.3287 | 0.40065 | 0.26972 | 0.26972 | 0 | -147.4178 | -159.1009 | -179.3569 | 0
3 | 11 | 16 | 609.0776 | 606.6904 | 601.2025 | 686.4794 | 378.8299 | 100.3275 | 0 | 0 | 39.9131 | 68.0609 | 65.837 | 74.8755 | 0 | 0 | 0 | 0 | 550.0248 | 950.1929 | 1097.9958 | 1240.6527 | 0 | 0 | 0 | 0 | -0.25795 | -2.0904 | -3.4243 | -2.5063 | 0 | 0 | 0 | 0 | -359.4322 | -509.8005 | -559.206 | -626.5424 | 0.40929 | 0.26149 | 0.26306 | 0.18532 | -147.1128 | -133.3056 | -147.105 | -116.1104
3 | 11 | 17 | 616.2259 | 617.6005 | 616.4279 | 707.9704 | 378.8299 | 100.3275 | 0 | 0 | 44.8827 | 71.4134 | 72.0682 | 78.5077 | 0 | 0 | 0 | 0 | 486.3844 | 756.6841 | 874.4824 | 1018.3632 | 141.5984 | 151.5027 | 151.5027 | 151.5027 | -0.25811 | -0.333 | 0.7658 | 1.7562 | 0 | 0 | 0 | 0 | -435.2114 | -461.9942 | -482.3913 | -542.1593 | 0.40752 | 0.28291 | 0.38057 | 0.3842 | -177.3558 | -130.7036 | -183.5848 | -208.297
3 | 11 | 18 | 630.8741 | 635.1593 | 637.1096 | 734.3317 | 378.8299 | 100.3275 | 0 | 0 | 51.7915 | 91.1797 | 86.8851 | 95.869 | 0 | 0 | 0 | 0 | 385.2735 | 473.3725 | 552.6537 | 703.6085 | 141.5984 | 151.5027 | 151.5027 | 151.5027 | 0.52928 | -0.43472 | -0.0055376 | 12.8365 | 0 | 0 | 0 | 0 | -327.1485 | -180.7884 | -153.9264 | -229.485 | 0.40644 | 0.41154 | 0.3922 | 0.38465 | -132.967 | -74.4016 | -60.3705 | -88.2713
3 | 11 | 19 | 658.9662 | 665.6354 | 670.1599 | 774.62 | 378.8299 | 100.3275 | 0 | 0 | 54.1227 | 99.2796 | 101.1656 | 102.2798 | 0 | 0 | 0 | 0 | 305.3444 | 301.5252 | 354.6189 | 517.2081 | 141.5984 | 151.5027 | 151.5027 | 151.5027 | 1.2104 | 3.5666 | -0.39377 | 27.9751 | 0 | 0 | 0 | 0 | -222.1397 | 9.4338 | 63.2665 | -24.3456 | 0.41784 | 0.42049 | 0.40026 | 0.38866 | -92.8197 | 3.9669 | 25.3232 | -9.4622
3 | 11 | 20 | 705.534 | 714.1696 | 720.9931 | 835.6292 | 378.8299 | 100.3275 | 0 | 0 | 55.2844 | 103.8857 | 103.4985 | 110.1243 | 0 | 0 | 0 | 0 | 314.9751 | 314.286 | 362.0294 | 529.9041 | 141.5984 | 151.5027 | 151.5027 | 151.5027 | 0.60013 | 9.6744 | 2.0282 | 19.181 | 0 | 0 | 0 | 0 | -185.7539 | 34.4934 | 101.9343 | 24.917 | 0.41669 | 0.42192 | 0.40093 | 0.38937 | -77.4017 | 14.5536 | 40.8682 | 9.7019
3 | 11 | 21 | 726.0325 | 736.1228 | 744.8115 | 865.2389 | 378.8299 | 100.3275 | 0 | 0 | 55.3689 | 106.0807 | 107.4186 | 111.7586 | 0 | 0 | 0 | 0 | 317.4895 | 314.495 | 360.5652 | 525.2058 | 141.5984 | 151.5027 | 151.5027 | 151.5027 | 0.19249 | 5.7133 | 6.3523 | 31.9483 | 0 | 0 | 0 | 0 | -167.4468 | 58.0036 | 118.9727 | 44.8235 | 0.40725 | 0.41222 | 0.39727 | 0.38658 | -68.1919 | 23.9104 | 47.2641 | 17.3277
3 | 11 | 22 | 685.5942 | 695.9489 | 705.195 | 820.3109 | 378.8299 | 100.3275 | 0 | 0 | 53.355 | 114.0823 | 109.5172 | 113.4538 | 0 | 0 | 0 | 0 | 318.2907 | 311.955 | 352.1892 | 506.5199 | 141.5984 | 151.5027 | 151.5027 | 151.5027 | 0.52055 | 3.3317 | 2.782 | 13.7845 | 0 | 0 | 0 | 0 | -207.0004 | 14.7497 | 89.2039 | 35.0499 | 0.4092 | 0.40681 | 0.39436 | 0.38072 | -84.705 | 6.0003 | 35.1786 | 13.3443
3 | 11 | 23 | 624.1136 | 633.8625 | 642.6417 | 747.8524 | 378.8299 | 100.3275 | 0 | 0 | 46.9244 | 104.1878 | 102.2913 | 112.4574 | 0 | 0 | 0 | 0 | 359.2719 | 344.0001 | 379.8453 | 526.1769 | 0 | 0 | 0 | 0 | -0.096574 | 3.0874 | 6.6218 | 13.7252 | 0 | 0 | 0 | 0 | -160.816 | 82.2598 | 153.8833 | 95.493 | 0.41443 | 0.40564 | 0.38939 | 0.37001 | -66.6465 | 33.3676 | 59.9205 | 35.3333
3 | 11 | 24 | 555.144 | 561.8566 | 567.3496 | 658.0622 | 378.8299 | 100.3275 | 0 | 0 | 41.8679 | 96.5191 | 106.2689 | 105.3693 | 0 | 0 | 0 | 0 | 396.5151 | 373.1443 | 404.7624 | 542.0384 | 0 | 0 | 0 | 0 | -0.18067 | 3.2397 | 2.7159 | 4.1843 | 0 | 0 | 0 | 0 | -261.8883 | -11.3739 | 53.6023 | 6.4701 | 0.41271 | 0.40699 | 0.38318 | 0.36432 | -108.0834 | -4.6291 | 20.5394 | 2.3572
3 | 12 | 1 | 506.8465 | 510.2656 | 512.1746 | 591.2992 | 378.8299 | 100.3275 | 0 | 0 | 34.4152 | 106.9713 | 97.9834 | 101.0911 | 0 | 0 | 0 | 0 | 437.7375 | 408.0877 | 435.3161 | 570.005 | 0 | 0 | 0 | 0 | -0.37344 | 4.4025 | 11.8032 | 2.454 | 0 | 0 | 0 | 0 | -343.7626 | -109.5233 | -32.9281 | -82.2508 | 0.41329 | 0.40425 | 0.37696 | 0.36409 | -142.0719 | -44.2746 | -12.4125 | -29.9464
3 | 12 | 2 | 483.9144 | 484.7039 | 483.7444 | 556.0705 | 378.8299 | 100.3275 | 0 | 0 | 32.7216 | 98.5371 | 102.0377 | 79.0382 | 0 | 0 | 0 | 0 | 464.6924 | 432.1742 | 455.2665 | 589.9406 | 0 | 0 | 0 | 0 | -0.32521 | 0.26075 | 6.8615 | -1.6685 | 0 | 0 | 0 | 0 | -392.0043 | -146.5957 | -80.4213 | -111.2398 | 0.41212 | 0.40593 | 0.37263 | 0.36396 | -161.5529 | -59.5076 | -29.9671 | -40.4866
3 | 12 | 3 | 471.9452 | 470.2094 | 466.4583 | 533.7404 | 378.8299 | 100.3275 | 0 | 0 | 33.8004 | 88.3291 | 107.8763 | 77.5051 | 0 | 0 | 0 | 0 | 465.8327 | 432.0051 | 451.0321 | 585.0441 | 0 | 0 | 0 | 0 | -0.32543 | 1.2631 | 5.4003 | -0.54961 | 0 | 0 | 0 | 0 | -406.1923 | -151.7154 | -97.8503 | -128.2592 | 0.41162 | 0.4062 | 0.3735 | 0.36453 | -167.1958 | -61.6268 | -36.5472 | -46.754
3 | 12 | 4 | 471.8136 | 468.1765 | 462.2943 | 527.0999 | 378.8299 | 100.3275 | 0 | 0 | 33.6253 | 86.9821 | 95.348 | 77.5691 | 0 | 0 | 0 | 0 | 439.5369 | 404.5474 | 425.6096 | 559.2023 | 0 | 0 | 0 | 0 | -0.32502 | 0.60869 | 8.0684 | -0.70238 | 0 | 0 | 0 | 0 | -379.8534 | -124.2892 | -66.7317 | -108.9691 | 0.4116 | 0.40613 | 0.376 | 0.36469 | -156.347 | -50.4779 | -25.091 | -39.74
3 | 12 | 5 | 486.2589 | 480.572 | 472.2894 | 536.4387 | 378.8299 | 100.3275 | 0 | 0 | 39.2703 | 95.0455 | 91.2561 | 86.3172 | 0 | 0 | 0 | 0 | 410.6756 | 375.9573 | 401.9721 | 533.1112 | 0 | 0 | 0 | 0 | -0.24801 | 2.9303 | 13.2777 | -2.5611 | 0 | 0 | 0 | 0 | -342.2689 | -93.6885 | -34.2164 | -80.4286 | 0.41177 | 0.4071 | 0.37726 | 0.36626 | -140.9361 | -38.1406 | -12.9084 | -29.4574
3 | 12 | 6 | 533.0493 | 526.1576 | 516.4065 | 586.061 | 378.8299 | 100.3275 | 0 | 0 | 49.519 | 96.9858 | 95.5714 | 103.1246 | 0 | 0 | 0 | 0 | 419.0581 | 383.4776 | 411.5757 | 537.5738 | 0 | 0 | 0 | 0 | 0.30779 | 9.5225 | 13.9681 | 17.6592 | 0 | 0 | 0 | 0 | -314.6656 | -64.1558 | -4.7087 | -72.2967 | 0.41056 | 0.40853 | 0.38849 | 0.36647 | -129.1907 | -26.2094 | -1.8293 | -26.4946
3 | 12 | 7 | 619.7073 | 612.3449 | 601.9188 | 684.2581 | 378.8299 | 100.3275 | 0 | 0 | 50.9817 | 97.2754 | 96.0752 | 97.2237 | 0 | 0 | 0 | 0 | 428.0156 | 462.8207 | 498.4537 | 610.0735 | 0 | 0 | 0 | 0 | 0.44256 | 2.5049 | 2.3547 | 7.2279 | 0 | 0 | 0 | 0 | -238.5624 | -50.5836 | 5.0352 | -30.2669 | 0.41103 | 0.41035 | 0.39423 | 0.37873 | -98.0553 | -20.7569 | 1.985 | -11.463
3 | 12 | 8 | 687.9639 | 680.9715 | 670.8332 | 764.0914 | 378.8299 | 100.3275 | 0 | 0 | 46.6252 | 80.3501 | 78.4186 | 79.6189 | 0 | 0 | 0 | 0 | 496.6678 | 729.6353 | 803.3695 | 901.5335 | 0 | 0 | 0 | 0 | -0.3036 | -1.5126 | 1.7883 | 9.1156 | 0 | 0 | 0 | 0 | -233.8555 | -227.8287 | -212.7432 | -226.1765 | 0.409 | 0.28561 | 0.40476 | 0.39541 | -95.6474 | -65.0707 | -86.1104 | -89.4323
3 | 12 | 9 | 707.2059 | 700.3418 | 690.1611 | 786.1 | 378.8299 | 100.3275 | 0 | 0 | 40.8611 | 73.0701 | 67.8055 | 71.7572 | 0 | 0 | 0 | 0 | 593.6844 | 956.5601 | 1065.4077 | 1162.3995 | 0 | 0 | 0 | 0 | -0.1606 | -3.8235 | -6.004 | -16.7141 | 0 | 0 | 0 | 0 | -306.0089 | -425.7924 | -437.0481 | -431.3425 | 0.40919 | 0.27247 | 0.26264 | 0.26837 | -125.2164 | -116.0178 | -114.7881 | -115.7586
3 | 12 | 10 | 722.1743 | 715.3883 | 705.2467 | 803.5136 | 378.8299 | 100.3275 | 0 | 0 | 38.262 | 63.821 | 63.2833 | 68.3482 | 0 | 0 | 0 | 0 | 663.0284 | 1098.5495 | 1228.9303 | 1330.1117 | 0 | 0 | 0 | 0 | -0.30422 | -10.3258 | -17.41 | -36.2085 | 0 | 0 | 0 | 0 | -357.6418 | -536.9837 | -569.557 | -558.7378 | 0.40293 | 0.26868 | 0.26582 | 0.087318 | -144.1033 | -144.2746 | -151.3986 | -48.7876
3 | 12 | 11 | 734.2395 | 728.3161 | 719.1667 | 820.525 | 378.8299 | 100.3275 | 0 | 0 | 36.3487 | 64.3427 | 61.7851 | 63.7111 | 0 | 0 | 0 | 0 | 707.8666 | 1180.141 | 1324.7428 | 1427.2994 | 0 | 0 | 0 | 0 | -0.30097 | -9.694 | -17.5836 | -37.2643 | 0 | 0 | 0 | 0 | -388.5047 | -606.8011 | -649.7775 | -633.2213 | 0.39688 | 0.26972 | 0.26885 | 0 | -154.1889 | -163.6661 | -174.6959 | 0
3 | 12 | 12 | 733.3332 | 728.0673 | 719.6405 | 821.6607 | 378.8299 | 100.3275 | 0 | 0 | 33.7046 | 62.5938 | 61.1838 | 61.7032 | 0 | 0 | 0 | 0 | 726.4146 | 1210.5516 | 1358.1074 | 1461.9463 | 0 | 0 | 0 | 0 | -0.42907 | -11.704 | -22.4749 | -45.4086 | 0 | 0 | 0 | 0 | -405.1869 | -633.7015 | -677.1758 | -656.5802 | 0.3979 | 0.26972 | 0.26972 | 0 | -161.2224 | -170.9217 | -182.647 | 0
3 | 12 | 13 | 731.5003 | 727.6814 | 720.8365 | 824.3183 | 378.8299 | 100.3275 | 0 | 0 | 33.1204 | 63.1799 | 61.77 | 61.0005 | 0 | 0 | 0 | 0 | 726.8184 | 1207.0143 | 1354.3965 | 1459.827 | 0 | 0 | 0 | 0 | -0.25275 | -11.9536 | -22.7392 | -48.6738 | 0 | 0 | 0 | 0 | -407.0156 | -630.8866 | -672.5908 | -647.8353 | 0.39853 | 0.26972 | 0.26972 | 0 | -162.2067 | -170.1625 | -181.4104 | 0
3 | 12 | 14 | 727.2998 | 724.1833 | 718.0817 | 821.6803 | 378.8299 | 100.3275 | 0 | 0 | 36.4512 | 62.4698 | 60.973 | 60.1615 | 0 | 0 | 0 | 0 | 718.8727 | 1190.9683 | 1338.7782 | 1446.6581 | 0 | 0 | 0 | 0 | -0.37833 | -11.956 | -22.2133 | -31.5925 | 0 | 0 | 0 | 0 | -406.4757 | -617.6263 | -659.4562 | -653.5468 | 0.39819 | 0.26972 | 0.26972 | 0 | -161.853 | -166.5859 | -177.8677 | 0
3 | 12 | 15 | 713.3822 | 711.1003 | 705.9299 | 808.3903 | 378.8299 | 100.3275 | 0 | 0 | 38.356 | 64.9825 | 63.3059 | 66.7581 | 0 | 0 | 0 | 0 | 685.597 | 1127.9439 | 1267.6681 | 1374.1861 | 0 | 0 | 0 | 0 | -0.34564 | -7.9899 | -12.5677 | -19.4683 | 0 | 0 | 0 | 0 | -389.0551 | -574.1637 | -612.4764 | -613.0855 | 0.40065 | 0.26972 | 0.26972 | 0 | -155.8742 | -154.8632 | -165.1964 | 0
3 | 12 | 16 | 701.0226 | 701.3393 | 699.0612 | 802.8627 | 378.8299 | 100.3275 | 0 | 0 | 39.9131 | 68.0609 | 65.837 | 74.8755 | 0 | 0 | 0 | 0 | 638.4477 | 1015.8057 | 1134.4908 | 1233.621 | 0 | 0 | 0 | 0 | -0.25795 | -2.0904 | -3.4243 | -2.5063 | 0 | 0 | 0 | 0 | -355.9101 | -480.7643 | -497.8424 | -503.1274 | 0.40929 | 0.26149 | 0.26306 | 0.18532 | -145.6712 | -125.7131 | -130.9627 | -93.2392
3 | 12 | 17 | 696.2779 | 700.0077 | 701.6309 | 809.3032 | 378.8299 | 100.3275 | 0 | 0 | 44.8827 | 71.4134 | 72.0682 | 78.5077 | 0 | 0 | 0 | 0 | 542.1058 | 785.0932 | 868.1295 | 965.2872 | 141.5984 | 151.5027 | 151.5027 | 151.5027 | -0.25811 | -0.333 | 0.7658 | 1.7562 | 0 | 0 | 0 | 0 | -410.8808 | -407.9961 | -390.8353 | -387.7507 | 0.40752 | 0.28291 | 0.38057 | 0.3842 | -167.4407 | -115.4269 | -148.7411 | -148.9733
3 | 12 | 18 | 701.3876 | 707.7351 | 712.1329 | 823.5451 | 378.8299 | 100.3275 | 0 | 0 | 51.7915 | 91.1797 | 86.8851 | 95.869 | 0 | 0 | 0 | 0 | 404.1509 | 474.9547 | 516.8965 | 617.2489 | 141.5984 | 151.5027 | 151.5027 | 151.5027 | 0.52928 | -0.43472 | -0.0055376 | 12.8365 | 0 | 0 | 0 | 0 | -275.5123 | -109.7947 | -43.1459 | -53.9119 | 0.40644 | 0.41154 | 0.3922 | 0.38465 | -111.9798 | -45.1849 | -16.922 | -20.7372
3 | 12 | 19 | 719.436 | 727.872 | 734.4932 | 851.1198 | 378.8299 | 100.3275 | 0 | 0 | 54.1227 | 99.2796 | 101.1656 | 102.2798 | 0 | 0 | 0 | 0 | 376.0199 | 358.0781 | 381.434 | 490.6095 | 141.5984 | 151.5027 | 151.5027 | 151.5027 | 1.2104 | 3.5666 | -0.39377 | 27.9751 | 0 | 0 | 0 | 0 | -232.3454 | 15.1174 | 100.7846 | 78.7527 | 0.41784 | 0.42049 | 0.40026 | 0.38866 | -97.084 | 6.3568 | 40.3403 | 30.6081
3 | 12 | 20 | 758.2914 | 768.4644 | 777.1118 | 902.3566 | 378.8299 | 100.3275 | 0 | 0 | 55.2844 | 103.8857 | 103.4985 | 110.1243 | 0 | 0 | 0 | 0 | 369.5321 | 361.0336 | 387.068 | 499.1859 | 141.5984 | 151.5027 | 151.5027 | 151.5027 | 0.60013 | 9.6744 | 2.0282 | 19.181 | 0 | 0 | 0 | 0 | -187.5534 | 42.0405 | 133.0144 | 122.3626 | 0.41669 | 0.42192 | 0.40093 | 0.38937 | -78.1515 | 17.7379 | 53.329 | 47.6442
3 | 12 | 21 | 763.5587 | 774.7453 | 784.7348 | 912.7121 | 378.8299 | 100.3275 | 0 | 0 | 55.3689 | 106.0807 | 107.4186 | 111.7586 | 0 | 0 | 0 | 0 | 359.266 | 359.4815 | 384.4506 | 493.0202 | 141.5984 | 151.5027 | 151.5027 | 151.5027 | 0.19249 | 5.7133 | 6.3523 | 31.9483 | 0 | 0 | 0 | 0 | -171.6971 | 51.6395 | 135.0106 | 124.4822 | 0.40725 | 0.41222 | 0.39727 | 0.38658 | -69.9228 | 21.287 | 53.6355 | 48.1218
3 | 12 | 22 | 710.3964 | 721.4786 | 731.5882 | 851.6984 | 378.8299 | 100.3275 | 0 | 0 | 53.355 | 114.0823 | 109.5172 | 113.4538 | 0 | 0 | 0 | 0 | 367.5977 | 372.9257 | 394.2269 | 501.9683 | 141.5984 | 151.5027 | 151.5027 | 151.5027 | 0.52055 | 3.3317 | 2.782 | 13.7845 | 0 | 0 | 0 | 0 | -231.5052 | -20.6914 | 73.5594 | 70.989 | 0.4092 | 0.40681 | 0.39436 | 0.38072 | -94.7324 | -8.4174 | 29.009 | 27.0271
3 | 12 | 23 | 636.4854 | 646.6034 | 655.821 | 763.5319 | 378.8299 | 100.3275 | 0 | 0 | 46.9244 | 104.1878 | 102.2913 | 112.4574 | 0 | 0 | 0 | 0 | 398.9051 | 403.9225 | 426.1981 | 536.5597 | 0 | 0 | 0 | 0 | -0.096574 | 3.0874 | 6.6218 | 13.7252 | 0 | 0 | 0 | 0 | -188.0775 | 35.0783 | 120.7098 | 100.7897 | 0.41443 | 0.40564 | 0.38939 | 0.37001 | -77.9444 | 14.2291 | 47.0031 | 37.2931
3 | 12 | 24 | 566.8474 | 573.9081 | 579.8147 | 672.8911 | 378.8299 | 100.3275 | 0 | 0 | 41.8679 | 96.5191 | 106.2689 | 105.3693 | 0 | 0 | 0 | 0 | 425.3307 | 430.9856 | 452.6375 | 568.3112 | 0 | 0 | 0 | 0 | -0.18067 | 3.2397 | 2.7159 | 4.1843 | 0 | 0 | 0 | 0 | -279.0006 | -57.1637 | 18.1924 | -4.9738 | 0.41271 | 0.40699 | 0.38318 | 0.36432 | -115.1458 | -23.265 | 6.971 | -1.812
3 | 13 | 1 | 518.0581 | 521.8108 | 524.1159 | 605.505 | 378.8299 | 100.3275 | 0 | 0 | 34.4152 | 106.9713 | 97.9834 | 101.0911 | 0 | 0 | 0 | 0 | 441.3249 | 443.614 | 464.6046 | 585.1656 | 0 | 0 | 0 | 0 | -0.37344 | 4.4025 | 11.8032 | 2.454 | 0 | 0 | 0 | 0 | -336.1385 | -133.5044 | -50.2753 | -83.2057 | 0.41329 | 0.40425 | 0.37696 | 0.36409 | -138.921 | -53.969 | -18.9516 | -30.2941
3 | 13 | 2 | 492.2654 | 493.3062 | 492.6456 | 566.6626 | 378.8299 | 100.3275 | 0 | 0 | 32.7216 | 98.5371 | 102.0377 | 79.0382 | 0 | 0 | 0 | 0 | 434.5076 | 435.2488 | 455.018 | 578.5241 | 0 | 0 | 0 | 0 | -0.32521 | 0.26075 | 6.8615 | -1.6685 | 0 | 0 | 0 | 0 | -353.4685 | -141.0679 | -71.2717 | -89.2313 | 0.41212 | 0.40593 | 0.37263 | 0.36396 | -145.6715 | -57.2637 | -26.5577 | -32.4764
3 | 13 | 3 | 479.0862 | 477.5672 | 474.0739 | 542.8046 | 378.8299 | 100.3275 | 0 | 0 | 33.8004 | 88.3291 | 107.8763 | 77.5051 | 0 | 0 | 0 | 0 | 407.1107 | 409.1662 | 428.8497 | 550.0914 | 0 | 0 | 0 | 0 | -0.32543 | 1.2631 | 5.4003 | -0.54961 | 0 | 0 | 0 | 0 | -340.3294 | -121.5187 | -68.0523 | -84.2423 | 0.41162 | 0.4062 | 0.3735 | 0.36453 | -140.0855 | -49.3609 | -25.4176 | -30.7086
3 | 13 | 4 | 477.193 | 473.7201 | 468.0332 | 533.9313 | 378.8299 | 100.3275 | 0 | 0 | 33.6253 | 86.9821 | 95.348 | 77.5691 | 0 | 0 | 0 | 0 | 383.7915 | 385.5826 | 404.1154 | 519.4478 | 0 | 0 | 0 | 0 | -0.32502 | 0.60869 | 8.0684 | -0.70238 | 0 | 0 | 0 | 0 | -318.7286 | -99.7808 | -39.4986 | -62.3832 | 0.4116 | 0.40613 | 0.376 | 0.36469 | -131.1881 | -40.5242 | -14.8514 | -22.7506
3 | 13 | 5 | 489.823 | 484.2513 | 476.106 | 540.9883 | 378.8299 | 100.3275 | 0 | 0 | 39.2703 | 95.0455 | 91.2561 | 86.3172 | 0 | 0 | 0 | 0 | 379.6676 | 377.0052 | 395.5248 | 508.38 | 0 | 0 | 0 | 0 | -0.24801 | 2.9303 | 13.2777 | -2.5611 | 0 | 0 | 0 | 0 | -307.6968 | -91.0572 | -23.9526 | -51.1478 | 0.41177 | 0.4071 | 0.37726 | 0.36626 | -126.7004 | -37.0694 | -9.0363 | -18.7332
3 | 13 | 6 | 530.1426 | 523.1824 | 513.3508 | 582.444 | 378.8299 | 100.3275 | 0 | 0 | 49.519 | 96.9858 | 95.5714 | 103.1246 | 0 | 0 | 0 | 0 | 344.9623 | 336.8226 | 356.7215 | 468.1033 | 0 | 0 | 0 | 0 | 0.30779 | 9.5225 | 13.9681 | 17.6592 | 0 | 0 | 0 | 0 | -243.4765 | -20.476 | 47.0898 | -6.4431 | 0.41056 | 0.40853 | 0.38849 | 0.36647 | -99.9629 | -8.365 | 18.2937 | -2.3612
3 | 13 | 7 | 616.4114 | 608.9635 | 598.4365 | 680.1281 | 378.8299 | 100.3275 | 0 | 0 | 50.9817 | 97.2754 | 96.0752 | 97.2237 | 0 | 0 | 0 | 0 | 350.9401 | 406.2208 | 432.6886 | 544.2572 | 0 | 0 | 0 | 0 | 0.44256 | 2.5049 | 2.3547 | 7.2279 | 0 | 0 | 0 | 0 | -164.7828 | 2.635 | 67.318 | 31.4194 | 0.41103 | 0.41035 | 0.39423 | 0.37873 | -67.73 | 1.0813 | 26.539 | 11.8995
3 | 13 | 8 | 684.7846 | 677.7063 | 667.4663 | 760.0948 | 378.8299 | 100.3275 | 0 | 0 | 46.6252 | 80.3501 | 78.4186 | 79.6189 | 0 | 0 | 0 | 0 | 398.9375 | 644.0176 | 715.1481 | 827.4463 | 0 | 0 | 0 | 0 | -0.3036 | -1.5126 | 1.7883 | 9.1156 | 0 | 0 | 0 | 0 | -139.3045 | -145.4762 | -127.8886 | -156.0859 | 0.409 | 0.28561 | 0.40476 | 0.39541 | -56.9758 | -41.5498 | -51.7644 | -61.7178
3 | 13 | 9 | 699.0027 | 691.9102 | 681.4591 | 775.7639 | 378.8299 | 100.3275 | 0 | 0 | 40.8611 | 73.0701 | 67.8055 | 71.7572 | 0 | 0 | 0 | 0 | 445.0925 | 818.8924 | 933.4951 | 1045.5101 | 0 | 0 | 0 | 0 | -0.1606 | -3.8235 | -6.004 | -16.7141 | 0 | 0 | 0 | 0 | -165.6201 | -296.5563 | -313.8375 | -324.7892 | 0.40919 | 0.27247 | 0.26264 | 0.26837 | -67.7704 | -80.8042 | -82.4276 | -87.1631
3 | 13 | 10 | 711.9723 | 704.899 | 694.417 | 790.6469 | 378.8299 | 100.3275 | 0 | 0 | 38.262 | 63.821 | 63.2833 | 68.3482 | 0 | 0 | 0 | 0 | 496.3682 | 945.6594 | 1088.0171 | 1207.9065 | 0 | 0 | 0 | 0 | -0.30422 | -10.3258 | -17.41 | -36.2085 | 0 | 0 | 0 | 0 | -201.1837 | -394.5831 | -439.4734 | -449.3993 | 0.40293 | 0.26868 | 0.26582 | 0.087318 | -81.0622 | -106.015 | -116.82 | -39.2404
3 | 13 | 11 | 726.795 | 720.6581 | 711.2556 | 811.1218 | 378.8299 | 100.3275 | 0 | 0 | 36.3487 | 64.3427 | 61.7851 | 63.7111 | 0 | 0 | 0 | 0 | 545.0349 | 1034.0658 | 1194.7254 | 1323.6321 | 0 | 0 | 0 | 0 | -0.30097 | -9.694 | -17.5836 | -37.2643 | 0 | 0 | 0 | 0 | -233.1175 | -468.3838 | -527.6713 | -538.957 | 0.39688 | 0.26972 | 0.26885 | 0 | -92.5192 | -126.3323 | -141.8671 | 0
3 | 13 | 12 | 724.7897 | 719.275 | 710.5529 | 810.8553 | 378.8299 | 100.3275 | 0 | 0 | 33.7046 | 62.5938 | 61.1838 | 61.7032 | 0 | 0 | 0 | 0 | 606.9586 | 1109.7469 | 1279.9674 | 1426.8225 | 0 | 0 | 0 | 0 | -0.42907 | -11.704 | -22.4749 | -45.4086 | 0 | 0 | 0 | 0 | -294.2743 | -541.6891 | -608.1234 | -632.2618 | 0.3979 | 0.26972 | 0.26972 | 0 | -117.0907 | -146.1042 | -164.0223 | 0
3 | 13 | 13 | 725.7699 | 721.7762 | 714.7234 | 817.0415 | 378.8299 | 100.3275 | 0 | 0 | 33.1204 | 63.1799 | 61.77 | 61.0005 | 0 | 0 | 0 | 0 | 645.7157 | 1141.3161 | 1307.5673 | 1472.8771 | 0 | 0 | 0 | 0 | -0.25275 | -11.9536 | -22.7392 | -48.6738 | 0 | 0 | 0 | 0 | -331.6433 | -571.0936 | -631.8748 | -668.1621 | 0.39853 | 0.26972 | 0.26972 | 0 | -132.1688 | -154.0351 | -170.4285 | 0
3 | 13 | 14 | 719.6908 | 716.3466 | 709.9745 | 812.0344 | 378.8299 | 100.3275 | 0 | 0 | 36.4512 | 62.4698 | 60.973 | 60.1615 | 0 | 0 | 0 | 0 | 671.2689 | 1153.6769 | 1315.4091 | 1492.015 | 0 | 0 | 0 | 0 | -0.37833 | -11.956 | -22.2133 | -31.5925 | 0 | 0 | 0 | 0 | -366.4809 | -588.1716 | -644.1942 | -708.5496 | 0.39819 | 0.26972 | 0.26972 | 0 | -145.9276 | -158.6414 | -173.7513 | 0
3 | 13 | 15 | 707.3871 | 704.9172 | 699.5231 | 800.7588 | 378.8299 | 100.3275 | 0 | 0 | 38.356 | 64.9825 | 63.3059 | 66.7581 | 0 | 0 | 0 | 0 | 698.6205 | 1167.3574 | 1326.7858 | 1511.2508 | 0 | 0 | 0 | 0 | -0.34564 | -7.9899 | -12.5677 | -19.4683 | 0 | 0 | 0 | 0 | -408.0736 | -619.7602 | -678.001 | -757.7819 | 0.40065 | 0.26972 | 0.26972 | 0 | -163.494 | -167.1615 | -182.8696 | 0
3 | 13 | 16 | 695.741 | 695.8874 | 693.4063 | 796.1221 | 378.8299 | 100.3275 | 0 | 0 | 39.9131 | 68.0609 | 65.837 | 74.8755 | 0 | 0 | 0 | 0 | 679.9223 | 1092.7222 | 1240.0905 | 1420.1417 | 0 | 0 | 0 | 0 | -0.25795 | -2.0904 | -3.4243 | -2.5063 | 0 | 0 | 0 | 0 | -402.6663 | -563.1327 | -609.0969 | -696.3888 | 0.40929 | 0.26149 | 0.26306 | 0.18532 | -164.8082 | -147.2512 | -160.2293 | -129.0543
3 | 13 | 17 | 695.6367 | 699.3241 | 700.8956 | 808.4046 | 378.8299 | 100.3275 | 0 | 0 | 44.8827 | 71.4134 | 72.0682 | 78.5077 | 0 | 0 | 0 | 0 | 581.1198 | 877.7674 | 1001.0454 | 1150.4138 | 141.5984 | 151.5027 | 151.5027 | 151.5027 | -0.25811 | -0.333 | 0.7658 | 1.7562 | 0 | 0 | 0 | 0 | -450.536 | -501.3539 | -524.4865 | -573.7758 | 0.40752 | 0.28291 | 0.38057 | 0.3842 | -183.6008 | -141.8389 | -199.6051 | -220.444
3 | 13 | 18 | 701.1474 | 707.4682 | 711.8332 | 823.1686 | 378.8299 | 100.3275 | 0 | 0 | 51.7915 | 91.1797 | 86.8851 | 95.869 | 0 | 0 | 0 | 0 | 456.8918 | 560.6517 | 650.5571 | 780.6251 | 141.5984 | 151.5027 | 151.5027 | 151.5027 | 0.52928 | -0.43472 | -0.0055376 | 12.8365 | 0 | 0 | 0 | 0 | -328.4934 | -195.7586 | -177.1063 | -217.6647 | 0.40644 | 0.41154 | 0.3922 | 0.38465 | -133.5136 | -80.5625 | -69.4618 | -83.7246
3 | 13 | 19 | 723.0088 | 731.5245 | 738.2388 | 855.5484 | 378.8299 | 100.3275 | 0 | 0 | 54.1227 | 99.2796 | 101.1656 | 102.2798 | 0 | 0 | 0 | 0 | 426.0994 | 433.7115 | 526.1014 | 661.3383 | 141.5984 | 151.5027 | 151.5027 | 151.5027 | 1.2104 | 3.5666 | -0.39377 | 27.9751 | 0 | 0 | 0 | 0 | -278.852 | -56.8634 | -40.1372 | -87.5475 | 0.41784 | 0.42049 | 0.40026 | 0.38866 | -116.5166 | -23.9107 | -16.0654 | -34.0262
3 | 13 | 20 | 755.8232 | 765.9118 | 774.4585 | 899.189 | 378.8299 | 100.3275 | 0 | 0 | 55.2844 | 103.8857 | 103.4985 | 110.1243 | 0 | 0 | 0 | 0 | 392.6672 | 402.599 | 504.63 | 661.3914 | 141.5984 | 151.5027 | 151.5027 | 151.5027 | 0.60013 | 9.6744 | 2.0282 | 19.181 | 0 | 0 | 0 | 0 | -213.1569 | -2.0775 | 12.7991 | -43.0105 | 0.41669 | 0.42192 | 0.40093 | 0.38937 | -88.8202 | -0.87654 | 5.1315 | -16.7469
3 | 13 | 21 | 763.5379 | 774.7137 | 784.6898 | 912.6482 | 378.8299 | 100.3275 | 0 | 0 | 55.3689 | 106.0807 | 107.4186 | 111.7586 | 0 | 0 | 0 | 0 | 369.8005 | 380.9796 | 493.0341 | 653.6553 | 141.5984 | 151.5027 | 151.5027 | 151.5027 | 0.19249 | 5.7133 | 6.3523 | 31.9483 | 0 | 0 | 0 | 0 | -182.2524 | 30.1099 | 26.3821 | -36.2167 | 0.40725 | 0.41222 | 0.39727 | 0.38658 | -74.2214 | 12.412 | 10.4808 | -14.0005
3 | 13 | 22 | 710.2055 | 721.2816 | 731.384 | 851.4551 | 378.8299 | 100.3275 | 0 | 0 | 53.355 | 114.0823 | 109.5172 | 113.4538 | 0 | 0 | 0 | 0 | 364.52 | 373.4709 | 489.6071 | 641.9001 | 141.5984 | 151.5027 | 151.5027 | 151.5027 | 0.52055 | 3.3317 | 2.782 | 13.7845 | 0 | 0 | 0 | 0 | -228.6183 | -21.4335 | -22.025 | -69.1861 | 0.4092 | 0.40681 | 0.39436 | 0.38072 | -93.5511 | -8.7193 | -8.6858 | -26.3407
3 | 13 | 23 | 635.668 | 645.7621 | 654.9514 | 762.4978 | 378.8299 | 100.3275 | 0 | 0 | 46.9244 | 104.1878 | 102.2913 | 112.4574 | 0 | 0 | 0 | 0 | 368.1469 | 373.1236 | 490.9041 | 638.7841 | 0 | 0 | 0 | 0 | -0.096574 | 3.0874 | 6.6218 | 13.7252 | 0 | 0 | 0 | 0 | -158.1366 | 65.0359 | 55.1343 | -2.4688 | 0.41443 | 0.40564 | 0.38939 | 0.37001 | -65.5361 | 26.381 | 21.4687 | -0.91348
3 | 13 | 24 | 563.6615 | 570.6339 | 576.4359 | 668.8782 | 378.8299 | 100.3275 | 0 | 0 | 41.8679 | 96.5191 | 106.2689 | 105.3693 | 0 | 0 | 0 | 0 | 395.9247 | 399.0445 | 516.7012 | 656.8846 | 0 | 0 | 0 | 0 | -0.18067 | 3.2397 | 2.7159 | 4.1843 | 0 | 0 | 0 | 0 | -252.7803 | -28.4967 | -49.2501 | -97.5601 | 0.41271 | 0.40699 | 0.38318 | 0.36432 | -104.3245 | -11.5979 | -18.8717 | -35.5427
3 | 14 | 1 | 517.5181 | 521.2577 | 523.5474 | 604.8317 | 378.8299 | 100.3275 | 0 | 0 | 34.4152 | 106.9713 | 97.9834 | 101.0911 | 0 | 0 | 0 | 0 | 418.1289 | 418.5361 | 536.2701 | 661.9649 | 0 | 0 | 0 | 0 | -0.37344 | 4.4025 | 11.8032 | 2.454 | 0 | 0 | 0 | 0 | -313.4824 | -108.9796 | -122.5093 | -160.6783 | 0.41329 | 0.40425 | 0.37696 | 0.36409 | -129.5576 | -44.0549 | -46.1806 | -58.5008
3 | 14 | 2 | 491.5697 | 492.5932 | 491.912 | 565.7932 | 378.8299 | 100.3275 | 0 | 0 | 32.7216 | 98.5371 | 102.0377 | 79.0382 | 0 | 0 | 0 | 0 | 410.9488 | 409.6303 | 527.0503 | 648.2929 | 0 | 0 | 0 | 0 | -0.32521 | 0.26075 | 6.8615 | -1.6685 | 0 | 0 | 0 | 0 | -330.6054 | -116.1625 | -144.0375 | -159.8694 | 0.41212 | 0.40593 | 0.37263 | 0.36396 | -136.2492 | -47.1539 | -53.6722 | -58.1857
3 | 14 | 3 | 478.3415 | 476.8033 | 473.2873 | 541.872 | 378.8299 | 100.3275 | 0 | 0 | 33.8004 | 88.3291 | 107.8763 | 77.5051 | 0 | 0 | 0 | 0 | 409.6126 | 406.4092 | 518.4151 | 637.1871 | 0 | 0 | 0 | 0 | -0.32543 | 1.2631 | 5.4003 | -0.54961 | 0 | 0 | 0 | 0 | -343.576 | -119.5255 | -158.4042 | -172.2707 | 0.41162 | 0.4062 | 0.3735 | 0.36453 | -141.4218 | -48.5513 | -59.1641 | -62.7974
3 | 14 | 4 | 474.7013 | 471.1613 | 465.3952 | 530.8003 | 378.8299 | 100.3275 | 0 | 0 | 33.6253 | 86.9821 | 95.348 | 77.5691 | 0 | 0 | 0 | 0 | 407.779 | 403.1038 | 507.3151 | 616.1077 | 0 | 0 | 0 | 0 | -0.32502 | 0.60869 | 8.0684 | -0.70238 | 0 | 0 | 0 | 0 | -345.2079 | -119.8608 | -145.3363 | -162.1741 | 0.4116 | 0.40613 | 0.376 | 0.36469 | -142.0869 | -48.6794 | -54.6463 | -59.1433
3 | 14 | 5 | 487.1928 | 481.5516 | 473.3242 | 537.688 | 378.8299 | 100.3275 | 0 | 0 | 39.2703 | 95.0455 | 91.2561 | 86.3172 | 0 | 0 | 0 | 0 | 384.1877 | 378.3333 | 479.6364 | 584.8939 | 0 | 0 | 0 | 0 | -0.24801 | 2.9303 | 13.2777 | -2.5611 | 0 | 0 | 0 | 0 | -314.8471 | -95.085 | -110.846 | -130.9621 | 0.41177 | 0.4071 | 0.37726 | 0.36626 | -129.6447 | -38.7091 | -41.8173 | -47.9656
3 | 14 | 6 | 531.3248 | 524.4024 | 514.6158 | 583.9517 | 378.8299 | 100.3275 | 0 | 0 | 49.519 | 96.9858 | 95.5714 | 103.1246 | 0 | 0 | 0 | 0 | 366.5321 | 359.7337 | 460.7528 | 568.3073 | 0 | 0 | 0 | 0 | 0.30779 | 9.5225 | 13.9681 | 17.6592 | 0 | 0 | 0 | 0 | -263.864 | -42.1671 | -55.6764 | -105.1395 | 0.41056 | 0.40853 | 0.38849 | 0.36647 | -108.3333 | -17.2264 | -21.6295 | -38.5306
3 | 14 | 7 | 617.0145 | 609.5939 | 599.1001 | 680.9273 | 378.8299 | 100.3275 | 0 | 0 | 50.9817 | 97.2754 | 96.0752 | 97.2237 | 0 | 0 | 0 | 0 | 410.4193 | 479.4938 | 586.4472 | 688.1017 | 0 | 0 | 0 | 0 | 0.44256 | 2.5049 | 2.3547 | 7.2279 | 0 | 0 | 0 | 0 | -223.6589 | -70.0076 | -85.777 | -111.6259 | 0.41103 | 0.41035 | 0.39423 | 0.37873 | -91.9296 | -28.7275 | -33.8162 | -42.2762
3 | 14 | 8 | 681.384 | 674.2141 | 663.8658 | 755.8214 | 378.8299 | 100.3275 | 0 | 0 | 46.6252 | 80.3501 | 78.4186 | 79.6189 | 0 | 0 | 0 | 0 | 512.7238 | 774.1692 | 912.4277 | 1007.9839 | 0 | 0 | 0 | 0 | -0.3036 | -1.5126 | 1.7883 | 9.1156 | 0 | 0 | 0 | 0 | -256.4914 | -279.12 | -328.7687 | -340.897 | 0.409 | 0.28561 | 0.40476 | 0.39541 | -104.9055 | -79.7201 | -133.0731 | -134.7938
3 | 14 | 9 | 696.1606 | 688.987 | 678.44 | 772.1759 | 378.8299 | 100.3275 | 0 | 0 | 40.8611 | 73.0701 | 67.8055 | 71.7572 | 0 | 0 | 0 | 0 | 644.1545 | 1030.4201 | 1179.893 | 1290.9031 | 0 | 0 | 0 | 0 | -0.1606 | -3.8235 | -6.004 | -16.7141 | 0 | 0 | 0 | 0 | -367.5243 | -511.0071 | -563.2546 | -573.7702 | 0.40919 | 0.27247 | 0.26264 | 0.26837 | -150.388 | -139.2366 | -147.9354 | -153.9816
3 | 14 | 10 | 710.8621 | 703.749 | 693.2193 | 789.2151 | 378.8299 | 100.3275 | 0 | 0 | 38.262 | 63.821 | 63.2833 | 68.3482 | 0 | 0 | 0 | 0 | 731.8642 | 1192.8856 | 1354.3688 | 1493.312 | 0 | 0 | 0 | 0 | -0.30422 | -10.3258 | -17.41 | -36.2085 | 0 | 0 | 0 | 0 | -437.7898 | -642.9593 | -707.0228 | -736.2367 | 0.40293 | 0.26868 | 0.26582 | 0.087318 | -176.3971 | -172.7477 | -187.9395 | -64.2864
3 | 14 | 11 | 723.9497 | 717.7169 | 708.1998 | 807.4749 | 378.8299 | 100.3275 | 0 | 0 | 36.3487 | 64.3427 | 61.7851 | 63.7111 | 0 | 0 | 0 | 0 | 767.9582 | 1261.8377 | 1417.2291 | 1587.9248 | 0 | 0 | 0 | 0 | -0.30097 | -9.694 | -17.5836 | -37.2643 | 0 | 0 | 0 | 0 | -458.8861 | -699.0969 | -753.2307 | -806.8967 | 0.39688 | 0.26972 | 0.26885 | 0 | -182.1217 | -188.5601 | -202.5098 | 0
3 | 14 | 12 | 725.448 | 719.9246 | 711.1906 | 811.5851 | 378.8299 | 100.3275 | 0 | 0 | 33.7046 | 62.5938 | 61.1838 | 61.7032 | 0 | 0 | 0 | 0 | 774.8257 | 1286.9916 | 1442.0739 | 1625.5953 | 0 | 0 | 0 | 0 | -0.42907 | -11.704 | -22.4749 | -45.4086 | 0 | 0 | 0 | 0 | -461.4831 | -718.2842 | -769.5922 | -830.3049 | 0.3979 | 0.26972 | 0.26972 | 0 | -183.6225 | -193.7353 | -207.5735 | 0
3 | 14 | 13 | 720.6435 | 716.4725 | 709.2077 | 810.4546 | 378.8299 | 100.3275 | 0 | 0 | 33.1204 | 63.1799 | 61.77 | 61.0005 | 0 | 0 | 0 | 0 | 764.8047 | 1281.5943 | 1437.6044 | 1624.1389 | 0 | 0 | 0 | 0 | -0.25275 | -11.9536 | -22.7392 | -48.6738 | 0 | 0 | 0 | 0 | -455.8587 | -716.6755 | -767.4275 | -826.0109 | 0.39853 | 0.26972 | 0.26972 | 0 | -181.672 | -193.3014 | -206.9896 | 0
3 | 14 | 14 | 718.0362 | 714.6103 | 708.1394 | 809.8182 | 378.8299 | 100.3275 | 0 | 0 | 36.4512 | 62.4698 | 60.973 | 60.1615 | 0 | 0 | 0 | 0 | 757.8681 | 1273.8125 | 1434.0064 | 1620.4049 | 0 | 0 | 0 | 0 | -0.37833 | -11.956 | -22.2133 | -31.5925 | 0 | 0 | 0 | 0 | -454.7347 | -710.0435 | -764.6267 | -839.1557 | 0.39819 | 0.26972 | 0.26972 | 0 | -181.069 | -191.5126 | -206.2342 | 0
3 | 14 | 15 | 706.8968 | 704.3821 | 698.9329 | 800.0257 | 378.8299 | 100.3275 | 0 | 0 | 38.356 | 64.9825 | 63.3059 | 66.7581 | 0 | 0 | 0 | 0 | 736.4984 | 1226.9991 | 1380.7824 | 1566.5369 | 0 | 0 | 0 | 0 | -0.34564 | -7.9899 | -12.5677 | -19.4683 | 0 | 0 | 0 | 0 | -446.4418 | -679.937 | -732.5877 | -813.8009 | 0.40065 | 0.26972 | 0.26972 | 0 | -178.8661 | -183.3923 | -197.5927 | 0
3 | 14 | 16 | 702.8179 | 703.1202 | 700.8212 | 804.8872 | 378.8299 | 100.3275 | 0 | 0 | 39.9131 | 68.0609 | 65.837 | 74.8755 | 0 | 0 | 0 | 0 | 679.5342 | 1121.411 | 1259.7737 | 1437.0839 | 0 | 0 | 0 | 0 | -0.25795 | -2.0904 | -3.4243 | -2.5063 | 0 | 0 | 0 | 0 | -395.2013 | -584.5887 | -621.3652 | -704.5659 | 0.40929 | 0.26149 | 0.26306 | 0.18532 | -161.7528 | -152.8617 | -163.4566 | -130.5696
3 | 14 | 17 | 693.7381 | 697.3295 | 698.7847 | 805.853 | 378.8299 | 100.3275 | 0 | 0 | 44.8827 | 71.4134 | 72.0682 | 78.5077 | 0 | 0 | 0 | 0 | 577.9507 | 907.5111 | 1020.083 | 1181.1048 | 141.5984 | 151.5027 | 151.5027 | 151.5027 | -0.25811 | -0.333 | 0.7658 | 1.7562 | 0 | 0 | 0 | 0 | -449.2655 | -533.0923 | -545.6351 | -607.0184 | 0.40752 | 0.28291 | 0.38057 | 0.3842 | -183.0831 | -150.8181 | -207.6536 | -233.2157
3 | 14 | 18 | 698.2398 | 704.4424 | 708.6652 | 819.3675 | 378.8299 | 100.3275 | 0 | 0 | 51.7915 | 91.1797 | 86.8851 | 95.869 | 0 | 0 | 0 | 0 | 511.2246 | 666.4781 | 737.445 | 888.7853 | 141.5984 | 151.5027 | 151.5027 | 151.5027 | 0.52928 | -0.43472 | -0.0055376 | 12.8365 | 0 | 0 | 0 | 0 | -385.7338 | -304.6108 | -267.1621 | -329.6259 | 0.40644 | 0.41154 | 0.3922 | 0.38465 | -156.7785 | -125.3595 | -104.782 | -126.7905
3 | 14 | 19 | 712.4861 | 720.6813 | 727.0146 | 842.1883 | 378.8299 | 100.3275 | 0 | 0 | 54.1227 | 99.2796 | 101.1656 | 102.2798 | 0 | 0 | 0 | 0 | 469.0538 | 536.6418 | 607.7878 | 771.4 | 141.5984 | 151.5027 | 151.5027 | 151.5027 | 1.2104 | 3.5666 | -0.39377 | 27.9751 | 0 | 0 | 0 | 0 | -332.3291 | -170.6369 | -133.0478 | -210.9692 | 0.41784 | 0.42049 | 0.40026 | 0.38866 | -138.8616 | -71.7517 | -53.2541 | -81.9954
3 | 14 | 20 | 741.5772 | 751.2527 | 759.3094 | 881.1783 | 378.8299 | 100.3275 | 0 | 0 | 55.2844 | 103.8857 | 103.4985 | 110.1243 | 0 | 0 | 0 | 0 | 427.6452 | 504.6383 | 574.2398 | 735.0189 | 141.5984 | 151.5027 | 151.5027 | 151.5027 | 0.60013 | 9.6744 | 2.0282 | 19.181 | 0 | 0 | 0 | 0 | -262.3808 | -118.7759 | -71.9598 | -134.6488 | 0.41669 | 0.42192 | 0.40093 | 0.38937 | -109.3313 | -50.1144 | -28.8506 | -52.428
3 | 14 | 21 | 751.4874 | 762.323 | 771.8961 | 897.4472 | 378.8299 | 100.3275 | 0 | 0 | 55.3689 | 106.0807 | 107.4186 | 111.7586 | 0 | 0 | 0 | 0 | 394.0328 | 472.4743 | 534.6812 | 694.1404 | 141.5984 | 151.5027 | 151.5027 | 151.5027 | 0.19249 | 5.7133 | 6.3523 | 31.9483 | 0 | 0 | 0 | 0 | -218.5351 | -73.7755 | -28.0587 | -91.9028 | 0.40725 | 0.41222 | 0.39727 | 0.38658 | -88.9974 | -30.4119 | -11.1468 | -35.5274
3 | 14 | 22 | 703.0102 | 713.8779 | 723.7329 | 842.3589 | 378.8299 | 100.3275 | 0 | 0 | 53.355 | 114.0823 | 109.5172 | 113.4538 | 0 | 0 | 0 | 0 | 347.5511 | 420.6396 | 487.9393 | 634.2681 | 141.5984 | 151.5027 | 151.5027 | 151.5027 | 0.52055 | 3.3317 | 2.782 | 13.7845 | 0 | 0 | 0 | 0 | -218.8447 | -76.006 | -28.0083 | -70.6503 | 0.4092 | 0.40681 | 0.39436 | 0.38072 | -89.5517 | -30.9198 | -11.0454 | -26.8982
3 | 14 | 23 | 635.8801 | 645.9727 | 655.1598 | 762.7377 | 378.8299 | 100.3275 | 0 | 0 | 46.9244 | 104.1878 | 102.2913 | 112.4574 | 0 | 0 | 0 | 0 | 294.6713 | 366.6946 | 446.2088 | 581.2408 | 0 | 0 | 0 | 0 | -0.096574 | 3.0874 | 6.6218 | 13.7252 | 0 | 0 | 0 | 0 | -84.4489 | 71.6755 | 100.0379 | 55.3144 | 0.41443 | 0.40564 | 0.38939 | 0.37001 | -34.9979 | 29.0742 | 38.9537 | 20.4668
3 | 14 | 24 | 565.502 | 572.5196 | 578.3747 | 671.1749 | 378.8299 | 100.3275 | 0 | 0 | 41.8679 | 96.5191 | 106.2689 | 105.3693 | 0 | 0 | 0 | 0 | 275.3127 | 344.0255 | 432.5016 | 559.0606 | 0 | 0 | 0 | 0 | -0.18067 | 3.2397 | 2.7159 | 4.1843 | 0 | 0 | 0 | 0 | -130.3279 | 28.4079 | 36.8883 | 2.5606 | 0.41271 | 0.40699 | 0.38318 | 0.36432 | -53.7874 | 11.5617 | 14.1349 | 0.93287
3 | 15 | 1 | 520.1411 | 523.9492 | 526.3198 | 608.12 | 378.8299 | 100.3275 | 0 | 0 | 34.4152 | 106.9713 | 97.9834 | 101.0911 | 0 | 0 | 0 | 0 | 257.404 | 319.6769 | 411.8116 | 516.9059 | 0 | 0 | 0 | 0 | -0.37344 | 4.4025 | 11.8032 | 2.454 | 0 | 0 | 0 | 0 | -150.1345 | -7.4289 | 4.7216 | -12.331 | 0.41329 | 0.40425 | 0.37696 | 0.36409 | -62.0483 | -3.0031 | 1.7798 | -4.4895
3 | 15 | 2 | 495.3471 | 496.4702 | 495.9067 | 570.5324 | 378.8299 | 100.3275 | 0 | 0 | 32.7216 | 98.5371 | 102.0377 | 79.0382 | 0 | 0 | 0 | 0 | 242.4729 | 293.6976 | 395.2454 | 461.9523 | 0 | 0 | 0 | 0 | -0.32521 | 0.26075 | 6.8615 | -1.6685 | 0 | 0 | 0 | 0 | -158.3522 | 3.6472 | -8.2379 | 31.2104 | 0.41212 | 0.40593 | 0.37263 | 0.36396 | -65.2601 | 1.4805 | -3.0697 | 11.3593
3 | 15 | 3 | 479.6393 | 478.1335 | 474.6555 | 543.4932 | 378.8299 | 100.3275 | 0 | 0 | 33.8004 | 88.3291 | 107.8763 | 77.5051 | 0 | 0 | 0 | 0 | 209.2351 | 248.5328 | 360.4703 | 402.5794 | 0 | 0 | 0 | 0 | -0.32543 | 1.2631 | 5.4003 | -0.54961 | 0 | 0 | 0 | 0 | -141.9006 | 39.681 | 0.90873 | 63.9583 | 0.41162 | 0.4062 | 0.3735 | 0.36453 | -58.4088 | 16.1184 | 0.33941 | 23.3146
3 | 15 | 4 | 478.0988 | 474.6527 | 468.9978 | 535.0787 | 378.8299 | 100.3275 | 0 | 0 | 33.6253 | 86.9821 | 95.348 | 77.5691 | 0 | 0 | 0 | 0 | 179.7567 | 207.4895 | 329.4051 | 361.2856 | 0 | 0 | 0 | 0 | -0.32502 | 0.60869 | 8.0684 | -0.70238 | 0 | 0 | 0 | 0 | -113.788 | 79.245 | 36.1762 | 96.9264 | 0.4116 | 0.40613 | 0.376 | 0.36469 | -46.8349 | 32.184 | 13.6022 | 35.3481
3 | 15 | 5 | 489.6364 | 484.0647 | 475.9198 | 540.7726 | 378.8299 | 100.3275 | 0 | 0 | 39.2703 | 95.0455 | 91.2561 | 86.3172 | 0 | 0 | 0 | 0 | 146.8176 | 165.2599 | 292.0353 | 316.3679 | 0 | 0 | 0 | 0 | -0.24801 | 2.9303 | 13.2777 | -2.5611 | 0 | 0 | 0 | 0 | -75.0335 | 120.5015 | 79.3507 | 140.6485 | 0.41177 | 0.4071 | 0.37726 | 0.36626 | -30.8965 | 49.0562 | 29.9356 | 51.5133
3 | 15 | 6 | 536.2828 | 529.5 | 519.8789 | 590.2047 | 378.8299 | 100.3275 | 0 | 0 | 49.519 | 96.9858 | 95.5714 | 103.1246 | 0 | 0 | 0 | 0 | 134.4129 | 144.092 | 282.0767 | 297.9035 | 0 | 0 | 0 | 0 | 0.30779 | 9.5225 | 13.9681 | 17.6592 | 0 | 0 | 0 | 0 | -26.7868 | 178.5722 | 128.2627 | 171.5174 | 0.41056 | 0.40853 | 0.38849 | 0.36647 | -10.9977 | 72.9517 | 49.8283 | 62.8561
3 | 15 | 7 | 625.3185 | 618.1318 | 607.9148 | 691.4 | 378.8299 | 100.3275 | 0 | 0 | 50.9817 | 97.2754 | 96.0752 | 97.2237 | 0 | 0 | 0 | 0 | 136.1019 | 222.216 | 369.7433 | 375.2658 | 0 | 0 | 0 | 0 | 0.44256 | 2.5049 | 2.3547 | 7.2279 | 0 | 0 | 0 | 0 | 58.9626 | 195.808 | 139.7417 | 211.6827 | 0.41103 | 0.41035 | 0.39423 | 0.37873 | 24.2351 | 80.3494 | 55.0908 | 80.1708
3 | 15 | 8 | 689.1857 | 682.2381 | 672.1533 | 765.6704 | 378.8299 | 100.3275 | 0 | 0 | 46.6252 | 80.3501 | 78.4186 | 79.6189 | 0 | 0 | 0 | 0 | 183.4077 | 470.3122 | 654.7786 | 661.2328 | 0 | 0 | 0 | 0 | -0.3036 | -1.5126 | 1.7883 | 9.1156 | 0 | 0 | 0 | 0 | 80.6265 | 32.761 | -62.8321 | 15.7032 | 0.409 | 0.28561 | 0.40476 | 0.39541 | 32.9764 | 9.3569 | -25.432 | 6.2092
3 | 15 | 9 | 700.9742 | 693.9372 | 683.5518 | 778.2502 | 378.8299 | 100.3275 | 0 | 0 | 40.8611 | 73.0701 | 67.8055 | 71.7572 | 0 | 0 | 0 | 0 | 250.9352 | 663.3342 | 854.0685 | 869.2575 | 0 | 0 | 0 | 0 | -0.1606 | -3.8235 | -6.004 | -16.7141 | 0 | 0 | 0 | 0 | 30.5087 | -138.9711 | -232.3182 | -146.0503 | 0.40919 | 0.27247 | 0.26264 | 0.26837 | 12.4839 | -37.8662 | -61.017 | -39.1952
3 | 15 | 10 | 720.1512 | 713.2975 | 703.0749 | 800.9223 | 378.8299 | 100.3275 | 0 | 0 | 38.262 | 63.821 | 63.2833 | 68.3482 | 0 | 0 | 0 | 0 | 303.1245 | 792.8274 | 989.0975 | 1011.4386 | 0 | 0 | 0 | 0 | -0.30422 | -10.3258 | -17.41 | -36.2085 | 0 | 0 | 0 | 0 | 0.23893 | -233.3525 | -331.8959 | -242.656 | 0.40293 | 0.26868 | 0.26582 | 0.087318 | 0.09627 | -62.6962 | -88.224 | -21.1881
3 | 15 | 11 | 732.5657 | 726.5743 | 717.3431 | 818.3368 | 378.8299 | 100.3275 | 0 | 0 | 36.3487 | 64.3427 | 61.7851 | 63.7111 | 0 | 0 | 0 | 0 | 338.4309 | 862.0126 | 1061.8577 | 1091.6905 | 0 | 0 | 0 | 0 | -0.30097 | -9.694 | -17.5836 | -37.2643 | 0 | 0 | 0 | 0 | -20.7428 | -290.4144 | -388.7161 | -299.8004 | 0.39688 | 0.26972 | 0.26885 | 0 | -8.2324 | -78.3305 | -104.5083 | 0
3 | 15 | 12 | 735.0233 | 729.7779 | 721.3737 | 823.6921 | 378.8299 | 100.3275 | 0 | 0 | 33.7046 | 62.5938 | 61.1838 | 61.7032 | 0 | 0 | 0 | 0 | 360.283 | 892.4413 | 1089.165 | 1125.4885 | 0 | 0 | 0 | 0 | -0.42907 | -11.704 | -22.4749 | -45.4086 | 0 | 0 | 0 | 0 | -37.3651 | -313.8806 | -406.5002 | -318.091 | 0.3979 | 0.26972 | 0.26972 | 0 | -14.8674 | -84.6597 | -109.6407 | 0
3 | 15 | 13 | 731.793 | 727.9504 | 721.0754 | 824.5693 | 378.8299 | 100.3275 | 0 | 0 | 33.1204 | 63.1799 | 61.77 | 61.0005 | 0 | 0 | 0 | 0 | 365.9272 | 891.4785 | 1079.534 | 1118.8826 | 0 | 0 | 0 | 0 | -0.25275 | -11.9536 | -22.7392 | -48.6738 | 0 | 0 | 0 | 0 | -45.8317 | -315.0819 | -397.4895 | -306.6399 | 0.39853 | 0.26972 | 0.26972 | 0 | -18.2652 | -84.9838 | -107.2104 | 0
3 | 15 | 14 | 726.3235 | 723.1482 | 716.9752 | 820.3336 | 378.8299 | 100.3275 | 0 | 0 | 36.4512 | 62.4698 | 60.973 | 60.1615 | 0 | 0 | 0 | 0 | 364.3415 | 887.8525 | 1070.6039 | 1109.0341 | 0 | 0 | 0 | 0 | -0.37833 | -11.956 | -22.2133 | -31.5925 | 0 | 0 | 0 | 0 | -52.9208 | -315.5456 | -392.3884 | -317.2696 | 0.39819 | 0.26972 | 0.26972 | 0 | -21.0723 | -85.1088 | -105.8345 | 0
3 | 15 | 15 | 714.6744 | 712.3917 | 707.2183 | 809.8829 | 378.8299 | 100.3275 | 0 | 0 | 38.356 | 64.9825 | 63.3059 | 66.7581 | 0 | 0 | 0 | 0 | 348.6268 | 850.5224 | 1031.511 | 1068.1492 | 0 | 0 | 0 | 0 | -0.34564 | -7.9899 | -12.5677 | -19.4683 | 0 | 0 | 0 | 0 | -50.7927 | -295.4507 | -375.031 | -305.556 | 0.40065 | 0.26972 | 0.26972 | 0 | -20.35 | -79.6888 | -101.1529 | 0
3 | 15 | 16 | 704.7565 | 705.1408 | 702.9404 | 807.4331 | 378.8299 | 100.3275 | 0 | 0 | 39.9131 | 68.0609 | 65.837 | 74.8755 | 0 | 0 | 0 | 0 | 304.8453 | 742.4246 | 905.3183 | 932.7532 | 0 | 0 | 0 | 0 | -0.25795 | -2.0904 | -3.4243 | -2.5063 | 0 | 0 | 0 | 0 | -18.5738 | -203.5817 | -264.7906 | -197.6892 | 0.40929 | 0.26149 | 0.26306 | 0.18532 | -7.6021 | -53.2337 | -69.656 | -36.6356
3 | 15 | 17 | 700.6117 | 704.4291 | 706.154 | 814.6418 | 378.8299 | 100.3275 | 0 | 0 | 44.8827 | 71.4134 | 72.0682 | 78.5077 | 0 | 0 | 0 | 0 | 236.4326 | 550.5469 | 682.7337 | 699.5538 | 141.5984 | 151.5027 | 151.5027 | 151.5027 | -0.25811 | -0.333 | 0.7658 | 1.7562 | 0 | 0 | 0 | 0 | -100.8738 | -169.0284 | -200.9164 | -116.6786 | 0.40752 | 0.28291 | 0.38057 | 0.3842 | -41.1077 | -47.8201 | -76.4632 | -44.8278
3 | 15 | 18 | 702.3654 | 708.712 | 713.107 | 824.6734 | 378.8299 | 100.3275 | 0 | 0 | 51.7915 | 91.1797 | 86.8851 | 95.869 | 0 | 0 | 0 | 0 | 152.9403 | 277.2084 | 380.1431 | 392.7147 | 141.5984 | 151.5027 | 151.5027 | 151.5027 | 0.52928 | -0.43472 | -0.0055376 | 12.8365 | 0 | 0 | 0 | 0 | -23.324 | 88.9284 | 94.5816 | 171.7505 | 0.40644 | 0.41154 | 0.3922 | 0.38465 | -9.4799 | 36.5976 | 37.0953 | 66.0638
3 | 15 | 19 | 718.8281 | 727.2219 | 733.7917 | 850.2606 | 378.8299 | 100.3275 | 0 | 0 | 54.1227 | 99.2796 | 101.1656 | 102.2798 | 0 | 0 | 0 | 0 | 134.6268 | 153.7293 | 244.958 | 261.3941 | 141.5984 | 151.5027 | 151.5027 | 151.5027 | 1.2104 | 3.5666 | -0.39377 | 27.9751 | 0 | 0 | 0 | 0 | 8.4399 | 218.8162 | 236.5591 | 307.1089 | 0.41784 | 0.42049 | 0.40026 | 0.38866 | 3.5266 | 92.0108 | 94.6858 | 119.361
3 | 15 | 20 | 753.592 | 763.6168 | 772.0879 | 896.3714 | 378.8299 | 100.3275 | 0 | 0 | 55.2844 | 103.8857 | 103.4985 | 110.1243 | 0 | 0 | 0 | 0 | 127.0729 | 149.5342 | 230 | 254.3122 | 141.5984 | 151.5027 | 151.5027 | 151.5027 | 0.60013 | 9.6744 | 2.0282 | 19.181 | 0 | 0 | 0 | 0 | 50.2063 | 248.6923 | 285.0585 | 361.2511 | 0.41669 | 0.42192 | 0.40093 | 0.38937 | 20.9204 | 104.9293 | 114.2876 | 140.6598
3 | 15 | 21 | 756.3155 | 767.2879 | 777.0231 | 903.5394 | 378.8299 | 100.3275 | 0 | 0 | 55.3689 | 106.0807 | 107.4186 | 111.7586 | 0 | 0 | 0 | 0 | 102.8926 | 119.1456 | 198.26 | 231.1055 | 141.5984 | 151.5027 | 151.5027 | 151.5027 | 0.19249 | 5.7133 | 6.3523 | 31.9483 | 0 | 0 | 0 | 0 | 77.4332 | 284.5181 | 313.4895 | 377.2243 | 0.40725 | 0.41222 | 0.39727 | 0.38658 | 31.5343 | 117.2848 | 124.5396 | 145.8258
3 | 15 | 22 | 707.0577 | 718.0449 | 728.042 | 847.4842 | 378.8299 | 100.3275 | 0 | 0 | 53.355 | 114.0823 | 109.5172 | 113.4538 | 0 | 0 | 0 | 0 | 88.9599 | 96.3024 | 170.0175 | 204.3717 | 141.5984 | 151.5027 | 151.5027 | 151.5027 | 0.52055 | 3.3317 | 2.782 | 13.7845 | 0 | 0 | 0 | 0 | 43.794 | 252.4983 | 294.2225 | 364.3714 | 0.4092 | 0.40681 | 0.39436 | 0.38072 | 17.9206 | 102.7181 | 116.0301 | 138.7245
3 | 15 | 23 | 638.2146 | 648.3804 | 657.6545 | 765.7093 | 378.8299 | 100.3275 | 0 | 0 | 46.9244 | 104.1878 | 102.2913 | 112.4574 | 0 | 0 | 0 | 0 | 100.645 | 102.5079 | 175.8421 | 216.7886 | 0 | 0 | 0 | 0 | -0.096574 | 3.0874 | 6.6218 | 13.7252 | 0 | 0 | 0 | 0 | 111.9119 | 338.2699 | 372.8994 | 422.7381 | 0.41443 | 0.40564 | 0.38939 | 0.37001 | 46.3793 | 137.2148 | 145.203 | 156.4169
3 | 15 | 24 | 570.7795 | 577.9454 | 583.9762 | 677.8296 | 378.8299 | 100.3275 | 0 | 0 | 41.8679 | 96.5191 | 106.2689 | 105.3693 | 0 | 0 | 0 | 0 | 101.5555 | 100.287 | 166.6345 | 215.2301 | 0 | 0 | 0 | 0 | -0.18067 | 3.2397 | 2.7159 | 4.1843 | 0 | 0 | 0 | 0 | 48.7069 | 277.5722 | 308.3568 | 353.0458 | 0.41271 | 0.40699 | 0.38318 | 0.36432 | 20.1017 | 112.969 | 118.1566 | 128.6203
3 | 16 | 1 | 523.3042 | 527.2067 | 529.6893 | 612.1289 | 378.8299 | 100.3275 | 0 | 0 | 34.4152 | 106.9713 | 97.9834 | 101.0911 | 0 | 0 | 0 | 0 | 74.9257 | 71.2714 | 132.2368 | 197.3038 | 0 | 0 | 0 | 0 | -0.37344 | 4.4025 | 11.8032 | 2.454 | 0 | 0 | 0 | 0 | 35.5069 | 244.234 | 287.6659 | 311.28 | 0.41329 | 0.40425 | 0.37696 | 0.36409 | 14.6745 | 98.7313 | 108.4374 | 113.333
3 | 16 | 2 | 497.1959 | 498.3842 | 497.8986 | 572.9123 | 378.8299 | 100.3275 | 0 | 0 | 32.7216 | 98.5371 | 102.0377 | 79.0382 | 0 | 0 | 0 | 0 | 65.3329 | 61.6453 | 122.3182 | 212.9764 | 0 | 0 | 0 | 0 | -0.32521 | 0.26075 | 6.8615 | -1.6685 | 0 | 0 | 0 | 0 | 20.6367 | 237.6135 | 266.6811 | 282.5662 | 0.41212 | 0.40593 | 0.37263 | 0.36396 | 8.5048 | 96.4545 | 99.3724 | 102.842
3 | 16 | 3 | 481.7378 | 480.298 | 476.8988 | 546.1656 | 378.8299 | 100.3275 | 0 | 0 | 33.8004 | 88.3291 | 107.8763 | 77.5051 | 0 | 0 | 0 | 0 | 64.778 | 61.4885 | 121.2661 | 234.9854 | 0 | 0 | 0 | 0 | -0.32543 | 1.2631 | 5.4003 | -0.54961 | 0 | 0 | 0 | 0 | 4.6549 | 228.8898 | 242.3562 | 234.2246 | 0.41162 | 0.4062 | 0.3735 | 0.36453 | 1.916 | 92.9751 | 90.5202 | 85.3814
3 | 16 | 4 | 479.7903 | 476.3923 | 470.7943 | 537.2136 | 378.8299 | 100.3275 | 0 | 0 | 33.6253 | 86.9821 | 95.348 | 77.5691 | 0 | 0 | 0 | 0 | 64.8059 | 62.0057 | 115.5724 | 244.8418 | 0 | 0 | 0 | 0 | -0.32502 | 0.60869 | 8.0684 | -0.70238 | 0 | 0 | 0 | 0 | 2.8542 | 226.4684 | 251.8055 | 215.5051 | 0.4116 | 0.40613 | 0.376 | 0.36469 | 1.1748 | 91.9762 | 94.6785 | 78.5926
3 | 16 | 5 | 491.8638 | 486.3542 | 478.2828 | 543.5793 | 378.8299 | 100.3275 | 0 | 0 | 39.2703 | 95.0455 | 91.2561 | 86.3172 | 0 | 0 | 0 | 0 | 64.874 | 62.4178 | 111.5982 | 244.731 | 0 | 0 | 0 | 0 | -0.24801 | 2.9303 | 13.2777 | -2.5611 | 0 | 0 | 0 | 0 | 9.1376 | 225.6332 | 262.1507 | 215.0922 | 0.41177 | 0.4071 | 0.37726 | 0.36626 | 3.7626 | 91.8553 | 98.898 | 78.7787
3 | 16 | 6 | 534.7914 | 527.9658 | 518.2939 | 588.3208 | 378.8299 | 100.3275 | 0 | 0 | 49.519 | 96.9858 | 95.5714 | 103.1246 | 0 | 0 | 0 | 0 | 65.1791 | 63.7193 | 109.4743 | 243.6875 | 0 | 0 | 0 | 0 | 0.30779 | 9.5225 | 13.9681 | 17.6592 | 0 | 0 | 0 | 0 | 40.9555 | 257.4106 | 299.2801 | 223.8495 | 0.41056 | 0.40853 | 0.38849 | 0.36647 | 16.8149 | 105.1594 | 116.2662 | 82.0343
3 | 16 | 7 | 619.2418 | 611.885 | 601.4666 | 683.7399 | 378.8299 | 100.3275 | 0 | 0 | 50.9817 | 97.2754 | 96.0752 | 97.2237 | 0 | 0 | 0 | 0 | 85.7666 | 176.2473 | 224.4689 | 355.9121 | 0 | 0 | 0 | 0 | 0.44256 | 2.5049 | 2.3547 | 7.2279 | 0 | 0 | 0 | 0 | 103.2211 | 235.5299 | 278.5677 | 223.3762 | 0.41103 | 0.41035 | 0.39423 | 0.37873 | 42.4266 | 96.6492 | 109.8207 | 84.5995
3 | 16 | 8 | 685.6091 | 678.5609 | 668.3568 | 761.1599 | 378.8299 | 100.3275 | 0 | 0 | 46.6252 | 80.3501 | 78.4186 | 79.6189 | 0 | 0 | 0 | 0 | 164.0877 | 453.6236 | 545.1686 | 676.2833 | 0 | 0 | 0 | 0 | -0.3036 | -1.5126 | 1.7883 | 9.1156 | 0 | 0 | 0 | 0 | 96.3699 | 45.7723 | 42.9814 | -3.8578 | 0.409 | 0.28561 | 0.40476 | 0.39541 | 39.4155 | 13.0731 | 17.3972 | -1.5254
3 | 16 | 9 | 700.2696 | 693.2166 | 682.8125 | 777.3758 | 378.8299 | 100.3275 | 0 | 0 | 40.8611 | 73.0701 | 67.8055 | 71.7572 | 0 | 0 | 0 | 0 | 238.4469 | 646.8292 | 763.0549 | 901.8997 | 0 | 0 | 0 | 0 | -0.1606 | -3.8235 | -6.004 | -16.7141 | 0 | 0 | 0 | 0 | 42.2924 | -123.1867 | -142.0439 | -179.5669 | 0.40919 | 0.27247 | 0.26264 | 0.26837 | 17.3057 | -33.5653 | -37.307 | -48.19
3 | 16 | 10 | 717.3645 | 710.4447 | 700.1447 | 797.4537 | 378.8299 | 100.3275 | 0 | 0 | 38.262 | 63.821 | 63.2833 | 68.3482 | 0 | 0 | 0 | 0 | 292.9009 | 770.731 | 901.8729 | 1047.7493 | 0 | 0 | 0 | 0 | -0.30422 | -10.3258 | -17.41 | -36.2085 | 0 | 0 | 0 | 0 | 7.6759 | -214.1089 | -247.6015 | -282.4354 | 0.40293 | 0.26868 | 0.26582 | 0.087318 | 3.0928 | -57.5259 | -65.817 | -24.6616
3 | 16 | 11 | 731.1069 | 725.0862 | 715.821 | 816.5406 | 378.8299 | 100.3275 | 0 | 0 | 36.3487 | 64.3427 | 61.7851 | 63.7111 | 0 | 0 | 0 | 0 | 339.765 | 850.1703 | 986.6912 | 1141.7364 | 0 | 0 | 0 | 0 | -0.30097 | -9.694 | -17.5836 | -37.2643 | 0 | 0 | 0 | 0 | -23.5358 | -280.0602 | -315.0716 | -351.6425 | 0.39688 | 0.26972 | 0.26885 | 0 | -9.3408 | -75.5377 | -84.7086 | 0
3 | 16 | 12 | 727.7829 | 722.3515 | 713.728 | 814.6266 | 378.8299 | 100.3275 | 0 | 0 | 33.7046 | 62.5938 | 61.1838 | 61.7032 | 0 | 0 | 0 | 0 | 397.452 | 911.2561 | 1051.3436 | 1214.5502 | 0 | 0 | 0 | 0 | -0.42907 | -11.704 | -22.4749 | -45.4086 | 0 | 0 | 0 | 0 | -81.7745 | -340.1218 | -376.3245 | -416.2181 | 0.3979 | 0.26972 | 0.26972 | 0 | -32.5378 | -91.7375 | -101.5018 | 0
3 | 16 | 13 | 723.3846 | 719.3247 | 712.1935 | 814.0368 | 378.8299 | 100.3275 | 0 | 0 | 33.1204 | 63.1799 | 61.77 | 61.0005 | 0 | 0 | 0 | 0 | 419.1853 | 932.3261 | 1080.9742 | 1250.4461 | 0 | 0 | 0 | 0 | -0.25275 | -11.9536 | -22.7392 | -48.6738 | 0 | 0 | 0 | 0 | -107.4982 | -364.5551 | -407.8116 | -448.736 | 0.39853 | 0.26972 | 0.26972 | 0 | -42.8409 | -98.3277 | -109.9944 | 0
3 | 16 | 14 | 716.2142 | 712.7754 | 706.2914 | 807.6619 | 378.8299 | 100.3275 | 0 | 0 | 36.4512 | 62.4698 | 60.973 | 60.1615 | 0 | 0 | 0 | 0 | 418.0923 | 921.4218 | 1075.7284 | 1247.128 | 0 | 0 | 0 | 0 | -0.37833 | -11.956 | -22.2133 | -31.5925 | 0 | 0 | 0 | 0 | -116.7809 | -359.4877 | -408.1967 | -468.0352 | 0.39819 | 0.26972 | 0.26972 | 0 | -46.5005 | -96.9609 | -110.0983 | 0
3 | 16 | 15 | 706.6956 | 704.2082 | 698.7935 | 799.894 | 378.8299 | 100.3275 | 0 | 0 | 38.356 | 64.9825 | 63.3059 | 66.7581 | 0 | 0 | 0 | 0 | 395.8483 | 874.9537 | 1030.6815 | 1198.3675 | 0 | 0 | 0 | 0 | -0.34564 | -7.9899 | -12.5677 | -19.4683 | 0 | 0 | 0 | 0 | -105.993 | -328.0655 | -382.6262 | -445.7633 | 0.40065 | 0.26972 | 0.26972 | 0 | -42.4659 | -88.4857 | -103.2015 | 0
3 | 16 | 16 | 696.0277 | 696.1829 | 693.7122 | 796.4862 | 378.8299 | 100.3275 | 0 | 0 | 39.9131 | 68.0609 | 65.837 | 74.8755 | 0 | 0 | 0 | 0 | 350.8981 | 774.9623 | 922.296 | 1079.6912 | 0 | 0 | 0 | 0 | -0.25795 | -2.0904 | -3.4243 | -2.5063 | 0 | 0 | 0 | 0 | -73.3554 | -245.0774 | -290.9966 | -355.5742 | 0.40929 | 0.26149 | 0.26306 | 0.18532 | -30.0238 | -64.0843 | -76.5497 | -65.8948
3 | 16 | 17 | 689.7375 | 693.2596 | 694.6353 | 800.9677 | 378.8299 | 100.3275 | 0 | 0 | 44.8827 | 71.4134 | 72.0682 | 78.5077 | 0 | 0 | 0 | 0 | 269.5808 | 579.2775 | 704.3389 | 834.8822 | 141.5984 | 151.5027 | 151.5027 | 151.5027 | -0.25811 | -0.333 | 0.7658 | 1.7562 | 0 | 0 | 0 | 0 | -144.8962 | -208.9286 | -234.0403 | -265.6811 | 0.40752 | 0.28291 | 0.38057 | 0.3842 | -59.0476 | -59.1084 | -89.0693 | -102.0744
3 | 16 | 18 | 689.9241 | 695.9252 | 699.9114 | 809.0007 | 378.8299 | 100.3275 | 0 | 0 | 51.7915 | 91.1797 | 86.8851 | 95.869 | 0 | 0 | 0 | 0 | 154.3629 | 253.5111 | 317.4607 | 433.0201 | 141.5984 | 151.5027 | 151.5027 | 151.5027 | 0.52928 | -0.43472 | -0.0055376 | 12.8365 | 0 | 0 | 0 | 0 | -37.1879 | 99.839 | 144.0684 | 115.7724 | 0.40644 | 0.41154 | 0.3922 | 0.38465 | -15.1147 | 41.0877 | 56.5042 | 44.5318
3 | 16 | 19 | 705.0404 | 713.0396 | 719.1415 | 832.8483 | 378.8299 | 100.3275 | 0 | 0 | 54.1227 | 99.2796 | 101.1656 | 102.2798 | 0 | 0 | 0 | 0 | 107.3837 | 109.647 | 161.8282 | 272.6009 | 141.5984 | 151.5027 | 151.5027 | 151.5027 | 1.2104 | 3.5666 | -0.39377 | 27.9751 | 0 | 0 | 0 | 0 | 21.8953 | 248.7162 | 305.0387 | 278.4898 | 0.41784 | 0.42049 | 0.40026 | 0.38866 | 9.1488 | 104.5835 | 122.0956 | 108.2379
3 | 16 | 20 | 730.7123 | 740.0871 | 747.7879 | 867.495 | 378.8299 | 100.3275 | 0 | 0 | 55.2844 | 103.8857 | 103.4985 | 110.1243 | 0 | 0 | 0 | 0 | 100.646 | 105.7794 | 154.2568 | 264.2719 | 141.5984 | 151.5027 | 151.5027 | 151.5027 | 0.60013 | 9.6744 | 2.0282 | 19.181 | 0 | 0 | 0 | 0 | 53.7535 | 268.9174 | 336.5017 | 322.415 | 0.41669 | 0.42192 | 0.40093 | 0.38937 | 22.3985 | 113.4628 | 134.9126 | 125.5382
3 | 16 | 21 | 732.6775 | 742.9834 | 751.929 | 873.7244 | 378.8299 | 100.3275 | 0 | 0 | 55.3689 | 106.0807 | 107.4186 | 111.7586 | 0 | 0 | 0 | 0 | 93.5933 | 101.7132 | 154.2726 | 270.1678 | 141.5984 | 151.5027 | 151.5027 | 151.5027 | 0.19249 | 5.7133 | 6.3523 | 31.9483 | 0 | 0 | 0 | 0 | 63.0945 | 277.6459 | 332.3829 | 308.347 | 0.40725 | 0.41222 | 0.39727 | 0.38658 | 25.6949 | 114.4519 | 132.0453 | 119.1996
3 | 16 | 22 | 693.1874 | 703.7912 | 713.3346 | 830.0177 | 378.8299 | 100.3275 | 0 | 0 | 53.355 | 114.0823 | 109.5172 | 113.4538 | 0 | 0 | 0 | 0 | 98.5189 | 108.4516 | 165.996 | 280.9349 | 141.5984 | 151.5027 | 151.5027 | 151.5027 | 0.52055 | 3.3317 | 2.782 | 13.7845 | 0 | 0 | 0 | 0 | 20.3646 | 226.0953 | 283.5367 | 270.3418 | 0.4092 | 0.40681 | 0.39436 | 0.38072 | 8.3333 | 91.9772 | 111.816 | 102.9252
3 | 16 | 23 | 636.5585 | 646.6873 | 655.9183 | 763.6565 | 378.8299 | 100.3275 | 0 | 0 | 46.9244 | 104.1878 | 102.2913 | 112.4574 | 0 | 0 | 0 | 0 | 96.2148 | 110.4191 | 170.9625 | 282.6295 | 0 | 0 | 0 | 0 | -0.096574 | 3.0874 | 6.6218 | 13.7252 | 0 | 0 | 0 | 0 | 114.6859 | 328.6656 | 376.0428 | 354.8444 | 0.41443 | 0.40564 | 0.38939 | 0.37001 | 47.5289 | 133.319 | 146.427 | 131.2956
3 | 16 | 24 | 570.8758 | 578.0531 | 584.0979 | 677.9831 | 378.8299 | 100.3275 | 0 | 0 | 41.8679 | 96.5191 | 106.2689 | 105.3693 | 0 | 0 | 0 | 0 | 102.0789 | 117.4945 | 191.2023 | 297.3323 | 0 | 0 | 0 | 0 | -0.18067 | 3.2397 | 2.7159 | 4.1843 | 0 | 0 | 0 | 0 | 48.2798 | 260.4724 | 283.9108 | 271.0971 | 0.41271 | 0.40699 | 0.38318 | 0.36432 | 19.9255 | 106.0095 | 108.7893 | 98.7651
3 | 17 | 1 | 525.0656 | 529.0183 | 531.5606 | 614.3527 | 378.8299 | 100.3275 | 0 | 0 | 34.4152 | 106.9713 | 97.9834 | 101.0911 | 0 | 0 | 0 | 0 | 107.9533 | 121.9079 | 203.865 | 306.9887 | 0 | 0 | 0 | 0 | -0.37344 | 4.4025 | 11.8032 | 2.454 | 0 | 0 | 0 | 0 | 4.2407 | 195.4092 | 217.9089 | 203.819 | 0.41329 | 0.40425 | 0.37696 | 0.36409 | 1.7526 | 78.9939 | 82.1421 | 74.2078
3 | 17 | 2 | 497.4633 | 498.6515 | 498.1655 | 573.2218 | 378.8299 | 100.3275 | 0 | 0 | 32.7216 | 98.5371 | 102.0377 | 79.0382 | 0 | 0 | 0 | 0 | 103.2151 | 119.7824 | 200.9454 | 304.0235 | 0 | 0 | 0 | 0 | -0.32521 | 0.26075 | 6.8615 | -1.6685 | 0 | 0 | 0 | 0 | -16.9781 | 179.7438 | 188.3209 | 191.8285 | 0.41212 | 0.40593 | 0.37263 | 0.36396 | -6.997 | 72.9635 | 70.1733 | 69.8174
3 | 17 | 3 | 480.8885 | 479.4158 | 475.9771 | 545.0612 | 378.8299 | 100.3275 | 0 | 0 | 33.8004 | 88.3291 | 107.8763 | 77.5051 | 0 | 0 | 0 | 0 | 92.669 | 108.7866 | 189.5664 | 289.9157 | 0 | 0 | 0 | 0 | -0.32543 | 1.2631 | 5.4003 | -0.54961 | 0 | 0 | 0 | 0 | -24.0854 | 180.7095 | 173.1341 | 178.19 | 0.41162 | 0.4062 | 0.3735 | 0.36453 | -9.914 | 73.4042 | 64.6657 | 64.9552
3 | 17 | 4 | 473.3613 | 469.7703 | 463.943 | 529.0613 | 378.8299 | 100.3275 | 0 | 0 | 33.6253 | 86.9821 | 95.348 | 77.5691 | 0 | 0 | 0 | 0 | 94.5502 | 108.7086 | 187.1506 | 283.6459 | 0 | 0 | 0 | 0 | -0.32502 | 0.60869 | 8.0684 | -0.70238 | 0 | 0 | 0 | 0 | -33.3191 | 173.1434 | 173.376 | 168.5487 | 0.4116 | 0.40613 | 0.376 | 0.36469 | -13.7141 | 70.3192 | 65.1891 | 61.4681
3 | 17 | 5 | 476.0596 | 470.0761 | 461.4414 | 523.5405 | 378.8299 | 100.3275 | 0 | 0 | 39.2703 | 95.0455 | 91.2561 | 86.3172 | 0 | 0 | 0 | 0 | 133.1701 | 141.2053 | 218.847 | 309.5262 | 0 | 0 | 0 | 0 | -0.24801 | 2.9303 | 13.2777 | -2.5611 | 0 | 0 | 0 | 0 | -74.9627 | 130.5675 | 138.0606 | 130.2583 | 0.41177 | 0.4071 | 0.37726 | 0.36626 | -30.8674 | 53.1541 | 52.0843 | 47.7078
3 | 17 | 6 | 494.524 | 486.4954 | 475.3946 | 537.2815 | 378.8299 | 100.3275 | 0 | 0 | 49.519 | 96.9858 | 95.5714 | 103.1246 | 0 | 0 | 0 | 0 | 186.2573 | 185.4547 | 264.4916 | 350.8458 | 0 | 0 | 0 | 0 | 0.30779 | 9.5225 | 13.9681 | 17.6592 | 0 | 0 | 0 | 0 | -120.39 | 94.205 | 101.3635 | 65.652 | 0.41056 | 0.40853 | 0.38849 | 0.36647 | -49.4279 | 38.4853 | 39.3783 | 24.0595
3 | 17 | 7 | 526.6254 | 516.5728 | 502.9561 | 566.6101 | 378.8299 | 100.3275 | 0 | 0 | 50.9817 | 97.2754 | 96.0752 | 97.2237 | 0 | 0 | 0 | 0 | 229.7242 | 319.1885 | 409.9629 | 494.6262 | 0 | 0 | 0 | 0 | 0.44256 | 2.5049 | 2.3547 | 7.2279 | 0 | 0 | 0 | 0 | -133.3528 | -2.7234 | -5.4368 | -32.4676 | 0.41103 | 0.41035 | 0.39423 | 0.37873 | -54.8115 | -1.1175 | -2.1434 | -12.2965
3 | 17 | 8 | 566.1367 | 555.6571 | 541.3846 | 610.236 | 378.8299 | 100.3275 | 0 | 0 | 46.6252 | 80.3501 | 78.4186 | 79.6189 | 0 | 0 | 0 | 0 | 297.6169 | 583.2472 | 714.0549 | 804.8583 | 0 | 0 | 0 | 0 | -0.3036 | -1.5126 | 1.7883 | 9.1156 | 0 | 0 | 0 | 0 | -156.6318 | -206.7551 | -252.8772 | -283.3567 | 0.409 | 0.28561 | 0.40476 | 0.39541 | -64.0627 | -59.0518 | -102.355 | -112.0419
3 | 17 | 9 | 605.6385 | 595.8637 | 582.2324 | 657.8186 | 378.8299 | 100.3275 | 0 | 0 | 40.8611 | 73.0701 | 67.8055 | 71.7572 | 0 | 0 | 0 | 0 | 331.2083 | 738.3188 | 886.6787 | 988.8604 | 0 | 0 | 0 | 0 | -0.1606 | -3.8235 | -6.004 | -16.7141 | 0 | 0 | 0 | 0 | -145.1002 | -312.0291 | -366.2479 | -386.0849 | 0.40919 | 0.27247 | 0.26264 | 0.26837 | -59.3738 | -85.0201 | -96.1928 | -103.6129
3 | 17 | 10 | 646.3831 | 637.3992 | 624.6503 | 707.6921 | 378.8299 | 100.3275 | 0 | 0 | 38.262 | 63.821 | 63.2833 | 68.3482 | 0 | 0 | 0 | 0 | 385.1219 | 862.634 | 1020.0244 | 1129.4757 | 0 | 0 | 0 | 0 | -0.30422 | -10.3258 | -17.41 | -36.2085 | 0 | 0 | 0 | 0 | -155.5266 | -379.0574 | -441.2475 | -453.9234 | 0.40293 | 0.26868 | 0.26582 | 0.087318 | -62.6658 | -101.8436 | -117.2916 | -39.6355
3 | 17 | 11 | 667.6825 | 659.8058 | 648.3379 | 736.2924 | 378.8299 | 100.3275 | 0 | 0 | 36.3487 | 64.3427 | 61.7851 | 63.7111 | 0 | 0 | 0 | 0 | 435.0886 | 942.9574 | 1103.1587 | 1217.2461 | 0 | 0 | 0 | 0 | -0.30097 | -9.694 | -17.5836 | -37.2643 | 0 | 0 | 0 | 0 | -182.2837 | -438.1277 | -499.0222 | -507.4005 | 0.39688 | 0.26972 | 0.26885 | 0 | -72.3444 | -118.1716 | -134.1646 | 0
3 | 17 | 12 | 668.2321 | 661.0445 | 650.3361 | 739.2296 | 378.8299 | 100.3275 | 0 | 0 | 33.7046 | 62.5938 | 61.1838 | 61.7032 | 0 | 0 | 0 | 0 | 467.3972 | 990.0435 | 1150.2118 | 1267.7764 | 0 | 0 | 0 | 0 | -0.42907 | -11.704 | -22.4749 | -45.4086 | 0 | 0 | 0 | 0 | -211.2705 | -480.2162 | -538.5847 | -544.8414 | 0.3979 | 0.26972 | 0.26972 | 0 | -84.0638 | -129.5237 | -145.2664 | 0
3 | 17 | 13 | 662.2022 | 656.3279 | 647.0422 | 736.537 | 378.8299 | 100.3275 | 0 | 0 | 33.1204 | 63.1799 | 61.77 | 61.0005 | 0 | 0 | 0 | 0 | 502.2515 | 1034.484 | 1197.0284 | 1317.536 | 0 | 0 | 0 | 0 | -0.25275 | -11.9536 | -22.7392 | -48.6738 | 0 | 0 | 0 | 0 | -251.7468 | -529.7099 | -589.0171 | -593.3256 | 0.39853 | 0.26972 | 0.26972 | 0 | -100.3279 | -142.8731 | -158.869 | 0
3 | 17 | 14 | 653.9393 | 648.6497 | 639.9677 | 728.7633 | 378.8299 | 100.3275 | 0 | 0 | 36.4512 | 62.4698 | 60.973 | 60.1615 | 0 | 0 | 0 | 0 | 542.567 | 1068.7829 | 1232.2095 | 1357.3519 | 0 | 0 | 0 | 0 | -0.37833 | -11.956 | -22.2133 | -31.5925 | 0 | 0 | 0 | 0 | -303.5306 | -570.9746 | -631.0015 | -657.1576 | 0.39819 | 0.26972 | 0.26972 | 0 | -120.8616 | -154.003 | -170.193 | 0
3 | 17 | 15 | 642.1643 | 637.7637 | 630.0768 | 718.1534 | 378.8299 | 100.3275 | 0 | 0 | 38.356 | 64.9825 | 63.3059 | 66.7581 | 0 | 0 | 0 | 0 | 583.7438 | 1091.4091 | 1254.0611 | 1381.0764 | 0 | 0 | 0 | 0 | -0.34564 | -7.9899 | -12.5677 | -19.4683 | 0 | 0 | 0 | 0 | -358.4197 | -610.9654 | -674.7225 | -710.2127 | 0.40065 | 0.26972 | 0.26972 | 0 | -143.6002 | -164.7893 | -181.9854 | 0
3 | 17 | 16 | 628.4222 | 626.5877 | 621.755 | 710.906 | 378.8299 | 100.3275 | 0 | 0 | 39.9131 | 68.0609 | 65.837 | 74.8755 | 0 | 0 | 0 | 0 | 620.5811 | 1067.1936 | 1224.183 | 1343.9228 | 0 | 0 | 0 | 0 | -0.25795 | -2.0904 | -3.4243 | -2.5063 | 0 | 0 | 0 | 0 | -410.6439 | -606.9039 | -664.8407 | -705.3859 | 0.40929 | 0.26149 | 0.26306 | 0.18532 | -168.0734 | -158.6968 | -174.8933 | -130.7216
3 | 17 | 17 | 628.5403 | 630.2637 | 629.5043 | 723.5084 | 378.8299 | 100.3275 | 0 | 0 | 44.8827 | 71.4134 | 72.0682 | 78.5077 | 0 | 0 | 0 | 0 | 623.1123 | 972.6452 | 1120.4782 | 1207.7754 | 141.5984 | 151.5027 | 151.5027 | 151.5027 | -0.25811 | -0.333 | 0.7658 | 1.7562 | 0 | 0 | 0 | 0 | -559.6248 | -665.2921 | -715.3107 | -716.0337 | 0.40752 | 0.28291 | 0.38057 | 0.3842 | -228.0563 | -188.2189 | -272.2275 | -275.0992
3 | 17 | 18 | 642.5095 | 647.1131 | 649.4401 | 748.9721 | 378.8299 | 100.3275 | 0 | 0 | 51.7915 | 91.1797 | 86.8851 | 95.869 | 0 | 0 | 0 | 0 | 585.8157 | 741.274 | 863.6616 | 934.4073 | 141.5984 | 151.5027 | 151.5027 | 151.5027 | 0.52928 | -0.43472 | -0.0055376 | 12.8365 | 0 | 0 | 0 | 0 | -516.0553 | -436.736 | -452.6038 | -445.6434 | 0.40644 | 0.41154 | 0.3922 | 0.38465 | -209.7467 | -179.7342 | -177.513 | -171.4165
3 | 17 | 19 | 667.0656 | 673.9446 | 678.7166 | 784.7675 | 378.8299 | 100.3275 | 0 | 0 | 54.1227 | 99.2796 | 101.1656 | 102.2798 | 0 | 0 | 0 | 0 | 624.3953 | 689.2932 | 811.9531 | 895.4707 | 141.5984 | 151.5027 | 151.5027 | 151.5027 | 1.2104 | 3.5666 | -0.39377 | 27.9751 | 0 | 0 | 0 | 0 | -533.0912 | -370.025 | -385.5111 | -392.4608 | 0.41784 | 0.42049 | 0.40026 | 0.38866 | -222.7488 | -155.593 | -154.3057 | -152.5339
3 | 17 | 20 | 699.2389 | 707.6768 | 714.2648 | 827.6144 | 378.8299 | 100.3275 | 0 | 0 | 55.2844 | 103.8857 | 103.4985 | 110.1243 | 0 | 0 | 0 | 0 | 619.6862 | 692.2013 | 817.2472 | 925.1425 | 141.5984 | 151.5027 | 151.5027 | 151.5027 | 0.60013 | 9.6744 | 2.0282 | 19.181 | 0 | 0 | 0 | 0 | -496.76 | -349.9148 | -360.0117 | -378.3362 | 0.41669 | 0.42192 | 0.40093 | 0.38937 | -206.9946 | -147.6375 | -144.3383 | -147.3122
3 | 17 | 21 | 704.5017 | 713.968 | 721.9165 | 838.0193 | 378.8299 | 100.3275 | 0 | 0 | 55.3689 | 106.0807 | 107.4186 | 111.7586 | 0 | 0 | 0 | 0 | 588.8927 | 662.1686 | 784.9458 | 912.5421 | 141.5984 | 151.5027 | 151.5027 | 151.5027 | 0.19249 | 5.7133 | 6.3523 | 31.9483 | 0 | 0 | 0 | 0 | -460.3807 | -311.8248 | -328.303 | -369.7324 | 0.40725 | 0.41222 | 0.39727 | 0.38658 | -187.4879 | -128.5412 | -130.4245 | -142.9297
3 | 17 | 22 | 670.2505 | 680.1705 | 688.9016 | 800.9502 | 378.8299 | 100.3275 | 0 | 0 | 53.355 | 114.0823 | 109.5172 | 113.4538 | 0 | 0 | 0 | 0 | 534.7074 | 605.6126 | 719.3731 | 853.7879 | 141.5984 | 151.5027 | 151.5027 | 151.5027 | 0.52055 | 3.3317 | 2.782 | 13.7845 | 0 | 0 | 0 | 0 | -438.7607 | -294.6864 | -294.2734 | -331.5788 | 0.4092 | 0.40681 | 0.39436 | 0.38072 | -179.5418 | -119.8805 | -116.0502 | -126.2396
3 | 17 | 23 | 620.9915 | 630.6563 | 639.3361 | 743.929 | 378.8299 | 100.3275 | 0 | 0 | 46.9244 | 104.1878 | 102.2913 | 112.4574 | 0 | 0 | 0 | 0 | 523.5346 | 592.9921 | 701.9085 | 828.4696 | 0 | 0 | 0 | 0 | -0.096574 | 3.0874 | 6.6218 | 13.7252 | 0 | 0 | 0 | 0 | -328.2008 | -169.9384 | -171.4854 | -210.7231 | 0.41443 | 0.40564 | 0.38939 | 0.37001 | -136.0153 | -68.9333 | -66.7746 | -77.9694
3 | 17 | 24 | 565.1452 | 572.1439 | 577.9762 | 670.6923 | 378.8299 | 100.3275 | 0 | 0 | 41.8679 | 96.5191 | 106.2689 | 105.3693 | 0 | 0 | 0 | 0 | 504.6048 | 579.379 | 682.8841 | 798.8727 | 0 | 0 | 0 | 0 | -0.18067 | 3.2397 | 2.7159 | 4.1843 | 0 | 0 | 0 | 0 | -359.9768 | -207.3213 | -213.8928 | -237.734 | 0.41271 | 0.40699 | 0.38318 | 0.36432 | -148.5653 | -84.3776 | -81.9598 | -86.6104
3 | 18 | 1 | 520.8512 | 524.6697 | 527.0519 | 608.98 | 378.8299 | 100.3275 | 0 | 0 | 34.4152 | 106.9713 | 97.9834 | 101.0911 | 0 | 0 | 0 | 0 | 484.5676 | 559.7732 | 658.6024 | 773.625 | 0 | 0 | 0 | 0 | -0.37344 | 4.4025 | 11.8032 | 2.454 | 0 | 0 | 0 | 0 | -376.588 | -246.8047 | -241.3372 | -268.1901 | 0.41329 | 0.40425 | 0.37696 | 0.36409 | -155.6382 | -99.7705 | -90.9735 | -97.6445
3 | 18 | 2 | 492.984 | 494.0385 | 493.3937 | 567.5448 | 378.8299 | 100.3275 | 0 | 0 | 32.7216 | 98.5371 | 102.0377 | 79.0382 | 0 | 0 | 0 | 0 | 485.1631 | 554.9441 | 648.075 | 770.6978 | 0 | 0 | 0 | 0 | -0.32521 | 0.26075 | 6.8615 | -1.6685 | 0 | 0 | 0 | 0 | -403.4054 | -260.0309 | -263.5805 | -280.5227 | 0.41212 | 0.40593 | 0.37263 | 0.36396 | -166.2516 | -105.5544 | -98.217 | -102.0983
3 | 18 | 3 | 477.5313 | 475.9548 | 472.3926 | 540.7932 | 378.8299 | 100.3275 | 0 | 0 | 33.8004 | 88.3291 | 107.8763 | 77.5051 | 0 | 0 | 0 | 0 | 479.4375 | 549.8138 | 639.9922 | 771.928 | 0 | 0 | 0 | 0 | -0.32543 | 1.2631 | 5.4003 | -0.54961 | 0 | 0 | 0 | 0 | -414.2112 | -263.7787 | -280.8761 | -308.0904 | 0.41162 | 0.4062 | 0.3735 | 0.36453 | -170.4965 | -107.1469 | -104.9074 | -112.3075
3 | 18 | 4 | 470.4982 | 466.8164 | 460.8809 | 525.4129 | 378.8299 | 100.3275 | 0 | 0 | 33.6253 | 86.9821 | 95.348 | 77.5691 | 0 | 0 | 0 | 0 | 470.4795 | 537.5777 | 627.818 | 765.808 | 0 | 0 | 0 | 0 | -0.32502 | 0.60869 | 8.0684 | -0.70238 | 0 | 0 | 0 | 0 | -412.1114 | -258.6795 | -270.3535 | -317.2619 | 0.4116 | 0.40613 | 0.376 | 0.36469 | -169.6243 | -105.0582 | -101.6526 | -115.7023
3 | 18 | 5 | 469.3584 | 463.1644 | 454.2792 | 515.0088 | 378.8299 | 100.3275 | 0 | 0 | 39.2703 | 95.0455 | 91.2561 | 86.3172 | 0 | 0 | 0 | 0 | 442.9247 | 505.6864 | 592.4432 | 732.7721 | 0 | 0 | 0 | 0 | -0.24801 | 2.9303 | 13.2777 | -2.5611 | 0 | 0 | 0 | 0 | -391.4185 | -240.8253 | -242.6978 | -301.5195 | 0.41177 | 0.4071 | 0.37726 | 0.36626 | -161.1745 | -98.0401 | -91.5593 | -110.4332
3 | 18 | 6 | 479.3957 | 470.9195 | 459.2872 | 518.1222 | 378.8299 | 100.3275 | 0 | 0 | 49.519 | 96.9858 | 95.5714 | 103.1246 | 0 | 0 | 0 | 0 | 404.277 | 470.4453 | 548.1936 | 692.1342 | 0 | 0 | 0 | 0 | 0.30779 | 9.5225 | 13.9681 | 17.6592 | 0 | 0 | 0 | 0 | -353.5381 | -206.3615 | -198.446 | -294.7958 | 0.41056 | 0.40853 | 0.38849 | 0.36647 | -145.1504 | -84.3044 | -77.0935 | -108.0341
3 | 18 | 7 | 504.0272 | 493.3141 | 478.9136 | 538.0206 | 378.8299 | 100.3275 | 0 | 0 | 50.9817 | 97.2754 | 96.0752 | 97.2237 | 0 | 0 | 0 | 0 | 396.4489 | 553.8807 | 644.3083 | 780.1915 | 0 | 0 | 0 | 0 | 0.44256 | 2.5049 | 2.3547 | 7.2279 | 0 | 0 | 0 | 0 | -322.6758 | -260.6742 | -263.8246 | -346.6224 | 0.41103 | 0.41035 | 0.39423 | 0.37873 | -132.6281 | -106.9671 | -104.0084 | -131.2766
3 | 18 | 8 | 537.4313 | 526.1227 | 510.867 | 573.957 | 378.8299 | 100.3275 | 0 | 0 | 46.6252 | 80.3501 | 78.4186 | 79.6189 | 0 | 0 | 0 | 0 | 419.7023 | 767.8377 | 891.5236 | 1009.057 | 0 | 0 | 0 | 0 | -0.3036 | -1.5126 | 1.7883 | 9.1156 | 0 | 0 | 0 | 0 | -307.4225 | -420.8799 | -460.8634 | -523.8344 | 0.409 | 0.28561 | 0.40476 | 0.39541 | -125.7365 | -120.2084 | -186.54 | -207.129
3 | 18 | 9 | 572.4376 | 561.6951 | 546.9154 | 615.8249 | 378.8299 | 100.3275 | 0 | 0 | 40.8611 | 73.0701 | 67.8055 | 71.7572 | 0 | 0 | 0 | 0 | 449.4048 | 914.4184 | 1061.3866 | 1187.433 | 0 | 0 | 0 | 0 | -0.1606 | -3.8235 | -6.004 | -16.7141 | 0 | 0 | 0 | 0 | -296.4976 | -522.2974 | -576.2727 | -626.6511 | 0.40919 | 0.27247 | 0.26264 | 0.26837 | -121.3244 | -142.313 | -151.3546 | -168.1732
3 | 18 | 10 | 605.9276 | 595.7718 | 581.6326 | 656.5494 | 378.8299 | 100.3275 | 0 | 0 | 38.262 | 63.821 | 63.2833 | 68.3482 | 0 | 0 | 0 | 0 | 521.1718 | 1056.3817 | 1218.0787 | 1354.6369 | 0 | 0 | 0 | 0 | -0.30422 | -10.3258 | -17.41 | -36.2085 | 0 | 0 | 0 | 0 | -332.0319 | -614.4326 | -682.3195 | -730.2272 | 0.40293 | 0.26868 | 0.26582 | 0.087318 | -133.7844 | -165.0833 | -181.3729 | -63.7616
3 | 18 | 11 | 630.4124 | 621.4542 | 608.7035 | 689.1702 | 378.8299 | 100.3275 | 0 | 0 | 36.3487 | 64.3427 | 61.7851 | 63.7111 | 0 | 0 | 0 | 0 | 525.7417 | 1094.7626 | 1261.078 | 1400.4685 | 0 | 0 | 0 | 0 | -0.30097 | -9.694 | -17.5836 | -37.2643 | 0 | 0 | 0 | 0 | -310.207 | -628.2845 | -696.576 | -737.7451 | 0.39688 | 0.26972 | 0.26885 | 0 | -123.1142 | -169.4606 | -187.2779 | 0
3 | 18 | 12 | 634.5348 | 626.363 | 614.4867 | 696.6009 | 378.8299 | 100.3275 | 0 | 0 | 33.7046 | 62.5938 | 61.1838 | 61.7032 | 0 | 0 | 0 | 0 | 509.128 | 1085.1223 | 1251.7052 | 1393.9045 | 0 | 0 | 0 | 0 | -0.42907 | -11.704 | -22.4749 | -45.4086 | 0 | 0 | 0 | 0 | -286.6986 | -609.9765 | -675.9274 | -713.5981 | 0.3979 | 0.26972 | 0.26972 | 0 | -114.0764 | -164.5226 | -182.3103 | 0
3 | 18 | 13 | 637.5644 | 630.9603 | 620.8079 | 705.3312 | 378.8299 | 100.3275 | 0 | 0 | 33.1204 | 63.1799 | 61.77 | 61.0005 | 0 | 0 | 0 | 0 | 496.9042 | 1083.8315 | 1247.4339 | 1399.1608 | 0 | 0 | 0 | 0 | -0.25275 | -11.9536 | -22.7392 | -48.6738 | 0 | 0 | 0 | 0 | -271.0373 | -604.4249 | -665.6569 | -706.1562 | 0.39853 | 0.26972 | 0.26972 | 0 | -108.0157 | -163.0252 | -179.5402 | 0
3 | 18 | 14 | 631.8625 | 625.9178 | 616.4578 | 700.7971 | 378.8299 | 100.3275 | 0 | 0 | 36.4512 | 62.4698 | 60.973 | 60.1615 | 0 | 0 | 0 | 0 | 467.5065 | 1057.6892 | 1206.1296 | 1368.4737 | 0 | 0 | 0 | 0 | -0.37833 | -11.956 | -22.2133 | -31.5925 | 0 | 0 | 0 | 0 | -250.5468 | -582.6127 | -628.4315 | -696.2456 | 0.39819 | 0.26972 | 0.26972 | 0 | -99.7643 | -157.1421 | -169.4998 | 0
3 | 18 | 15 | 615.5994 | 610.4189 | 601.8065 | 684.533 | 378.8299 | 100.3275 | 0 | 0 | 38.356 | 64.9825 | 63.3059 | 66.7581 | 0 | 0 | 0 | 0 | 444.4183 | 1012.9542 | 1159.0719 | 1321.0792 | 0 | 0 | 0 | 0 | -0.34564 | -7.9899 | -12.5677 | -19.4683 | 0 | 0 | 0 | 0 | -245.6592 | -559.8553 | -608.0036 | -683.8359 | 0.40065 | 0.26972 | 0.26972 | 0 | -98.4229 | -151.0039 | -163.99 | 0
3 | 18 | 16 | 609.0641 | 606.6533 | 601.1362 | 686.377 | 378.8299 | 100.3275 | 0 | 0 | 39.9131 | 68.0609 | 65.837 | 74.8755 | 0 | 0 | 0 | 0 | 410.1382 | 930.3344 | 1082.1007 | 1254.2657 | 0 | 0 | 0 | 0 | -0.25795 | -2.0904 | -3.4243 | -2.5063 | 0 | 0 | 0 | 0 | -219.5591 | -489.979 | -543.3772 | -640.2579 | 0.40929 | 0.26149 | 0.26306 | 0.18532 | -89.8638 | -128.1226 | -142.9411 | -118.6521
3 | 18 | 17 | 616.2134 | 617.5663 | 616.3667 | 707.8757 | 378.8299 | 100.3275 | 0 | 0 | 44.8827 | 71.4134 | 72.0682 | 78.5077 | 0 | 0 | 0 | 0 | 368.5353 | 767.6874 | 909.0208 | 1065.8818 | 141.5984 | 151.5027 | 151.5027 | 151.5027 | -0.25811 | -0.333 | 0.7658 | 1.7562 | 0 | 0 | 0 | 0 | -317.3747 | -473.0317 | -516.9909 | -589.7727 | 0.40752 | 0.28291 | 0.38057 | 0.3842 | -129.3354 | -133.8262 | -196.7524 | -226.5899
3 | 18 | 18 | 630.8662 | 635.1376 | 637.0708 | 734.2717 | 378.8299 | 100.3275 | 0 | 0 | 51.7915 | 91.1797 | 86.8851 | 95.869 | 0 | 0 | 0 | 0 | 323.9912 | 513.0877 | 608.6417 | 742.2661 | 141.5984 | 151.5027 | 151.5027 | 151.5027 | 0.52928 | -0.43472 | -0.0055376 | 12.8365 | 0 | 0 | 0 | 0 | -265.8741 | -220.5253 | -209.9532 | -268.2026 | 0.40644 | 0.41154 | 0.3922 | 0.38465 | -108.0625 | -90.7549 | -82.3445 | -103.164
3 | 18 | 19 | 658.9582 | 665.6134 | 670.1206 | 774.5593 | 378.8299 | 100.3275 | 0 | 0 | 54.1227 | 99.2796 | 101.1656 | 102.2798 | 0 | 0 | 0 | 0 | 313.34 | 412.7153 | 519.6984 | 654.9819 | 141.5984 | 151.5027 | 151.5027 | 151.5027 | 1.2104 | 3.5666 | -0.39377 | 27.9751 | 0 | 0 | 0 | 0 | -230.1433 | -101.7782 | -101.8524 | -162.1802 | 0.41784 | 0.42049 | 0.40026 | 0.38866 | -96.1639 | -42.7971 | -40.7677 | -63.033
3 | 18 | 20 | 705.5266 | 714.1493 | 720.9567 | 835.5729 | 378.8299 | 100.3275 | 0 | 0 | 55.2844 | 103.8857 | 103.4985 | 110.1243 | 0 | 0 | 0 | 0 | 295.2605 | 397.9481 | 526.1002 | 648.2333 | 141.5984 | 151.5027 | 151.5027 | 151.5027 | 0.60013 | 9.6744 | 2.0282 | 19.181 | 0 | 0 | 0 | 0 | -166.0467 | -49.1891 | -62.173 | -93.4685 | 0.41669 | 0.42192 | 0.40093 | 0.38937 | -69.1899 | -20.7541 | -24.9268 | -36.3937
3 | 18 | 21 | 726.0243 | 736.1004 | 744.7713 | 865.1768 | 378.8299 | 100.3275 | 0 | 0 | 55.3689 | 106.0807 | 107.4186 | 111.7586 | 0 | 0 | 0 | 0 | 279.2541 | 379.0479 | 513.5896 | 622.9887 | 141.5984 | 151.5027 | 151.5027 | 151.5027 | 0.19249 | 5.7133 | 6.3523 | 31.9483 | 0 | 0 | 0 | 0 | -129.2196 | -6.5718 | -34.0919 | -53.0215 | 0.40725 | 0.41222 | 0.39727 | 0.38658 | -52.6241 | -2.709 | -13.5436 | -20.4968
3 | 18 | 22 | 685.5881 | 695.9322 | 705.1651 | 820.2647 | 378.8299 | 100.3275 | 0 | 0 | 53.355 | 114.0823 | 109.5172 | 113.4538 | 0 | 0 | 0 | 0 | 284.1971 | 381.1578 | 503.5623 | 608.519 | 141.5984 | 151.5027 | 151.5027 | 151.5027 | 0.52055 | 3.3317 | 2.782 | 13.7845 | 0 | 0 | 0 | 0 | -172.9128 | -54.4698 | -62.199 | -66.9953 | 0.4092 | 0.40681 | 0.39436 | 0.38072 | -70.7563 | -22.1587 | -24.5289 | -25.5066
3 | 18 | 23 | 624.1063 | 633.8424 | 642.6057 | 747.7968 | 378.8299 | 100.3275 | 0 | 0 | 46.9244 | 104.1878 | 102.2913 | 112.4574 | 0 | 0 | 0 | 0 | 282.062 | 373.1962 | 493.5286 | 578.5741 | 0 | 0 | 0 | 0 | -0.096574 | 3.0874 | 6.6218 | 13.7252 | 0 | 0 | 0 | 0 | -83.6135 | 53.0436 | 40.1641 | 43.0402 | 0.41443 | 0.40564 | 0.38939 | 0.37001 | -34.6517 | 21.5164 | 15.6395 | 15.9253
3 | 18 | 24 | 555.1351 | 561.8322 | 567.306 | 657.9948 | 378.8299 | 100.3275 | 0 | 0 | 41.8679 | 96.5191 | 106.2689 | 105.3693 | 0 | 0 | 0 | 0 | 262.2277 | 348.8875 | 470.6999 | 532.3917 | 0 | 0 | 0 | 0 | -0.18067 | 3.2397 | 2.7159 | 4.1843 | 0 | 0 | 0 | 0 | -127.6097 | 12.8585 | -12.3788 | 16.0494 | 0.41271 | 0.40699 | 0.38318 | 0.36432 | -52.6656 | 5.2333 | -4.7433 | 5.8471
3 | 19 | 1 | 506.8399 | 510.2475 | 512.142 | 591.2489 | 378.8299 | 100.3275 | 0 | 0 | 34.4152 | 106.9713 | 97.9834 | 101.0911 | 0 | 0 | 0 | 0 | 235.9624 | 313.6385 | 441.4283 | 489.4354 | 0 | 0 | 0 | 0 | -0.37344 | 4.4025 | 11.8032 | 2.454 | 0 | 0 | 0 | 0 | -141.9941 | -15.0923 | -39.0729 | -1.7315 | 0.41329 | 0.40425 | 0.37696 | 0.36409 | -58.684 | -6.101 | -14.7288 | -0.6304
3 | 19 | 2 | 483.9118 | 484.6968 | 483.7318 | 556.051 | 378.8299 | 100.3275 | 0 | 0 | 32.7216 | 98.5371 | 102.0377 | 79.0382 | 0 | 0 | 0 | 0 | 234.2335 | 300.3012 | 416.1155 | 460.2617 | 0 | 0 | 0 | 0 | -0.32521 | 0.26075 | 6.8615 | -1.6685 | 0 | 0 | 0 | 0 | -161.548 | -14.7298 | -41.2829 | 18.4196 | 0.41212 | 0.40593 | 0.37263 | 0.36396 | -66.5772 | -5.9793 | -15.3831 | 6.7039
3 | 19 | 3 | 471.9443 | 470.2068 | 466.4536 | 533.7331 | 378.8299 | 100.3275 | 0 | 0 | 33.8004 | 88.3291 | 107.8763 | 77.5051 | 0 | 0 | 0 | 0 | 235.3118 | 294.5776 | 407.6884 | 446.8324 | 0 | 0 | 0 | 0 | -0.32543 | 1.2631 | 5.4003 | -0.54961 | 0 | 0 | 0 | 0 | -175.6724 | -14.2905 | -54.5113 | 9.9452 | 0.41162 | 0.4062 | 0.3735 | 0.36453 | -72.3098 | -5.8048 | -20.36 | 3.6253
3 | 19 | 4 | 471.8117 | 468.1713 | 462.2851 | 527.0856 | 378.8299 | 100.3275 | 0 | 0 | 33.6253 | 86.9821 | 95.348 | 77.5691 | 0 | 0 | 0 | 0 | 233.0035 | 286.2947 | 398.5347 | 438.0625 | 0 | 0 | 0 | 0 | -0.32502 | 0.60869 | 8.0684 | -0.70238 | 0 | 0 | 0 | 0 | -173.3219 | -6.0417 | -39.666 | 12.1565 | 0.4116 | 0.40613 | 0.376 | 0.36469 | -71.339 | -2.4537 | -14.9144 | 4.4333
3 | 19 | 5 | 486.2596 | 480.5741 | 472.2932 | 536.4445 | 378.8299 | 100.3275 | 0 | 0 | 39.2703 | 95.0455 | 91.2561 | 86.3172 | 0 | 0 | 0 | 0 | 218.6327 | 264.6695 | 371.8364 | 411.1792 | 0 | 0 | 0 | 0 | -0.24801 | 2.9303 | 13.2777 | -2.5611 | 0 | 0 | 0 | 0 | -150.2253 | 17.6014 | -4.077 | 41.5092 | 0.41177 | 0.4071 | 0.37726 | 0.36626 | -61.8583 | 7.1655 | -1.5381 | 15.203
3 | 19 | 6 | 533.0534 | 526.1691 | 516.427 | 586.0927 | 378.8299 | 100.3275 | 0 | 0 | 49.519 | 96.9858 | 95.5714 | 103.1246 | 0 | 0 | 0 | 0 | 205.6816 | 242.5549 | 345.8213 | 377.867 | 0 | 0 | 0 | 0 | 0.30779 | 9.5225 | 13.9681 | 17.6592 | 0 | 0 | 0 | 0 | -101.2849 | 76.7784 | 61.0662 | 87.4419 | 0.41056 | 0.40853 | 0.38849 | 0.36647 | -41.584 | 31.3661 | 23.7234 | 32.0449
3 | 19 | 7 | 619.715 | 612.3661 | 601.9569 | 684.3169 | 378.8299 | 100.3275 | 0 | 0 | 50.9817 | 97.2754 | 96.0752 | 97.2237 | 0 | 0 | 0 | 0 | 206.6911 | 329.7232 | 432.0575 | 460.4847 | 0 | 0 | 0 | 0 | 0.44256 | 2.5049 | 2.3547 | 7.2279 | 0 | 0 | 0 | 0 | -17.2302 | 82.5352 | 71.4694 | 119.3807 | 0.41103 | 0.41035 | 0.39423 | 0.37873 | -7.0821 | 33.8681 | 28.1756 | 45.2132
3 | 19 | 8 | 687.9727 | 680.9959 | 670.8767 | 764.1588 | 378.8299 | 100.3275 | 0 | 0 | 46.6252 | 80.3501 | 78.4186 | 79.6189 | 0 | 0 | 0 | 0 | 245.3336 | 537.8619 | 651.5592 | 683.6599 | 0 | 0 | 0 | 0 | -0.3036 | -1.5126 | 1.7883 | 9.1156 | 0 | 0 | 0 | 0 | 17.4875 | -36.031 | -60.8893 | -8.2356 | 0.409 | 0.28561 | 0.40476 | 0.39541 | 7.1524 | -10.2909 | -24.6457 | -3.2564
3 | 19 | 9 | 707.2092 | 700.3509 | 690.1774 | 786.1252 | 378.8299 | 100.3275 | 0 | 0 | 40.8611 | 73.0701 | 67.8055 | 71.7572 | 0 | 0 | 0 | 0 | 299.3026 | 702.9569 | 833.2568 | 876.2825 | 0 | 0 | 0 | 0 | -0.1606 | -3.8235 | -6.004 | -16.7141 | 0 | 0 | 0 | 0 | -11.6238 | -172.1801 | -204.881 | -145.2004 | 0.40919 | 0.27247 | 0.26264 | 0.26837 | -4.7564 | -46.9148 | -53.8108 | -38.9671
3 | 19 | 10 | 722.1711 | 715.3796 | 705.2309 | 803.4893 | 378.8299 | 100.3275 | 0 | 0 | 38.262 | 63.821 | 63.2833 | 68.3482 | 0 | 0 | 0 | 0 | 341.3916 | 817.3663 | 967.3028 | 1012.3329 | 0 | 0 | 0 | 0 | -0.30422 | -10.3258 | -17.41 | -36.2085 | 0 | 0 | 0 | 0 | -36.0082 | -255.8094 | -307.9452 | -240.9833 | 0.40293 | 0.26868 | 0.26582 | 0.087318 | -14.5087 | -68.7298 | -81.8574 | -21.0421
3 | 19 | 11 | 734.2259 | 728.2789 | 719.1002 | 820.422 | 378.8299 | 100.3275 | 0 | 0 | 36.3487 | 64.3427 | 61.7851 | 63.7111 | 0 | 0 | 0 | 0 | 347.3447 | 848.18 | 1018.0162 | 1065.0224 | 0 | 0 | 0 | 0 | -0.30097 | -9.694 | -17.5836 | -37.2643 | 0 | 0 | 0 | 0 | -27.9964 | -274.8772 | -343.1174 | -271.0471 | 0.39688 | 0.26972 | 0.26885 | 0 | -11.1111 | -74.1398 | -92.2488 | 0
3 | 19 | 12 | 733.3136 | 728.0138 | 719.5447 | 821.5125 | 378.8299 | 100.3275 | 0 | 0 | 33.7046 | 62.5938 | 61.1838 | 61.7032 | 0 | 0 | 0 | 0 | 348.5202 | 847.697 | 1042.0094 | 1093.5874 | 0 | 0 | 0 | 0 | -0.42907 | -11.704 | -22.4749 | -45.4086 | 0 | 0 | 0 | 0 | -27.312 | -270.9004 | -361.1737 | -288.3695 | 0.3979 | 0.26972 | 0.26972 | 0 | -10.8673 | -73.0671 | -97.4153 | 0
3 | 19 | 13 | 731.471 | 727.6011 | 720.6927 | 824.0961 | 378.8299 | 100.3275 | 0 | 0 | 33.1204 | 63.1799 | 61.77 | 61.0005 | 0 | 0 | 0 | 0 | 391.0599 | 874.113 | 1091.7554 | 1151.1544 | 0 | 0 | 0 | 0 | -0.25275 | -11.9536 | -22.7392 | -48.6738 | 0 | 0 | 0 | 0 | -71.2864 | -298.0656 | -410.0936 | -339.385 | 0.39853 | 0.26972 | 0.26972 | 0 | -28.4096 | -80.3941 | -110.6099 | 0
3 | 19 | 14 | 727.2669 | 724.0931 | 717.9202 | 821.4305 | 378.8299 | 100.3275 | 0 | 0 | 36.4512 | 62.4698 | 60.973 | 60.1615 | 0 | 0 | 0 | 0 | 463.6021 | 947.3833 | 1179.0572 | 1251.0633 | 0 | 0 | 0 | 0 | -0.37833 | -11.956 | -22.2133 | -31.5925 | 0 | 0 | 0 | 0 | -151.238 | -374.1316 | -499.8967 | -458.2019 | 0.39819 | 0.26972 | 0.26972 | 0 | -60.2209 | -100.9106 | -134.8315 | 0
3 | 19 | 15 | 713.3435 | 710.9943 | 705.7402 | 808.097 | 378.8299 | 100.3275 | 0 | 0 | 38.356 | 64.9825 | 63.3059 | 66.7581 | 0 | 0 | 0 | 0 | 494.1686 | 939.7988 | 1171.5034 | 1253.3524 | 0 | 0 | 0 | 0 | -0.34564 | -7.9899 | -12.5677 | -19.4683 | 0 | 0 | 0 | 0 | -197.6653 | -386.1246 | -516.5014 | -492.5451 | 0.40065 | 0.26972 | 0.26972 | 0 | -79.1943 | -104.1454 | -139.3101 | 0
3 | 19 | 16 | 700.9828 | 701.23 | 698.8655 | 802.5602 | 378.8299 | 100.3275 | 0 | 0 | 39.9131 | 68.0609 | 65.837 | 74.8755 | 0 | 0 | 0 | 0 | 493.8013 | 910.1841 | 1159.9725 | 1257.6948 | 0 | 0 | 0 | 0 | -0.25795 | -2.0904 | -3.4243 | -2.5063 | 0 | 0 | 0 | 0 | -211.3035 | -375.252 | -523.5197 | -527.5039 | 0.40929 | 0.26149 | 0.26306 | 0.18532 | -86.4849 | -98.1231 | -137.7174 | -97.7566
3 | 19 | 17 | 696.2397 | 699.9028 | 701.4431 | 809.0128 | 378.8299 | 100.3275 | 0 | 0 | 44.8827 | 71.4134 | 72.0682 | 78.5077 | 0 | 0 | 0 | 0 | 554.7813 | 853.0699 | 1087.9817 | 1201.3643 | 141.5984 | 151.5027 | 151.5027 | 151.5027 | -0.25811 | -0.333 | 0.7658 | 1.7562 | 0 | 0 | 0 | 0 | -423.5945 | -476.0777 | -610.8753 | -624.1181 | 0.40752 | 0.28291 | 0.38057 | 0.3842 | -172.6217 | -134.688 | -232.4823 | -239.7854
3 | 19 | 18 | 701.3623 | 707.6656 | 712.0084 | 823.3527 | 378.8299 | 100.3275 | 0 | 0 | 51.7915 | 91.1797 | 86.8851 | 95.869 | 0 | 0 | 0 | 0 | 598.9147 | 713.1848 | 928.9676 | 1061.8658 | 141.5984 | 151.5027 | 151.5027 | 151.5027 | 0.52928 | -0.43472 | -0.0055376 | 12.8365 | 0 | 0 | 0 | 0 | -470.3014 | -348.0944 | -455.3414 | -498.7212 | 0.40644 | 0.41154 | 0.3922 | 0.38465 | -191.1504 | -143.2547 | -178.5867 | -191.8329
3 | 19 | 19 | 719.4177 | 727.8218 | 734.4035 | 850.981 | 378.8299 | 100.3275 | 0 | 0 | 54.1227 | 99.2796 | 101.1656 | 102.2798 | 0 | 0 | 0 | 0 | 600.8644 | 607.0715 | 806.274 | 950.2904 | 141.5984 | 151.5027 | 151.5027 | 151.5027 | 1.2104 | 3.5666 | -0.39377 | 27.9751 | 0 | 0 | 0 | 0 | -457.2081 | -233.9261 | -324.1451 | -381.067 | 0.41784 | 0.42049 | 0.40026 | 0.38866 | -191.0415 | -98.3643 | -129.7432 | -148.1056
3 | 19 | 20 | 758.2748 | 768.4188 | 777.0303 | 902.2306 | 378.8299 | 100.3275 | 0 | 0 | 55.2844 | 103.8857 | 103.4985 | 110.1243 | 0 | 0 | 0 | 0 | 585.7119 | 589.4409 | 774.0877 | 909.0014 | 141.5984 | 151.5027 | 151.5027 | 151.5027 | 0.60013 | 9.6744 | 2.0282 | 19.181 | 0 | 0 | 0 | 0 | -403.7498 | -186.4123 | -254.0868 | -287.5788 | 0.41669 | 0.42192 | 0.40093 | 0.38937 | -168.2382 | -78.6519 | -101.8702 | -111.9741
3 | 19 | 21 | 763.5462 | 774.7111 | 784.6736 | 912.6175 | 378.8299 | 100.3275 | 0 | 0 | 55.3689 | 106.0807 | 107.4186 | 111.7586 | 0 | 0 | 0 | 0 | 574.9558 | 575.19 | 749.3048 | 868.5303 | 141.5984 | 151.5027 | 151.5027 | 151.5027 | 0.19249 | 5.7133 | 6.3523 | 31.9483 | 0 | 0 | 0 | 0 | -387.3993 | -164.1031 | -229.9048 | -251.1225 | 0.40725 | 0.41222 | 0.39727 | 0.38658 | -157.7666 | -67.647 | -91.334 | -97.0779
3 | 19 | 22 | 710.3915 | 721.4653 | 731.5644 | 851.6616 | 378.8299 | 100.3275 | 0 | 0 | 53.355 | 114.0823 | 109.5172 | 113.4538 | 0 | 0 | 0 | 0 | 529.9855 | 529.1594 | 702.2554 | 807.0804 | 141.5984 | 151.5027 | 151.5027 | 151.5027 | 0.52055 | 3.3317 | 2.782 | 13.7845 | 0 | 0 | 0 | 0 | -393.8979 | -176.9383 | -234.4929 | -234.1599 | 0.4092 | 0.40681 | 0.39436 | 0.38072 | -161.1839 | -71.9798 | -92.475 | -89.15
3 | 19 | 23 | 636.4828 | 646.5964 | 655.8085 | 763.5127 | 378.8299 | 100.3275 | 0 | 0 | 46.9244 | 104.1878 | 102.2913 | 112.4574 | 0 | 0 | 0 | 0 | 490.6242 | 489.5099 | 647.9881 | 746.3473 | 0 | 0 | 0 | 0 | -0.096574 | 3.0874 | 6.6218 | 13.7252 | 0 | 0 | 0 | 0 | -279.7992 | -50.5161 | -101.0926 | -109.0172 | 0.41443 | 0.40564 | 0.38939 | 0.37001 | -115.9563 | -20.4912 | -39.3644 | -40.3373
3 | 19 | 24 | 566.8434 | 573.8974 | 579.7954 | 672.8613 | 378.8299 | 100.3275 | 0 | 0 | 41.8679 | 96.5191 | 106.2689 | 105.3693 | 0 | 0 | 0 | 0 | 435.9056 | 437.2983 | 579.1079 | 667.7865 | 0 | 0 | 0 | 0 | -0.18067 | 3.2397 | 2.7159 | 4.1843 | 0 | 0 | 0 | 0 | -289.5794 | -63.4871 | -108.2973 | -104.4788 | 0.41271 | 0.40699 | 0.38318 | 0.36432 | -119.5118 | -25.8386 | -41.4975 | -38.0633
3 | 20 | 1 | 518.058 | 521.8106 | 524.1155 | 605.5044 | 378.8299 | 100.3275 | 0 | 0 | 34.4152 | 106.9713 | 97.9834 | 101.0911 | 0 | 0 | 0 | 0 | 404.2758 | 407.2914 | 535.3263 | 616.0937 | 0 | 0 | 0 | 0 | -0.37344 | 4.4025 | 11.8032 | 2.454 | 0 | 0 | 0 | 0 | -299.0894 | -97.1821 | -120.9974 | -114.1343 | 0.41329 | 0.40425 | 0.37696 | 0.36409 | -123.6092 | -39.2857 | -45.6107 | -41.5548
3 | 20 | 2 | 492.2659 | 493.3077 | 492.6482 | 566.6667 | 378.8299 | 100.3275 | 0 | 0 | 32.7216 | 98.5371 | 102.0377 | 79.0382 | 0 | 0 | 0 | 0 | 406.4982 | 409.6984 | 525.7168 | 606.4329 | 0 | 0 | 0 | 0 | -0.32521 | 0.26075 | 6.8615 | -1.6685 | 0 | 0 | 0 | 0 | -325.4586 | -115.516 | -141.9678 | -117.136 | 0.41212 | 0.40593 | 0.37263 | 0.36396 | -134.1281 | -46.8915 | -52.9009 | -42.6325
3 | 20 | 3 | 479.0874 | 477.5705 | 474.0797 | 542.8137 | 378.8299 | 100.3275 | 0 | 0 | 33.8004 | 88.3291 | 107.8763 | 77.5051 | 0 | 0 | 0 | 0 | 422.9925 | 424.0751 | 525.483 | 612.2419 | 0 | 0 | 0 | 0 | -0.32543 | 1.2631 | 5.4003 | -0.54961 | 0 | 0 | 0 | 0 | -356.21 | -136.4243 | -164.6798 | -146.3837 | 0.41162 | 0.4062 | 0.3735 | 0.36453 | -146.6222 | -55.4156 | -61.508 | -53.3609
3 | 20 | 4 | 477.195 | 473.7255 | 468.043 | 533.9465 | 378.8299 | 100.3275 | 0 | 0 | 33.6253 | 86.9821 | 95.348 | 77.5691 | 0 | 0 | 0 | 0 | 457.5421 | 451.4879 | 532.279 | 617.2464 | 0 | 0 | 0 | 0 | -0.32502 | 0.60869 | 8.0684 | -0.70238 | 0 | 0 | 0 | 0 | -392.4773 | -165.6806 | -167.6524 | -160.1666 | 0.4116 | 0.40613 | 0.376 | 0.36469 | -161.5429 | -67.2883 | -63.0371 | -58.4112
3 | 20 | 5 | 489.8269 | 484.262 | 476.1252 | 541.018 | 378.8299 | 100.3275 | 0 | 0 | 39.2703 | 95.0455 | 91.2561 | 86.3172 | 0 | 0 | 0 | 0 | 471.8644 | 459.9082 | 520.5213 | 614.3253 | 0 | 0 | 0 | 0 | -0.24801 | 2.9303 | 13.2777 | -2.5611 | 0 | 0 | 0 | 0 | -399.8897 | -173.9495 | -148.9299 | -157.0634 | 0.41177 | 0.4071 | 0.37726 | 0.36626 | -164.6627 | -70.8149 | -56.1847 | -57.5253
3 | 20 | 6 | 530.1496 | 523.2016 | 513.3853 | 582.4975 | 378.8299 | 100.3275 | 0 | 0 | 49.519 | 96.9858 | 95.5714 | 103.1246 | 0 | 0 | 0 | 0 | 461.4187 | 445.9849 | 493.3602 | 619.1677 | 0 | 0 | 0 | 0 | 0.30779 | 9.5225 | 13.9681 | 17.6592 | 0 | 0 | 0 | 0 | -359.9258 | -129.619 | -89.5144 | -157.454 | 0.41056 | 0.40853 | 0.38849 | 0.36647 | -147.7729 | -52.9529 | -34.7751 | -57.7023
3 | 20 | 7 | 616.422 | 608.9924 | 598.4883 | 680.2084 | 378.8299 | 100.3275 | 0 | 0 | 50.9817 | 97.2754 | 96.0752 | 97.2237 | 0 | 0 | 0 | 0 | 414.4193 | 410.7967 | 451.8199 | 561.6393 | 0 | 0 | 0 | 0 | 0.44256 | 2.5049 | 2.3547 | 7.2279 | 0 | 0 | 0 | 0 | -228.2515 | -1.912 | 48.2386 | 14.1175 | 0.41103 | 0.41035 | 0.39423 | 0.37873 | -93.8172 | -0.78458 | 19.0172 | 5.3467
3 | 20 | 8 | 684.795 | 677.7349 | 667.5174 | 760.1739 | 378.8299 | 100.3275 | 0 | 0 | 46.6252 | 80.3501 | 78.4186 | 79.6189 | 0 | 0 | 0 | 0 | 369.0207 | 396.5651 | 436.1658 | 533.3775 | 0 | 0 | 0 | 0 | -0.3036 | -1.5126 | 1.7883 | 9.1156 | 0 | 0 | 0 | 0 | -109.3772 | 102.0049 | 151.1448 | 138.0619 | 0.409 | 0.28561 | 0.40476 | 0.39541 | -44.7355 | 29.1338 | 61.1777 | 54.591
3 | 20 | 9 | 699.0088 | 691.9269 | 681.4891 | 775.8102 | 378.8299 | 100.3275 | 0 | 0 | 40.8611 | 73.0701 | 67.8055 | 71.7572 | 0 | 0 | 0 | 0 | 476.5059 | 549.6415 | 605.8846 | 722.5422 | 0 | 0 | 0 | 0 | -0.1606 | -3.8235 | -6.004 | -16.7141 | 0 | 0 | 0 | 0 | -197.0274 | -27.2886 | 13.8029 | -1.775 | 0.40919 | 0.27247 | 0.26264 | 0.26837 | -80.622 | -7.4355 | 3.6252 | -0.47636
3 | 20 | 10 | 711.9728 | 704.9003 | 694.4194 | 790.6507 | 378.8299 | 100.3275 | 0 | 0 | 38.262 | 63.821 | 63.2833 | 68.3482 | 0 | 0 | 0 | 0 | 629.798 | 756.0484 | 833.8468 | 972.1381 | 0 | 0 | 0 | 0 | -0.30422 | -10.3258 | -17.41 | -36.2085 | 0 | 0 | 0 | 0 | -334.613 | -204.9707 | -185.3007 | -213.6272 | 0.40293 | 0.26868 | 0.26582 | 0.087318 | -134.8244 | -55.0707 | -49.2563 | -18.6534
3 | 20 | 11 | 726.7868 | 720.6356 | 711.2153 | 811.0595 | 378.8299 | 100.3275 | 0 | 0 | 36.3487 | 64.3427 | 61.7851 | 63.7111 | 0 | 0 | 0 | 0 | 710.1491 | 871.9315 | 962.4241 | 1102.3073 | 0 | 0 | 0 | 0 | -0.30097 | -9.694 | -17.5836 | -37.2643 | 0 | 0 | 0 | 0 | -398.2399 | -306.272 | -295.4102 | -317.6946 | 0.39688 | 0.26972 | 0.26885 | 0 | -158.0526 | -82.6075 | -79.4225 | 0
3 | 20 | 12 | 724.7748 | 719.2341 | 710.4796 | 810.7419 | 378.8299 | 100.3275 | 0 | 0 | 33.7046 | 62.5938 | 61.1838 | 61.7032 | 0 | 0 | 0 | 0 | 800.9839 | 1031.8543 | 1133.2831 | 1277.2082 | 0 | 0 | 0 | 0 | -0.42907 | -11.704 | -22.4749 | -45.4086 | 0 | 0 | 0 | 0 | -488.3145 | -463.8375 | -461.5124 | -482.7609 | 0.3979 | 0.26972 | 0.26972 | 0 | -194.2986 | -125.106 | -124.4786 | 0
3 | 20 | 13 | 725.7465 | 721.7119 | 714.6082 | 816.8635 | 378.8299 | 100.3275 | 0 | 0 | 33.1204 | 63.1799 | 61.77 | 61.0005 | 0 | 0 | 0 | 0 | 831.6757 | 1048.0973 | 1159.4635 | 1304.8065 | 0 | 0 | 0 | 0 | -0.25275 | -11.9536 | -22.7392 | -48.6738 | 0 | 0 | 0 | 0 | -517.6267 | -477.9391 | -483.8861 | -500.2696 | 0.39853 | 0.26972 | 0.26972 | 0 | -206.2882 | -128.9095 | -130.5132 | 0
3 | 20 | 14 | 719.6605 | 716.2635 | 709.8259 | 811.8046 | 378.8299 | 100.3275 | 0 | 0 | 36.4512 | 62.4698 | 60.973 | 60.1615 | 0 | 0 | 0 | 0 | 848.0043 | 1099.9797 | 1234.6761 | 1395.3224 | 0 | 0 | 0 | 0 | -0.37833 | -11.956 | -22.2133 | -31.5925 | 0 | 0 | 0 | 0 | -543.2467 | -534.5574 | -563.6099 | -612.0869 | 0.39819 | 0.26972 | 0.26972 | 0 | -216.3133 | -144.1806 | -152.0162 | 0
3 | 20 | 15 | 707.3543 | 704.8272 | 699.362 | 800.5097 | 378.8299 | 100.3275 | 0 | 0 | 38.356 | 64.9825 | 63.3059 | 66.7581 | 0 | 0 | 0 | 0 | 873.0229 | 1110.5968 | 1257.416 | 1425.9914 | 0 | 0 | 0 | 0 | -0.34564 | -7.9899 | -12.5677 | -19.4683 | 0 | 0 | 0 | 0 | -582.5089 | -563.0896 | -608.7922 | -672.7714 | 0.40065 | 0.26972 | 0.26972 | 0 | -233.3812 | -151.8763 | -164.2027 | 0
3 | 20 | 16 | 695.7102 | 695.803 | 693.2552 | 795.8885 | 378.8299 | 100.3275 | 0 | 0 | 39.9131 | 68.0609 | 65.837 | 74.8755 | 0 | 0 | 0 | 0 | 843.9047 | 1071.6177 | 1229.9141 | 1380.6927 | 0 | 0 | 0 | 0 | -0.25795 | -2.0904 | -3.4243 | -2.5063 | 0 | 0 | 0 | 0 | -566.6796 | -542.1127 | -599.0716 | -657.1734 | 0.40929 | 0.26149 | 0.26306 | 0.18532 | -231.9375 | -141.7548 | -157.5921 | -121.7869
3 | 20 | 17 | 695.6125 | 699.2575 | 700.7763 | 808.2202 | 378.8299 | 100.3275 | 0 | 0 | 44.8827 | 71.4134 | 72.0682 | 78.5077 | 0 | 0 | 0 | 0 | 818.4393 | 1017.9732 | 1149.7125 | 1294.0526 | 141.5984 | 151.5027 | 151.5027 | 151.5027 | -0.25811 | -0.333 | 0.7658 | 1.7562 | 0 | 0 | 0 | 0 | -687.8797 | -641.6263 | -673.2729 | -717.599 | 0.40752 | 0.28291 | 0.38057 | 0.3842 | -280.3223 | -181.5236 | -256.229 | -275.7007
3 | 20 | 18 | 701.133 | 707.4287 | 711.7623 | 823.0591 | 378.8299 | 100.3275 | 0 | 0 | 51.7915 | 91.1797 | 86.8851 | 95.869 | 0 | 0 | 0 | 0 | 739.1412 | 817.6748 | 915.4223 | 1028.4693 | 141.5984 | 151.5027 | 151.5027 | 151.5027 | 0.52928 | -0.43472 | -0.0055376 | 12.8365 | 0 | 0 | 0 | 0 | -610.7573 | -452.8213 | -442.0423 | -465.6184 | 0.40644 | 0.41154 | 0.3922 | 0.38465 | -248.2376 | -186.354 | -173.3707 | -179.0999
3 | 20 | 19 | 722.9956 | 731.4883 | 738.174 | 855.4482 | 378.8299 | 100.3275 | 0 | 0 | 54.1227 | 99.2796 | 101.1656 | 102.2798 | 0 | 0 | 0 | 0 | 728.8068 | 742.8074 | 838.2733 | 930.4056 | 141.5984 | 151.5027 | 151.5027 | 151.5027 | 1.2104 | 3.5666 | -0.39377 | 27.9751 | 0 | 0 | 0 | 0 | -581.5726 | -365.9956 | -352.3739 | -356.715 | 0.41784 | 0.42049 | 0.40026 | 0.38866 | -243.0064 | -153.8987 | -141.0421 | -138.6409
3 | 20 | 20 | 755.8121 | 765.8814 | 774.4041 | 899.1048 | 378.8299 | 100.3275 | 0 | 0 | 55.2844 | 103.8857 | 103.4985 | 110.1243 | 0 | 0 | 0 | 0 | 685.9203 | 685.7649 | 791.8469 | 885.4912 | 141.5984 | 151.5027 | 151.5027 | 151.5027 | 0.60013 | 9.6744 | 2.0282 | 19.181 | 0 | 0 | 0 | 0 | -506.4211 | -285.2738 | -274.4722 | -267.1945 | 0.41669 | 0.42192 | 0.40093 | 0.38937 | -211.0202 | -120.3639 | -110.0433 | -104.0371
3 | 20 | 21 | 763.5267 | 774.683 | 784.6349 | 912.5634 | 378.8299 | 100.3275 | 0 | 0 | 55.3689 | 106.0807 | 107.4186 | 111.7586 | 0 | 0 | 0 | 0 | 619.7747 | 627.5293 | 735.166 | 835.9529 | 141.5984 | 151.5027 | 151.5027 | 151.5027 | 0.19249 | 5.7133 | 6.3523 | 31.9483 | 0 | 0 | 0 | 0 | -432.2377 | -216.4705 | -215.8047 | -218.5991 | 0.40725 | 0.41222 | 0.39727 | 0.38658 | -176.0268 | -89.234 | -85.7325 | -84.5052
3 | 20 | 22 | 710.1959 | 721.2551 | 731.3365 | 851.3816 | 378.8299 | 100.3275 | 0 | 0 | 53.355 | 114.0823 | 109.5172 | 113.4538 | 0 | 0 | 0 | 0 | 624.6262 | 655.3086 | 784.0428 | 908.059 | 141.5984 | 151.5027 | 151.5027 | 151.5027 | 0.52055 | 3.3317 | 2.782 | 13.7845 | 0 | 0 | 0 | 0 | -488.7342 | -303.2977 | -316.5082 | -335.4185 | 0.4092 | 0.40681 | 0.39436 | 0.38072 | -199.9911 | -123.3837 | -124.8188 | -127.7014
3 | 20 | 23 | 635.661 | 645.7428 | 654.9168 | 762.4444 | 378.8299 | 100.3275 | 0 | 0 | 46.9244 | 104.1878 | 102.2913 | 112.4574 | 0 | 0 | 0 | 0 | 638.5823 | 698.9616 | 847.5591 | 989.484 | 0 | 0 | 0 | 0 | -0.096574 | 3.0874 | 6.6218 | 13.7252 | 0 | 0 | 0 | 0 | -428.579 | -260.8214 | -301.5553 | -353.2222 | 0.41443 | 0.40564 | 0.38939 | 0.37001 | -177.6147 | -105.7989 | -117.4224 | -130.6954
3 | 20 | 24 | 563.6582 | 570.6248 | 576.4196 | 668.853 | 378.8299 | 100.3275 | 0 | 0 | 41.8679 | 96.5191 | 106.2689 | 105.3693 | 0 | 0 | 0 | 0 | 654.7302 | 731.7611 | 884.5686 | 1041.964 | 0 | 0 | 0 | 0 | -0.18067 | 3.2397 | 2.7159 | 4.1843 | 0 | 0 | 0 | 0 | -511.5892 | -361.2225 | -417.1338 | -482.6646 | 0.41271 | 0.40699 | 0.38318 | 0.36432 | -211.137 | -147.0137 | -159.8379 | -175.8425
3 | 21 | 1 | 517.5172 | 521.2552 | 523.5429 | 604.8247 | 378.8299 | 100.3275 | 0 | 0 | 34.4152 | 106.9713 | 97.9834 | 101.0911 | 0 | 0 | 0 | 0 | 564.7269 | 651.9573 | 814.7458 | 976.5031 | 0 | 0 | 0 | 0 | -0.37344 | 4.4025 | 11.8032 | 2.454 | 0 | 0 | 0 | 0 | -460.0813 | -342.4034 | -400.9895 | -475.2234 | 0.41329 | 0.40425 | 0.37696 | 0.36409 | -190.1447 | -138.4161 | -151.1554 | -173.0226
3 | 21 | 2 | 491.5697 | 492.593 | 491.9118 | 565.7929 | 378.8299 | 100.3275 | 0 | 0 | 32.7216 | 98.5371 | 102.0377 | 79.0382 | 0 | 0 | 0 | 0 | 494.2957 | 586.5936 | 762.0889 | 914.6974 | 0 | 0 | 0 | 0 | -0.32521 | 0.26075 | 6.8615 | -1.6685 | 0 | 0 | 0 | 0 | -413.9523 | -293.1259 | -379.0763 | -426.2742 | 0.41212 | 0.40593 | 0.37263 | 0.36396 | -170.5982 | -118.9887 | -141.2538 | -155.1457
3 | 21 | 3 | 478.3419 | 476.8045 | 473.2895 | 541.8753 | 378.8299 | 100.3275 | 0 | 0 | 33.8004 | 88.3291 | 107.8763 | 77.5051 | 0 | 0 | 0 | 0 | 459.9478 | 552.1809 | 734.0276 | 866.5461 | 0 | 0 | 0 | 0 | -0.32543 | 1.2631 | 5.4003 | -0.54961 | 0 | 0 | 0 | 0 | -393.9108 | -265.2961 | -374.0146 | -401.6263 | 0.41162 | 0.4062 | 0.3735 | 0.36453 | -162.1405 | -107.7633 | -139.6948 | -146.4039
3 | 21 | 4 | 474.7041 | 471.1691 | 465.4093 | 530.822 | 378.8299 | 100.3275 | 0 | 0 | 33.6253 | 86.9821 | 95.348 | 77.5691 | 0 | 0 | 0 | 0 | 398.1725 | 486.221 | 676.0396 | 787.1548 | 0 | 0 | 0 | 0 | -0.32502 | 0.60869 | 8.0684 | -0.70238 | 0 | 0 | 0 | 0 | -335.5985 | -202.9701 | -314.0468 | -333.1994 | 0.4116 | 0.40613 | 0.376 | 0.36469 | -138.1317 | -82.4328 | -118.0812 | -121.5146
3 | 21 | 5 | 487.1947 | 481.5568 | 473.3335 | 537.7024 | 378.8299 | 100.3275 | 0 | 0 | 39.2703 | 95.0455 | 91.2561 | 86.3172 | 0 | 0 | 0 | 0 | 334.7693 | 419.7034 | 622.1874 | 725.675 | 0 | 0 | 0 | 0 | -0.24801 | 2.9303 | 13.2777 | -2.5611 | 0 | 0 | 0 | 0 | -265.4268 | -136.4499 | -253.3877 | -271.7287 | 0.41177 | 0.4071 | 0.37726 | 0.36626 | -109.2949 | -55.5488 | -95.5921 | -99.5222
3 | 21 | 6 | 531.3304 | 524.4177 | 514.6433 | 583.9942 | 378.8299 | 100.3275 | 0 | 0 | 49.519 | 96.9858 | 95.5714 | 103.1246 | 0 | 0 | 0 | 0 | 292.3937 | 368.9714 | 570.4781 | 674.634 | 0 | 0 | 0 | 0 | 0.30779 | 9.5225 | 13.9681 | 17.6592 | 0 | 0 | 0 | 0 | -189.72 | -51.3894 | -165.3743 | -211.4236 | 0.41056 | 0.40853 | 0.38849 | 0.36647 | -77.8924 | -20.994 | -64.2456 | -77.4806
3 | 21 | 7 | 617.0172 | 609.6013 | 599.1133 | 680.9477 | 378.8299 | 100.3275 | 0 | 0 | 50.9817 | 97.2754 | 96.0752 | 97.2237 | 0 | 0 | 0 | 0 | 250.3712 | 398.2973 | 602.7465 | 699.8156 | 0 | 0 | 0 | 0 | 0.44256 | 2.5049 | 2.3547 | 7.2279 | 0 | 0 | 0 | 0 | -63.6082 | 11.1963 | -102.0631 | -123.3194 | 0.41103 | 0.41035 | 0.39423 | 0.37873 | -26.1446 | 4.5944 | -40.2367 | -46.7049
3 | 21 | 8 | 681.3898 | 674.2298 | 663.8939 | 755.8648 | 378.8299 | 100.3275 | 0 | 0 | 46.6252 | 80.3501 | 78.4186 | 79.6189 | 0 | 0 | 0 | 0 | 227.8331 | 519.1338 | 754.2217 | 870.6149 | 0 | 0 | 0 | 0 | -0.3036 | -1.5126 | 1.7883 | 9.1156 | 0 | 0 | 0 | 0 | 28.4051 | -24.069 | -170.5346 | -203.4845 | 0.409 | 0.28561 | 0.40476 | 0.39541 | 11.6178 | -6.8744 | -69.0259 | -80.4597
3 | 21 | 9 | 696.1621 | 688.9911 | 678.4473 | 772.1873 | 378.8299 | 100.3275 | 0 | 0 | 40.8611 | 73.0701 | 67.8055 | 71.7572 | 0 | 0 | 0 | 0 | 232.453 | 615.0555 | 868.8641 | 1011.4869 | 0 | 0 | 0 | 0 | -0.1606 | -3.8235 | -6.004 | -16.7141 | 0 | 0 | 0 | 0 | 44.1786 | -95.6384 | -252.2183 | -294.3427 | 0.40919 | 0.27247 | 0.26264 | 0.26837 | 18.0775 | -26.0591 | -66.2436 | -78.9922
3 | 21 | 10 | 710.8594 | 703.7416 | 693.2061 | 789.1948 | 378.8299 | 100.3275 | 0 | 0 | 38.262 | 63.821 | 63.2833 | 68.3482 | 0 | 0 | 0 | 0 | 252.5782 | 683.888 | 953.8242 | 1100.0872 | 0 | 0 | 0 | 0 | -0.30422 | -10.3258 | -17.41 | -36.2085 | 0 | 0 | 0 | 0 | 41.4935 | -133.969 | -306.4914 | -343.0321 | 0.40293 | 0.26868 | 0.26582 | 0.087318 | 16.7188 | -35.9943 | -81.471 | -29.9527
3 | 21 | 11 | 723.9433 | 717.6993 | 708.1683 | 807.4263 | 378.8299 | 100.3275 | 0 | 0 | 36.3487 | 64.3427 | 61.7851 | 63.7111 | 0 | 0 | 0 | 0 | 268.195 | 688.8361 | 971.2559 | 1116.4616 | 0 | 0 | 0 | 0 | -0.30097 | -9.694 | -17.5836 | -37.2643 | 0 | 0 | 0 | 0 | 40.8707 | -126.1129 | -307.2891 | -335.4822 | 0.39688 | 0.26972 | 0.26885 | 0 | 16.2207 | -34.0151 | -82.6162 | 0
3 | 21 | 12 | 725.4393 | 719.9007 | 711.1478 | 811.5189 | 378.8299 | 100.3275 | 0 | 0 | 33.7046 | 62.5938 | 61.1838 | 61.7032 | 0 | 0 | 0 | 0 | 314.0881 | 748.1011 | 1042.2069 | 1188.7415 | 0 | 0 | 0 | 0 | -0.42907 | -11.704 | -22.4749 | -45.4086 | 0 | 0 | 0 | 0 | -0.75415 | -179.4176 | -369.768 | -393.5172 | 0.3979 | 0.26972 | 0.26972 | 0 | -0.30008 | -48.3924 | -99.7334 | 0
3 | 21 | 13 | 720.6325 | 716.4423 | 709.1536 | 810.371 | 378.8299 | 100.3275 | 0 | 0 | 33.1204 | 63.1799 | 61.77 | 61.0005 | 0 | 0 | 0 | 0 | 372.437 | 798.7024 | 1096.2362 | 1241.8601 | 0 | 0 | 0 | 0 | -0.25275 | -11.9536 | -22.7392 | -48.6738 | 0 | 0 | 0 | 0 | -63.502 | -233.8139 | -426.1135 | -443.8158 | 0.39853 | 0.26972 | 0.26972 | 0 | -25.3073 | -63.0642 | -114.9308 | 0
3 | 21 | 14 | 718.0223 | 714.5724 | 708.0715 | 809.7132 | 378.8299 | 100.3275 | 0 | 0 | 36.4512 | 62.4698 | 60.973 | 60.1615 | 0 | 0 | 0 | 0 | 391.1087 | 826.9778 | 1128.1634 | 1276.2427 | 0 | 0 | 0 | 0 | -0.37833 | -11.956 | -22.2133 | -31.5925 | 0 | 0 | 0 | 0 | -87.9892 | -263.2468 | -458.8516 | -495.0986 | 0.39819 | 0.26972 | 0.26972 | 0 | -35.0361 | -71.0028 | -123.7609 | 0
3 | 21 | 15 | 706.8763 | 704.3258 | 698.8322 | 799.87 | 378.8299 | 100.3275 | 0 | 0 | 38.356 | 64.9825 | 63.3059 | 66.7581 | 0 | 0 | 0 | 0 | 425.3399 | 863.168 | 1163.6262 | 1299.1372 | 0 | 0 | 0 | 0 | -0.34564 | -7.9899 | -12.5677 | -19.4683 | 0 | 0 | 0 | 0 | -135.3038 | -316.1622 | -515.5323 | -546.557 | 0.40065 | 0.26972 | 0.26972 | 0 | -54.2092 | -85.2751 | -139.0488 | 0
3 | 21 | 16 | 702.8032 | 703.0799 | 700.749 | 804.7756 | 378.8299 | 100.3275 | 0 | 0 | 39.9131 | 68.0609 | 65.837 | 74.8755 | 0 | 0 | 0 | 0 | 450.6845 | 843.056 | 1132.192 | 1250.9844 | 0 | 0 | 0 | 0 | -0.25795 | -2.0904 | -3.4243 | -2.5063 | 0 | 0 | 0 | 0 | -166.3663 | -306.274 | -493.8557 | -518.578 | 0.40929 | 0.26149 | 0.26306 | 0.18532 | -68.0924 | -80.0863 | -129.9139 | -96.1025
3 | 21 | 17 | 693.7286 | 697.3033 | 698.7378 | 805.7805 | 378.8299 | 100.3275 | 0 | 0 | 44.8827 | 71.4134 | 72.0682 | 78.5077 | 0 | 0 | 0 | 0 | 434.724 | 750.0504 | 1015.2808 | 1116.7652 | 141.5984 | 151.5027 | 151.5027 | 151.5027 | -0.25811 | -0.333 | 0.7658 | 1.7562 | 0 | 0 | 0 | 0 | -306.0484 | -375.6577 | -540.8797 | -542.7513 | 0.40752 | 0.28291 | 0.38057 | 0.3842 | -124.7197 | -106.278 | -205.8439 | -208.5244
3 | 21 | 18 | 698.2344 | 704.4274 | 708.6383 | 819.3259 | 378.8299 | 100.3275 | 0 | 0 | 51.7915 | 91.1797 | 86.8851 | 95.869 | 0 | 0 | 0 | 0 | 359.8272 | 485.7338 | 695.5472 | 759.1039 | 141.5984 | 151.5027 | 151.5027 | 151.5027 | 0.52928 | -0.43472 | -0.0055376 | 12.8365 | 0 | 0 | 0 | 0 | -234.3418 | -123.8816 | -225.2912 | -199.9861 | 0.40644 | 0.41154 | 0.3922 | 0.38465 | -95.2464 | -50.9822 | -88.3601 | -76.9246
3 | 21 | 19 | 712.4794 | 720.6628 | 726.9815 | 842.137 | 378.8299 | 100.3275 | 0 | 0 | 54.1227 | 99.2796 | 101.1656 | 102.2798 | 0 | 0 | 0 | 0 | 426.977 | 480.0382 | 672.3262 | 734.9581 | 141.5984 | 151.5027 | 151.5027 | 151.5027 | 1.2104 | 3.5666 | -0.39377 | 27.9751 | 0 | 0 | 0 | 0 | -290.2591 | -114.0518 | -197.6194 | -174.5787 | 0.41784 | 0.42049 | 0.40026 | 0.38866 | -121.2829 | -47.958 | -79.0997 | -67.8518
3 | 21 | 20 | 741.5722 | 751.2391 | 759.285 | 881.1405 | 378.8299 | 100.3275 | 0 | 0 | 55.2844 | 103.8857 | 103.4985 | 110.1243 | 0 | 0 | 0 | 0 | 533.3335 | 589.1199 | 780.2779 | 821.5646 | 141.5984 | 151.5027 | 151.5027 | 151.5027 | 0.60013 | 9.6744 | 2.0282 | 19.181 | 0 | 0 | 0 | 0 | -368.074 | -203.2711 | -278.0222 | -221.2322 | 0.41669 | 0.42192 | 0.40093 | 0.38937 | -153.3725 | -85.765 | -111.4666 | -86.1408
3 | 21 | 21 | 751.4791 | 762.3001 | 771.8551 | 897.3838 | 378.8299 | 100.3275 | 0 | 0 | 55.3689 | 106.0807 | 107.4186 | 111.7586 | 0 | 0 | 0 | 0 | 593.1384 | 649.507 | 813.5733 | 836.7254 | 141.5984 | 151.5027 | 151.5027 | 151.5027 | 0.19249 | 5.7133 | 6.3523 | 31.9483 | 0 | 0 | 0 | 0 | -417.649 | -250.8311 | -306.9918 | -234.5512 | 0.40725 | 0.41222 | 0.39727 | 0.38658 | -170.0856 | -103.3982 | -121.9582 | -90.6719
3 | 21 | 22 | 703.0042 | 713.8613 | 723.7034 | 842.3132 | 378.8299 | 100.3275 | 0 | 0 | 53.355 | 114.0823 | 109.5172 | 113.4538 | 0 | 0 | 0 | 0 | 607.1403 | 662.5558 | 837.9781 | 857.8766 | 141.5984 | 151.5027 | 151.5027 | 151.5027 | 0.52055 | 3.3317 | 2.782 | 13.7845 | 0 | 0 | 0 | 0 | -478.44 | -317.9387 | -378.0766 | -294.3045 | 0.4092 | 0.40681 | 0.39436 | 0.38072 | -195.7787 | -129.3397 | -149.099 | -112.0484
3 | 21 | 23 | 635.878 | 645.9669 | 655.1494 | 762.7218 | 378.8299 | 100.3275 | 0 | 0 | 46.9244 | 104.1878 | 102.2913 | 112.4574 | 0 | 0 | 0 | 0 | 608.3897 | 657.6247 | 841.3247 | 872.088 | 0 | 0 | 0 | 0 | -0.096574 | 3.0874 | 6.6218 | 13.7252 | 0 | 0 | 0 | 0 | -398.1694 | -219.2603 | -295.0883 | -235.5487 | 0.41443 | 0.40564 | 0.38939 | 0.37001 | -165.0121 | -88.9401 | -114.9042 | -87.1551
3 | 21 | 24 | 565.5056 | 572.5294 | 578.3923 | 671.202 | 378.8299 | 100.3275 | 0 | 0 | 41.8679 | 96.5191 | 106.2689 | 105.3693 | 0 | 0 | 0 | 0 | 620.4047 | 661.8436 | 845.2182 | 890.3011 | 0 | 0 | 0 | 0 | -0.18067 | 3.2397 | 2.7159 | 4.1843 | 0 | 0 | 0 | 0 | -475.4163 | -289.4004 | -375.8108 | -328.6527 | 0.41271 | 0.40699 | 0.38318 | 0.36432 | -196.2082 | -117.7829 | -144.0037 | -119.7335
3 | 22 | 1 | 520.1458 | 523.9619 | 526.3424 | 608.155 | 378.8299 | 100.3275 | 0 | 0 | 34.4152 | 106.9713 | 97.9834 | 101.0911 | 0 | 0 | 0 | 0 | 625.6931 | 666.3346 | 832.5267 | 881.6999 | 0 | 0 | 0 | 0 | -0.37344 | 4.4025 | 11.8032 | 2.454 | 0 | 0 | 0 | 0 | -518.419 | -354.0739 | -415.9709 | -377.0899 | 0.41329 | 0.40425 | 0.37696 | 0.36409 | -214.2548 | -143.1339 | -156.8027 | -137.2935
3 | 22 | 2 | 495.3532 | 496.487 | 495.9367 | 570.5789 | 378.8299 | 100.3275 | 0 | 0 | 32.7216 | 98.5371 | 102.0377 | 79.0382 | 0 | 0 | 0 | 0 | 602.6573 | 652.9804 | 810.6376 | 852.7689 | 0 | 0 | 0 | 0 | -0.32521 | 0.26075 | 6.8615 | -1.6685 | 0 | 0 | 0 | 0 | -518.5304 | -355.6188 | -423.6 | -359.5597 | 0.41212 | 0.40593 | 0.37263 | 0.36396 | -213.6969 | -144.3564 | -157.8445 | -130.8644
3 | 22 | 3 | 479.6407 | 478.1372 | 474.6622 | 543.5035 | 378.8299 | 100.3275 | 0 | 0 | 33.8004 | 88.3291 | 107.8763 | 77.5051 | 0 | 0 | 0 | 0 | 595.3963 | 654.8114 | 809.6639 | 855.2691 | 0 | 0 | 0 | 0 | -0.32543 | 1.2631 | 5.4003 | -0.54961 | 0 | 0 | 0 | 0 | -528.0605 | -366.5939 | -448.2782 | -388.7211 | 0.41162 | 0.4062 | 0.3735 | 0.36453 | -217.3589 | -148.9105 | -167.4323 | -141.6996
3 | 22 | 4 | 478.1017 | 474.6606 | 469.0118 | 535.1003 | 378.8299 | 100.3275 | 0 | 0 | 33.6253 | 86.9821 | 95.348 | 77.5691 | 0 | 0 | 0 | 0 | 588.7228 | 656.7799 | 806.0193 | 864.8462 | 0 | 0 | 0 | 0 | -0.32502 | 0.60869 | 8.0684 | -0.70238 | 0 | 0 | 0 | 0 | -522.7513 | -370.0376 | -440.4239 | -406.6125 | 0.4116 | 0.40613 | 0.376 | 0.36469 | -215.1634 | -150.2843 | -165.5988 | -148.2877
3 | 22 | 5 | 489.6372 | 484.0671 | 475.9241 | 540.7793 | 378.8299 | 100.3275 | 0 | 0 | 39.2703 | 95.0455 | 91.2561 | 86.3172 | 0 | 0 | 0 | 0 | 564.0781 | 632.6354 | 765.5601 | 820.8727 | 0 | 0 | 0 | 0 | -0.24801 | 2.9303 | 13.2777 | -2.5611 | 0 | 0 | 0 | 0 | -492.2931 | -346.8715 | -394.1698 | -363.8496 | 0.41177 | 0.4071 | 0.37726 | 0.36626 | -202.7116 | -141.2115 | -148.703 | -133.2619
3 | 22 | 6 | 536.2859 | 529.5086 | 519.8943 | 590.2285 | 378.8299 | 100.3275 | 0 | 0 | 49.519 | 96.9858 | 95.5714 | 103.1246 | 0 | 0 | 0 | 0 | 515.9613 | 577.2129 | 710.466 | 770.4774 | 0 | 0 | 0 | 0 | 0.30779 | 9.5225 | 13.9681 | 17.6592 | 0 | 0 | 0 | 0 | -408.3321 | -254.54 | -300.1112 | -301.0327 | 0.41056 | 0.40853 | 0.38849 | 0.36647 | -167.6468 | -103.9866 | -116.5891 | -110.3197
3 | 22 | 7 | 625.3197 | 618.1349 | 607.9203 | 691.4085 | 378.8299 | 100.3275 | 0 | 0 | 50.9817 | 97.2754 | 96.0752 | 97.2237 | 0 | 0 | 0 | 0 | 510.3954 | 676.9514 | 816.4713 | 875.7455 | 0 | 0 | 0 | 0 | 0.44256 | 2.5049 | 2.3547 | 7.2279 | 0 | 0 | 0 | 0 | -315.3298 | -258.9243 | -306.9809 | -288.7885 | 0.41103 | 0.41035 | 0.39423 | 0.37873 | -129.6087 | -106.249 | -121.0221 | -109.3732
3 | 22 | 8 | 689.1869 | 682.2414 | 672.1592 | 765.6795 | 378.8299 | 100.3275 | 0 | 0 | 46.6252 | 80.3501 | 78.4186 | 79.6189 | 0 | 0 | 0 | 0 | 543.559 | 889.4705 | 1061.8103 | 1120.597 | 0 | 0 | 0 | 0 | -0.3036 | -1.5126 | 1.7883 | 9.1156 | 0 | 0 | 0 | 0 | -279.5236 | -386.394 | -469.858 | -443.652 | 0.409 | 0.28561 | 0.40476 | 0.39541 | -114.3258 | -110.3589 | -190.1806 | -175.4241
3 | 22 | 9 | 700.9725 | 693.9326 | 683.5436 | 778.2376 | 378.8299 | 100.3275 | 0 | 0 | 40.8611 | 73.0701 | 67.8055 | 71.7572 | 0 | 0 | 0 | 0 | 576.8742 | 1025.7947 | 1196.2761 | 1270.6993 | 0 | 0 | 0 | 0 | -0.1606 | -3.8235 | -6.004 | -16.7141 | 0 | 0 | 0 | 0 | -295.4321 | -501.4362 | -574.534 | -547.5048 | 0.40919 | 0.27247 | 0.26264 | 0.26837 | -120.8884 | -136.6288 | -150.8979 | -146.9328
3 | 22 | 10 | 720.1479 | 713.2886 | 703.0589 | 800.8976 | 378.8299 | 100.3275 | 0 | 0 | 38.262 | 63.821 | 63.2833 | 68.3482 | 0 | 0 | 0 | 0 | 613.6582 | 1102.0321 | 1271.7817 | 1361.7893 | 0 | 0 | 0 | 0 | -0.30422 | -10.3258 | -17.41 | -36.2085 | 0 | 0 | 0 | 0 | -310.298 | -542.5662 | -614.5961 | -593.0314 | 0.40293 | 0.26868 | 0.26582 | 0.087318 | -125.0273 | -145.7745 | -163.3708 | -51.782
3 | 22 | 11 | 732.5594 | 726.5571 | 717.3122 | 818.2891 | 378.8299 | 100.3275 | 0 | 0 | 36.3487 | 64.3427 | 61.7851 | 63.7111 | 0 | 0 | 0 | 0 | 636.1889 | 1120.5088 | 1296.4075 | 1379.6216 | 0 | 0 | 0 | 0 | -0.30097 | -9.694 | -17.5836 | -37.2643 | 0 | 0 | 0 | 0 | -318.5072 | -548.9278 | -623.2967 | -587.7792 | 0.39688 | 0.26972 | 0.26885 | 0 | -126.4084 | -148.0566 | -167.5764 | 0
3 | 22 | 12 | 735.0141 | 729.7527 | 721.3286 | 823.6224 | 378.8299 | 100.3275 | 0 | 0 | 33.7046 | 62.5938 | 61.1838 | 61.7032 | 0 | 0 | 0 | 0 | 636.3249 | 1106.7316 | 1280.3386 | 1357.9008 | 0 | 0 | 0 | 0 | -0.42907 | -11.704 | -22.4749 | -45.4086 | 0 | 0 | 0 | 0 | -313.4162 | -528.1961 | -597.7189 | -550.573 | 0.3979 | 0.26972 | 0.26972 | 0 | -124.7072 | -142.4648 | -161.216 | 0
3 | 22 | 13 | 731.7806 | 727.9163 | 721.0145 | 824.4752 | 378.8299 | 100.3275 | 0 | 0 | 33.1204 | 63.1799 | 61.77 | 61.0005 | 0 | 0 | 0 | 0 | 640.9282 | 1114.3453 | 1278.1819 | 1356.117 | 0 | 0 | 0 | 0 | -0.25275 | -11.9536 | -22.7392 | -48.6738 | 0 | 0 | 0 | 0 | -320.8451 | -537.9827 | -596.1983 | -543.9684 | 0.39853 | 0.26972 | 0.26972 | 0 | -127.8654 | -145.1045 | -160.8059 | 0
3 | 22 | 14 | 726.3075 | 723.1044 | 716.8968 | 820.2123 | 378.8299 | 100.3275 | 0 | 0 | 36.4512 | 62.4698 | 60.973 | 60.1615 | 0 | 0 | 0 | 0 | 632.2083 | 1064.0982 | 1226.9698 | 1294.0009 | 0 | 0 | 0 | 0 | -0.37833 | -11.956 | -22.2133 | -31.5925 | 0 | 0 | 0 | 0 | -320.8037 | -491.8351 | -548.8328 | -502.3576 | 0.39819 | 0.26972 | 0.26972 | 0 | -127.7396 | -132.6575 | -148.0305 | 0
3 | 22 | 15 | 714.6584 | 712.3479 | 707.1399 | 809.7617 | 378.8299 | 100.3275 | 0 | 0 | 38.356 | 64.9825 | 63.3059 | 66.7581 | 0 | 0 | 0 | 0 | 657.5357 | 1039.4571 | 1186.1225 | 1240.0574 | 0 | 0 | 0 | 0 | -0.34564 | -7.9899 | -12.5677 | -19.4683 | 0 | 0 | 0 | 0 | -359.7175 | -484.4291 | -529.7208 | -477.5855 | 0.40065 | 0.26972 | 0.26972 | 0 | -144.1202 | -130.66 | -142.8757 | 0
3 | 22 | 16 | 704.7408 | 705.0975 | 702.863 | 807.3134 | 378.8299 | 100.3275 | 0 | 0 | 39.9131 | 68.0609 | 65.837 | 74.8755 | 0 | 0 | 0 | 0 | 644.7596 | 951.821 | 1058.2845 | 1102.564 | 0 | 0 | 0 | 0 | -0.25795 | -2.0904 | -3.4243 | -2.5063 | 0 | 0 | 0 | 0 | -358.5039 | -413.0214 | -417.8342 | -367.6198 | 0.40929 | 0.26149 | 0.26306 | 0.18532 | -146.7328 | -107.9992 | -109.9157 | -68.127
3 | 22 | 17 | 700.595 | 704.3833 | 706.0719 | 814.5149 | 378.8299 | 100.3275 | 0 | 0 | 44.8827 | 71.4134 | 72.0682 | 78.5077 | 0 | 0 | 0 | 0 | 609.4637 | 880.5492 | 957.4549 | 999.6912 | 141.5984 | 151.5027 | 151.5027 | 151.5027 | -0.25811 | -0.333 | 0.7658 | 1.7562 | 0 | 0 | 0 | 0 | -473.9216 | -499.0766 | -475.7197 | -416.9429 | 0.40752 | 0.28291 | 0.38057 | 0.3842 | -193.1308 | -141.1946 | -181.0457 | -160.1889
3 | 22 | 18 | 702.3506 | 708.6715 | 713.0345 | 824.5613 | 378.8299 | 100.3275 | 0 | 0 | 51.7915 | 91.1797 | 86.8851 | 95.869 | 0 | 0 | 0 | 0 | 554.7059 | 687.2489 | 733.7702 | 766.471 | 141.5984 | 151.5027 | 151.5027 | 151.5027 | 0.52928 | -0.43472 | -0.0055376 | 12.8365 | 0 | 0 | 0 | 0 | -425.1044 | -321.1526 | -259.118 | -202.1178 | 0.40644 | 0.41154 | 0.3922 | 0.38465 | -172.7804 | -132.1671 | -101.6271 | -77.7445
3 | 22 | 19 | 718.8161 | 727.1889 | 733.7326 | 850.1692 | 378.8299 | 100.3275 | 0 | 0 | 54.1227 | 99.2796 | 101.1656 | 102.2798 | 0 | 0 | 0 | 0 | 573.0788 | 637.6292 | 671.1872 | 706.7607 | 141.5984 | 151.5027 | 151.5027 | 151.5027 | 1.2104 | 3.5666 | -0.39377 | 27.9751 | 0 | 0 | 0 | 0 | -430.0241 | -265.1167 | -189.7292 | -138.3491 | 0.41784 | 0.42049 | 0.40026 | 0.38866 | -179.6829 | -111.4798 | -75.9415 | -53.7708
3 | 22 | 20 | 753.5821 | 763.5895 | 772.039 | 896.2959 | 378.8299 | 100.3275 | 0 | 0 | 55.2844 | 103.8857 | 103.4985 | 110.1243 | 0 | 0 | 0 | 0 | 591.7932 | 651.3686 | 695.6814 | 723.0082 | 141.5984 | 151.5027 | 151.5027 | 151.5027 | 0.60013 | 9.6744 | 2.0282 | 19.181 | 0 | 0 | 0 | 0 | -414.5239 | -253.1694 | -180.6718 | -107.5204 | 0.41669 | 0.42192 | 0.40093 | 0.38937 | -172.7277 | -106.8183 | -72.4362 | -41.865
3 | 22 | 21 | 756.3078 | 767.2668 | 776.9852 | 903.4808 | 378.8299 | 100.3275 | 0 | 0 | 55.3689 | 106.0807 | 107.4186 | 111.7586 | 0 | 0 | 0 | 0 | 555.755 | 605.0962 | 653.6455 | 676.5813 | 141.5984 | 151.5027 | 151.5027 | 151.5027 | 0.19249 | 5.7133 | 6.3523 | 31.9483 | 0 | 0 | 0 | 0 | -375.4369 | -201.4536 | -141.9339 | -68.3101 | 0.40725 | 0.41222 | 0.39727 | 0.38658 | -152.8949 | -83.0437 | -56.3859 | -26.407
3 | 22 | 22 | 707.05 | 718.0236 | 728.0039 | 847.4252 | 378.8299 | 100.3275 | 0 | 0 | 53.355 | 114.0823 | 109.5172 | 113.4538 | 0 | 0 | 0 | 0 | 487.175 | 535.7744 | 580.4896 | 608.3184 | 141.5984 | 151.5027 | 151.5027 | 151.5027 | 0.52055 | 3.3317 | 2.782 | 13.7845 | 0 | 0 | 0 | 0 | -354.4289 | -186.995 | -116.2876 | -39.6343 | 0.4092 | 0.40681 | 0.39436 | 0.38072 | -145.0331 | -76.0709 | -45.8594 | -15.0897
3 | 22 | 23 | 638.2099 | 648.3674 | 657.6312 | 765.6733 | 378.8299 | 100.3275 | 0 | 0 | 46.9244 | 104.1878 | 102.2913 | 112.4574 | 0 | 0 | 0 | 0 | 465.1622 | 513.3483 | 563.0506 | 592.6397 | 0 | 0 | 0 | 0 | -0.096574 | 3.0874 | 6.6218 | 13.7252 | 0 | 0 | 0 | 0 | -252.61 | -72.5836 | -14.3324 | 46.8511 | 0.41443 | 0.40564 | 0.38939 | 0.37001 | -104.6884 | -29.4426 | -5.5809 | 17.3353
3 | 22 | 24 | 570.7797 | 577.9458 | 583.9769 | 677.8308 | 378.8299 | 100.3275 | 0 | 0 | 41.8679 | 96.5191 | 106.2689 | 105.3693 | 0 | 0 | 0 | 0 | 478.2511 | 517.7011 | 573.469 | 609.9095 | 0 | 0 | 0 | 0 | -0.18067 | 3.2397 | 2.7159 | 4.1843 | 0 | 0 | 0 | 0 | -327.9886 | -139.8414 | -98.4769 | -41.6324 | 0.41271 | 0.40699 | 0.38318 | 0.36432 | -135.3636 | -56.914 | -37.7345 | -15.1674
3 | 23 | 1 | 523.3019 | 527.2005 | 529.6784 | 612.1119 | 378.8299 | 100.3275 | 0 | 0 | 34.4152 | 106.9713 | 97.9834 | 101.0911 | 0 | 0 | 0 | 0 | 460.0369 | 490.5358 | 555.9302 | 586.1616 | 0 | 0 | 0 | 0 | -0.37344 | 4.4025 | 11.8032 | 2.454 | 0 | 0 | 0 | 0 | -349.6066 | -175.0365 | -136.0385 | -77.5947 | 0.41329 | 0.40425 | 0.37696 | 0.36409 | -144.4872 | -70.7583 | -51.2805 | -28.2512
3 | 23 | 2 | 497.1897 | 498.3672 | 497.8682 | 572.8653 | 378.8299 | 100.3275 | 0 | 0 | 32.7216 | 98.5371 | 102.0377 | 79.0382 | 0 | 0 | 0 | 0 | 452.6842 | 481.7113 | 552.5581 | 585.1691 | 0 | 0 | 0 | 0 | -0.32521 | 0.26075 | 6.8615 | -1.6685 | 0 | 0 | 0 | 0 | -366.7208 | -182.4695 | -163.5891 | -89.6736 | 0.41212 | 0.40593 | 0.37263 | 0.36396 | -151.1331 | -74.0699 | -60.9576 | -32.6374
3 | 23 | 3 | 481.7337 | 480.2867 | 476.8786 | 546.1344 | 378.8299 | 100.3275 | 0 | 0 | 33.8004 | 88.3291 | 107.8763 | 77.5051 | 0 | 0 | 0 | 0 | 443.8687 | 469.4177 | 535.2496 | 572.298 | 0 | 0 | 0 | 0 | -0.32543 | 1.2631 | 5.4003 | -0.54961 | 0 | 0 | 0 | 0 | -374.44 | -179.0506 | -171.6474 | -103.1191 | 0.41162 | 0.4062 | 0.3735 | 0.36453 | -154.126 | -72.7304 | -64.1105 | -37.5898
3 | 23 | 4 | 479.7908 | 476.3935 | 470.7965 | 537.217 | 378.8299 | 100.3275 | 0 | 0 | 33.6253 | 86.9821 | 95.348 | 77.5691 | 0 | 0 | 0 | 0 | 443.9861 | 459.5113 | 522.6812 | 566.4678 | 0 | 0 | 0 | 0 | -0.32502 | 0.60869 | 8.0684 | -0.70238 | 0 | 0 | 0 | 0 | -376.3255 | -171.036 | -155.3011 | -106.1175 | 0.4116 | 0.40613 | 0.376 | 0.36469 | -154.8949 | -69.4633 | -58.393 | -38.7
3 | 23 | 5 | 491.864 | 486.3547 | 478.2837 | 543.5807 | 378.8299 | 100.3275 | 0 | 0 | 39.2703 | 95.0455 | 91.2561 | 86.3172 | 0 | 0 | 0 | 0 | 384.108 | 392.9569 | 452.9257 | 500.9979 | 0 | 0 | 0 | 0 | -0.24801 | 2.9303 | 13.2777 | -2.5611 | 0 | 0 | 0 | 0 | -310.0962 | -104.9054 | -79.1758 | -41.1732 | 0.41177 | 0.4071 | 0.37726 | 0.36626 | -127.6884 | -42.707 | -29.8696 | -15.0799
3 | 23 | 6 | 534.7894 | 527.9603 | 518.2842 | 588.3057 | 378.8299 | 100.3275 | 0 | 0 | 49.519 | 96.9858 | 95.5714 | 103.1246 | 0 | 0 | 0 | 0 | 313.7348 | 317.9887 | 381.2715 | 428.8537 | 0 | 0 | 0 | 0 | 0.30779 | 9.5225 | 13.9681 | 17.6592 | 0 | 0 | 0 | 0 | -207.6021 | 3.1358 | 27.4731 | 38.6683 | 0.41056 | 0.40853 | 0.38849 | 0.36647 | -85.2342 | 1.2811 | 10.6729 | 14.1708
3 | 23 | 7 | 619.2374 | 611.8729 | 601.4449 | 683.7064 | 378.8299 | 100.3275 | 0 | 0 | 50.9817 | 97.2754 | 96.0752 | 97.2237 | 0 | 0 | 0 | 0 | 290.1757 | 390.1606 | 474.6205 | 514.0845 | 0 | 0 | 0 | 0 | 0.44256 | 2.5049 | 2.3547 | 7.2279 | 0 | 0 | 0 | 0 | -101.1924 | 21.6045 | 28.3945 | 65.1704 | 0.41103 | 0.41035 | 0.39423 | 0.37873 | -41.5927 | 8.8654 | 11.194 | 24.6821
3 | 23 | 8 | 685.6081 | 678.5579 | 668.3515 | 761.1517 | 378.8299 | 100.3275 | 0 | 0 | 46.6252 | 80.3501 | 78.4186 | 79.6189 | 0 | 0 | 0 | 0 | 288.239 | 546.1609 | 663.7372 | 695.7705 | 0 | 0 | 0 | 0 | -0.3036 | -1.5126 | 1.7883 | 9.1156 | 0 | 0 | 0 | 0 | -27.7825 | -46.7679 | -75.5925 | -23.3532 | 0.409 | 0.28561 | 0.40476 | 0.39541 | -11.3631 | -13.3575 | -30.597 | -9.2341
3 | 23 | 9 | 700.2651 | 693.2042 | 682.7903 | 777.3415 | 378.8299 | 100.3275 | 0 | 0 | 40.8611 | 73.0701 | 67.8055 | 71.7572 | 0 | 0 | 0 | 0 | 300.4842 | 647.3946 | 782.5139 | 815.1464 | 0 | 0 | 0 | 0 | -0.1606 | -3.8235 | -6.004 | -16.7141 | 0 | 0 | 0 | 0 | -19.7495 | -123.7644 | -161.5251 | -92.8479 | 0.40919 | 0.27247 | 0.26264 | 0.26837 | -8.0813 | -33.7227 | -42.4236 | -24.9174
3 | 23 | 10 | 717.3559 | 710.4213 | 700.1027 | 797.3888 | 378.8299 | 100.3275 | 0 | 0 | 38.262 | 63.821 | 63.2833 | 68.3482 | 0 | 0 | 0 | 0 | 333.7281 | 738.1089 | 883.1579 | 921.3835 | 0 | 0 | 0 | 0 | -0.30422 | -10.3258 | -17.41 | -36.2085 | 0 | 0 | 0 | 0 | -33.1599 | -181.5103 | -228.9285 | -156.1344 | 0.40293 | 0.26868 | 0.26582 | 0.087318 | -13.361 | -48.7674 | -60.8534 | -13.6333
3 | 23 | 11 | 731.0953 | 725.0544 | 715.7641 | 816.4526 | 378.8299 | 100.3275 | 0 | 0 | 36.3487 | 64.3427 | 61.7851 | 63.7111 | 0 | 0 | 0 | 0 | 349.1874 | 815.0045 | 970.1745 | 1013.7615 | 0 | 0 | 0 | 0 | -0.30097 | -9.694 | -17.5836 | -37.2643 | 0 | 0 | 0 | 0 | -32.9698 | -244.9263 | -298.6119 | -223.7557 | 0.39688 | 0.26972 | 0.26885 | 0 | -13.085 | -66.0614 | -80.2833 | 0
3 | 23 | 12 | 727.767 | 722.3081 | 713.6503 | 814.5065 | 378.8299 | 100.3275 | 0 | 0 | 33.7046 | 62.5938 | 61.1838 | 61.7032 | 0 | 0 | 0 | 0 | 377.7424 | 858.025 | 1030.1771 | 1075.1751 | 0 | 0 | 0 | 0 | -0.42907 | -11.704 | -22.4749 | -45.4086 | 0 | 0 | 0 | 0 | -62.0808 | -286.9341 | -355.2356 | -276.9631 | 0.3979 | 0.26972 | 0.26972 | 0 | -24.7017 | -77.3918 | -95.8137 | 0
3 | 23 | 13 | 723.3641 | 719.2684 | 712.0927 | 813.8809 | 378.8299 | 100.3275 | 0 | 0 | 33.1204 | 63.1799 | 61.77 | 61.0005 | 0 | 0 | 0 | 0 | 407.6078 | 910.1363 | 1095.7607 | 1143.5242 | 0 | 0 | 0 | 0 | -0.25275 | -11.9536 | -22.7392 | -48.6738 | 0 | 0 | 0 | 0 | -95.9412 | -342.4216 | -422.6989 | -341.9699 | 0.39853 | 0.26972 | 0.26972 | 0 | -38.2352 | -92.3578 | -114.0098 | 0
3 | 23 | 14 | 716.1872 | 712.7015 | 706.1591 | 807.4573 | 378.8299 | 100.3275 | 0 | 0 | 36.4512 | 62.4698 | 60.973 | 60.1615 | 0 | 0 | 0 | 0 | 430.5113 | 945.6581 | 1126.8037 | 1175.7275 | 0 | 0 | 0 | 0 | -0.37833 | -11.956 | -22.2133 | -31.5925 | 0 | 0 | 0 | 0 | -129.2269 | -383.798 | -459.4043 | -396.8392 | 0.39819 | 0.26972 | 0.26972 | 0 | -51.4563 | -103.5178 | -123.91 | 0
3 | 23 | 15 | 706.6666 | 704.1288 | 698.6513 | 799.6742 | 378.8299 | 100.3275 | 0 | 0 | 38.356 | 64.9825 | 63.3059 | 66.7581 | 0 | 0 | 0 | 0 | 471.4013 | 963.7848 | 1137.8101 | 1186.6558 | 0 | 0 | 0 | 0 | -0.34564 | -7.9899 | -12.5677 | -19.4683 | 0 | 0 | 0 | 0 | -181.5749 | -416.976 | -489.897 | -434.2714 | 0.40065 | 0.26972 | 0.26972 | 0 | -72.7477 | -112.4666 | -132.1344 | 0
3 | 23 | 16 | 695.9997 | 696.1062 | 693.5749 | 796.2739 | 378.8299 | 100.3275 | 0 | 0 | 39.9131 | 68.0609 | 65.837 | 74.8755 | 0 | 0 | 0 | 0 | 534.368 | 963.2189 | 1088.1336 | 1139.3377 | 0 | 0 | 0 | 0 | -0.25795 | -2.0904 | -3.4243 | -2.5063 | 0 | 0 | 0 | 0 | -256.8533 | -433.4107 | -456.9714 | -415.4329 | 0.40929 | 0.26149 | 0.26306 | 0.18532 | -105.128 | -113.3308 | -120.2111 | -76.9877
3 | 23 | 17 | 689.7111 | 693.1874 | 694.5061 | 800.7678 | 378.8299 | 100.3275 | 0 | 0 | 44.8827 | 71.4134 | 72.0682 | 78.5077 | 0 | 0 | 0 | 0 | 570.8617 | 877.6389 | 970.6966 | 1033.3959 | 141.5984 | 151.5027 | 151.5027 | 151.5027 | -0.25811 | -0.333 | 0.7658 | 1.7562 | 0 | 0 | 0 | 0 | -446.2034 | -507.3622 | -500.5273 | -464.3946 | 0.40752 | 0.28291 | 0.38057 | 0.3842 | -181.8352 | -143.5387 | -190.4868 | -178.4198
3 | 23 | 18 | 689.9005 | 695.8607 | 699.7958 | 808.822 | 378.8299 | 100.3275 | 0 | 0 | 51.7915 | 91.1797 | 86.8851 | 95.869 | 0 | 0 | 0 | 0 | 509.6248 | 611.1157 | 663.6732 | 736.3584 | 141.5984 | 151.5027 | 151.5027 | 151.5027 | 0.52928 | -0.43472 | -0.0055376 | 12.8365 | 0 | 0 | 0 | 0 | -392.4733 | -257.8302 | -202.2597 | -187.7447 | 0.40644 | 0.41154 | 0.3922 | 0.38465 | -159.5177 | -106.1074 | -79.3271 | -72.2159
3 | 23 | 19 | 705.0202 | 712.9843 | 719.0425 | 832.6952 | 378.8299 | 100.3275 | 0 | 0 | 54.1227 | 99.2796 | 101.1656 | 102.2798 | 0 | 0 | 0 | 0 | 488.3924 | 509.5769 | 544.6146 | 613.0757 | 141.5984 | 151.5027 | 151.5027 | 151.5027 | 1.2104 | 3.5666 | -0.39377 | 27.9751 | 0 | 0 | 0 | 0 | -359.1336 | -151.269 | -77.8467 | -62.1381 | 0.41784 | 0.42049 | 0.40026 | 0.38866 | -150.0617 | -63.6076 | -31.1591 | -24.1506
3 | 23 | 20 | 730.6979 | 740.0477 | 747.7174 | 867.386 | 378.8299 | 100.3275 | 0 | 0 | 55.2844 | 103.8857 | 103.4985 | 110.1243 | 0 | 0 | 0 | 0 | 459.1665 | 475.8795 | 503.6654 | 560.1026 | 141.5984 | 151.5027 | 151.5027 | 151.5027 | 0.60013 | 9.6744 | 2.0282 | 19.181 | 0 | 0 | 0 | 0 | -304.7814 | -101.2221 | -12.9773 | 26.4753 | 0.41669 | 0.42192 | 0.40093 | 0.38937 | -126.9992 | -42.708 | -5.203 | 10.3087
3 | 23 | 21 | 732.6671 | 742.955 | 751.8782 | 873.6458 | 378.8299 | 100.3275 | 0 | 0 | 55.3689 | 106.0807 | 107.4186 | 111.7586 | 0 | 0 | 0 | 0 | 435.7421 | 446.9014 | 483.6804 | 537.5352 | 141.5984 | 151.5027 | 151.5027 | 151.5027 | 0.19249 | 5.7133 | 6.3523 | 31.9483 | 0 | 0 | 0 | 0 | -279.0647 | -67.5707 | 2.9242 | 40.901 | 0.40725 | 0.41222 | 0.39727 | 0.38658 | -113.6478 | -27.8542 | 1.1617 | 15.8114
3 | 23 | 22 | 693.1762 | 703.7606 | 713.2797 | 829.933 | 378.8299 | 100.3275 | 0 | 0 | 53.355 | 114.0823 | 109.5172 | 113.4538 | 0 | 0 | 0 | 0 | 401.4572 | 408.8699 | 456.9797 | 500.4715 | 141.5984 | 151.5027 | 151.5027 | 151.5027 | 0.52055 | 3.3317 | 2.782 | 13.7845 | 0 | 0 | 0 | 0 | -282.5848 | -74.3536 | -7.5018 | 50.7203 | 0.4092 | 0.40681 | 0.39436 | 0.38072 | -115.6343 | -30.2476 | -2.9584 | 19.3104
3 | 23 | 23 | 636.5487 | 646.6604 | 655.8701 | 763.5819 | 378.8299 | 100.3275 | 0 | 0 | 46.9244 | 104.1878 | 102.2913 | 112.4574 | 0 | 0 | 0 | 0 | 404.7932 | 408.4688 | 461.267 | 491.789 | 0 | 0 | 0 | 0 | -0.096574 | 3.0874 | 6.6218 | 13.7252 | 0 | 0 | 0 | 0 | -193.9023 | 30.5889 | 85.6901 | 145.6103 | 0.41443 | 0.40564 | 0.38939 | 0.37001 | -80.3583 | 12.408 | 33.3668 | 53.8771
3 | 23 | 24 | 570.8714 | 578.0411 | 584.0763 | 677.9497 | 378.8299 | 100.3275 | 0 | 0 | 41.8679 | 96.5191 | 106.2689 | 105.3693 | 0 | 0 | 0 | 0 | 390.4196 | 390.89 | 437.0554 | 456.3132 | 0 | 0 | 0 | 0 | -0.18067 | 3.2397 | 2.7159 | 4.1843 | 0 | 0 | 0 | 0 | -240.0653 | -12.9352 | 38.036 | 112.0828 | 0.41271 | 0.40699 | 0.38318 | 0.36432 | -99.0769 | -5.2645 | 14.5747 | 40.8336
3 | 24 | 1 | 525.0622 | 529.009 | 531.5438 | 614.3268 | 378.8299 | 100.3275 | 0 | 0 | 34.4152 | 106.9713 | 97.9834 | 101.0911 | 0 | 0 | 0 | 0 | 369.4953 | 363.3119 | 409.1546 | 429.2534 | 0 | 0 | 0 | 0 | -0.37344 | 4.4025 | 11.8032 | 2.454 | 0 | 0 | 0 | 0 | -257.3048 | -46.0042 | 12.6025 | 81.5284 | 0.41329 | 0.40425 | 0.37696 | 0.36409 | -106.3402 | -18.5971 | 4.7506 | 29.6834
3 | 24 | 2 | 497.4601 | 498.6428 | 498.1498 | 573.1975 | 378.8299 | 100.3275 | 0 | 0 | 32.7216 | 98.5371 | 102.0377 | 79.0382 | 0 | 0 | 0 | 0 | 326.2543 | 313.5937 | 366.9158 | 384.2437 | 0 | 0 | 0 | 0 | -0.32521 | 0.26075 | 6.8615 | -1.6685 | 0 | 0 | 0 | 0 | -240.0205 | -14.0763 | 22.3348 | 111.5841 | 0.41212 | 0.40593 | 0.37263 | 0.36396 | -98.9173 | -5.714 | 8.3225 | 40.6118
3 | 24 | 3 | 480.8862 | 479.4095 | 475.9658 | 545.0438 | 378.8299 | 100.3275 | 0 | 0 | 33.8004 | 88.3291 | 107.8763 | 77.5051 | 0 | 0 | 0 | 0 | 289.7345 | 273.5623 | 323.1438 | 343.2841 | 0 | 0 | 0 | 0 | -0.32543 | 1.2631 | 5.4003 | -0.54961 | 0 | 0 | 0 | 0 | -221.1532 | 15.9275 | 39.5454 | 124.8042 | 0.41162 | 0.4062 | 0.3735 | 0.36453 | -91.0305 | 6.4698 | 14.7702 | 45.4946
3 | 24 | 4 | 473.3601 | 469.7671 | 463.9372 | 529.0524 | 378.8299 | 100.3275 | 0 | 0 | 33.6253 | 86.9821 | 95.348 | 77.5691 | 0 | 0 | 0 | 0 | 238.4337 | 222.5113 | 266.6499 | 293.884 | 0 | 0 | 0 | 0 | -0.32502 | 0.60869 | 8.0684 | -0.70238 | 0 | 0 | 0 | 0 | -177.2038 | 59.3375 | 93.8709 | 158.3017 | 0.4116 | 0.40613 | 0.376 | 0.36469 | -72.9367 | 24.0989 | 35.2953 | 57.7311
3 | 24 | 5 | 476.0574 | 470.07 | 461.4306 | 523.5238 | 378.8299 | 100.3275 | 0 | 0 | 39.2703 | 95.0455 | 91.2561 | 86.3172 | 0 | 0 | 0 | 0 | 209.1401 | 190.3693 | 250.1204 | 284.6975 | 0 | 0 | 0 | 0 | -0.24801 | 2.9303 | 13.2777 | -2.5611 | 0 | 0 | 0 | 0 | -150.9349 | 81.3975 | 106.7764 | 155.0702 | 0.41177 | 0.4071 | 0.37726 | 0.36626 | -62.1505 | 33.1369 | 40.2821 | 56.7953
3 | 24 | 6 | 494.5261 | 486.5014 | 475.4053 | 537.298 | 378.8299 | 100.3275 | 0 | 0 | 49.519 | 96.9858 | 95.5714 | 103.1246 | 0 | 0 | 0 | 0 | 207.798 | 188.7423 | 254.3195 | 291.4469 | 0 | 0 | 0 | 0 | 0.30779 | 9.5225 | 13.9681 | 17.6592 | 0 | 0 | 0 | 0 | -141.9286 | 90.9233 | 111.5462 | 125.0673 | 0.41056 | 0.40853 | 0.38849 | 0.36647 | -58.2709 | 37.1447 | 43.3342 | 45.8335
3 | 24 | 7 | 526.626 | 516.5745 | 502.9591 | 566.6147 | 378.8299 | 100.3275 | 0 | 0 | 50.9817 | 97.2754 | 96.0752 | 97.2237 | 0 | 0 | 0 | 0 | 242.6317 | 351.7859 | 441.7062 | 472.4996 | 0 | 0 | 0 | 0 | 0.44256 | 2.5049 | 2.3547 | 7.2279 | 0 | 0 | 0 | 0 | -146.2598 | -35.3191 | -37.1771 | -10.3364 | 0.41103 | 0.41035 | 0.39423 | 0.37873 | -60.1165 | -14.4931 | -14.6564 | -3.9147
3 | 24 | 8 | 566.139 | 555.6636 | 541.3963 | 610.2541 | 378.8299 | 100.3275 | 0 | 0 | 46.6252 | 80.3501 | 78.4186 | 79.6189 | 0 | 0 | 0 | 0 | 316.1375 | 608.9368 | 741.8637 | 773.8893 | 0 | 0 | 0 | 0 | -0.3036 | -1.5126 | 1.7883 | 9.1156 | 0 | 0 | 0 | 0 | -175.15 | -232.4382 | -280.6743 | -252.3697 | 0.409 | 0.28561 | 0.40476 | 0.39541 | -71.6367 | -66.3872 | -113.6063 | -99.7893
3 | 24 | 9 | 605.6318 | 595.8454 | 582.1996 | 657.768 | 378.8299 | 100.3275 | 0 | 0 | 40.8611 | 73.0701 | 67.8055 | 71.7572 | 0 | 0 | 0 | 0 | 395.3883 | 809.2103 | 961.0216 | 996.1924 | 0 | 0 | 0 | 0 | -0.1606 | -3.8235 | -6.004 | -16.7141 | 0 | 0 | 0 | 0 | -209.2869 | -382.9389 | -440.6235 | -393.4675 | 0.40919 | 0.27247 | 0.26264 | 0.26837 | -85.6385 | -104.3413 | -115.7271 | -105.5941
3 | 24 | 10 | 646.3779 | 637.3848 | 624.6245 | 707.6523 | 378.8299 | 100.3275 | 0 | 0 | 38.262 | 63.821 | 63.2833 | 68.3482 | 0 | 0 | 0 | 0 | 454.1432 | 931.5865 | 1101.2121 | 1141.9199 | 0 | 0 | 0 | 0 | -0.30422 | -10.3258 | -17.41 | -36.2085 | 0 | 0 | 0 | 0 | -224.5531 | -448.0243 | -522.4609 | -466.4073 | 0.40293 | 0.26868 | 0.26582 | 0.087318 | -90.4784 | -120.3734 | -138.8796 | -40.7255
3 | 24 | 11 | 667.6778 | 659.7928 | 648.3146 | 736.2563 | 378.8299 | 100.3275 | 0 | 0 | 36.3487 | 64.3427 | 61.7851 | 63.7111 | 0 | 0 | 0 | 0 | 465.6975 | 971.8842 | 1153.4434 | 1195.9384 | 0 | 0 | 0 | 0 | -0.30097 | -9.694 | -17.5836 | -37.2643 | 0 | 0 | 0 | 0 | -212.8973 | -467.0676 | -549.3303 | -486.1288 | 0.39688 | 0.26972 | 0.26885 | 0 | -84.4942 | -125.9773 | -147.6902 | 0
3 | 24 | 12 | 668.2228 | 661.0188 | 650.29 | 739.1583 | 378.8299 | 100.3275 | 0 | 0 | 33.7046 | 62.5938 | 61.1838 | 61.7032 | 0 | 0 | 0 | 0 | 454.8257 | 974.8743 | 1162.1362 | 1205.1187 | 0 | 0 | 0 | 0 | -0.42907 | -11.704 | -22.4749 | -45.4086 | 0 | 0 | 0 | 0 | -198.7084 | -465.0727 | -550.5551 | -482.2549 | 0.3979 | 0.26972 | 0.26972 | 0 | -79.0654 | -125.4392 | -148.4951 | 0
3 | 24 | 13 | 662.1902 | 656.295 | 646.9832 | 736.4459 | 378.8299 | 100.3275 | 0 | 0 | 33.1204 | 63.1799 | 61.77 | 61.0005 | 0 | 0 | 0 | 0 | 478.915 | 979.4672 | 1168.2542 | 1207.0854 | 0 | 0 | 0 | 0 | -0.25275 | -11.9536 | -22.7392 | -48.6738 | 0 | 0 | 0 | 0 | -228.4223 | -474.7259 | -560.3018 | -482.9662 | 0.39853 | 0.26972 | 0.26972 | 0 | -91.0324 | -128.0429 | -151.1239 | 0
3 | 24 | 14 | 653.9255 | 648.612 | 639.9002 | 728.659 | 378.8299 | 100.3275 | 0 | 0 | 36.4512 | 62.4698 | 60.973 | 60.1615 | 0 | 0 | 0 | 0 | 515.2608 | 997.1739 | 1194.7847 | 1230.8773 | 0 | 0 | 0 | 0 | -0.37833 | -11.956 | -22.2133 | -31.5925 | 0 | 0 | 0 | 0 | -276.238 | -499.4032 | -593.6442 | -530.7874 | 0.39819 | 0.26972 | 0.26972 | 0 | -109.9941 | -134.6988 | -160.117 | 0
3 | 24 | 15 | 642.1495 | 637.723 | 630.004 | 718.0409 | 378.8299 | 100.3275 | 0 | 0 | 38.356 | 64.9825 | 63.3059 | 66.7581 | 0 | 0 | 0 | 0 | 527.4991 | 984.7617 | 1193.8799 | 1224.322 | 0 | 0 | 0 | 0 | -0.34564 | -7.9899 | -12.5677 | -19.4683 | 0 | 0 | 0 | 0 | -302.1898 | -504.3587 | -614.6141 | -553.5709 | 0.40065 | 0.26972 | 0.26972 | 0 | -121.0718 | -136.0354 | -165.773 | 0
3 | 24 | 16 | 628.4056 | 626.5423 | 621.6738 | 710.7805 | 378.8299 | 100.3275 | 0 | 0 | 39.9131 | 68.0609 | 65.837 | 74.8755 | 0 | 0 | 0 | 0 | 555.0165 | 964.3977 | 1184.6524 | 1216.4805 | 0 | 0 | 0 | 0 | -0.25795 | -2.0904 | -3.4243 | -2.5063 | 0 | 0 | 0 | 0 | -345.0959 | -504.1533 | -625.3913 | -578.0691 | 0.40929 | 0.26149 | 0.26306 | 0.18532 | -141.245 | -131.829 | -164.5158 | -107.1274
3 | 24 | 17 | 628.5254 | 630.2227 | 629.4309 | 723.395 | 378.8299 | 100.3275 | 0 | 0 | 44.8827 | 71.4134 | 72.0682 | 78.5077 | 0 | 0 | 0 | 0 | 535.9463 | 831.2816 | 1045.4013 | 1076.8234 | 141.5984 | 151.5027 | 151.5027 | 151.5027 | -0.25811 | -0.333 | 0.7658 | 1.7562 | 0 | 0 | 0 | 0 | -472.4737 | -523.9695 | -640.3072 | -585.195 | 0.40752 | 0.28291 | 0.38057 | 0.3842 | -192.5408 | -148.2371 | -243.6832 | -224.8312
3 | 24 | 18 | 642.4973 | 647.0797 | 649.3804 | 748.8797 | 378.8299 | 100.3275 | 0 | 0 | 51.7915 | 91.1797 | 86.8851 | 95.869 | 0 | 0 | 0 | 0 | 474.5259 | 563.7594 | 745.8189 | 769.744 | 141.5984 | 151.5027 | 151.5027 | 151.5027 | 0.52928 | -0.43472 | -0.0055376 | 12.8365 | 0 | 0 | 0 | 0 | -404.7776 | -259.2548 | -334.8208 | -281.0725 | 0.40644 | 0.41154 | 0.3922 | 0.38465 | -164.5187 | -106.6937 | -131.318 | -108.1144
3 | 24 | 19 | 667.0542 | 673.9134 | 678.6608 | 784.6811 | 378.8299 | 100.3275 | 0 | 0 | 54.1227 | 99.2796 | 101.1656 | 102.2798 | 0 | 0 | 0 | 0 | 469.2391 | 454.7193 | 628.1764 | 653.5743 | 141.5984 | 151.5027 | 151.5027 | 151.5027 | 1.2104 | 3.5666 | -0.39377 | 27.9751 | 0 | 0 | 0 | 0 | -377.9463 | -135.4823 | -201.7902 | -150.6507 | 0.41784 | 0.42049 | 0.40026 | 0.38866 | -157.9225 | -56.9694 | -80.7691 | -58.5519
3 | 24 | 20 | 699.2326 | 707.6596 | 714.234 | 827.5667 | 378.8299 | 100.3275 | 0 | 0 | 55.2844 | 103.8857 | 103.4985 | 110.1243 | 0 | 0 | 0 | 0 | 502.2772 | 489.1811 | 671.1609 | 703.912 | 141.5984 | 151.5027 | 151.5027 | 151.5027 | 0.60013 | 9.6744 | 2.0282 | 19.181 | 0 | 0 | 0 | 0 | -379.3574 | -146.9118 | -213.9563 | -157.1533 | 0.41669 | 0.42192 | 0.40093 | 0.38937 | -158.0742 | -61.9856 | -85.7808 | -61.1905
3 | 24 | 21 | 704.5008 | 713.9656 | 721.9121 | 838.0125 | 378.8299 | 100.3275 | 0 | 0 | 55.3689 | 106.0807 | 107.4186 | 111.7586 | 0 | 0 | 0 | 0 | 521.8259 | 511.4071 | 684.0667 | 733.2043 | 141.5984 | 151.5027 | 151.5027 | 151.5027 | 0.19249 | 5.7133 | 6.3523 | 31.9483 | 0 | 0 | 0 | 0 | -393.3148 | -161.0658 | -227.4283 | -190.4014 | 0.40725 | 0.41222 | 0.39727 | 0.38658 | -160.1756 | -66.395 | -90.3501 | -73.6046
3 | 24 | 22 | 670.2492 | 680.1669 | 688.8952 | 800.9402 | 378.8299 | 100.3275 | 0 | 0 | 53.355 | 114.0823 | 109.5172 | 113.4538 | 0 | 0 | 0 | 0 | 475.494 | 464.2131 | 630.2529 | 699.4814 | 141.5984 | 151.5027 | 151.5027 | 151.5027 | 0.52055 | 3.3317 | 2.782 | 13.7845 | 0 | 0 | 0 | 0 | -379.5486 | -153.2904 | -205.1597 | -177.2823 | 0.4092 | 0.40681 | 0.39436 | 0.38072 | -155.3121 | -62.3596 | -80.9071 | -67.4954
3 | 24 | 23 | 620.9871 | 630.6443 | 639.3146 | 743.8957 | 378.8299 | 100.3275 | 0 | 0 | 46.9244 | 104.1878 | 102.2913 | 112.4574 | 0 | 0 | 0 | 0 | 427.2404 | 413.2487 | 577.3761 | 666.9458 | 0 | 0 | 0 | 0 | -0.096574 | 3.0874 | 6.6218 | 13.7252 | 0 | 0 | 0 | 0 | -231.911 | 9.7929 | -46.9746 | -49.2326 | 0.41443 | 0.40564 | 0.38939 | 0.37001 | -96.1102 | 3.9724 | -18.2914 | -18.2165
3 | 24 | 24 | 565.1435 | 572.1394 | 577.9682 | 670.6799 | 378.8299 | 100.3275 | 0 | 0 | 41.8679 | 96.5191 | 106.2689 | 105.3693 | 0 | 0 | 0 | 0 | 371.44 | 357.9395 | 514.2666 | 630.9172 | 0 | 0 | 0 | 0 | -0.18067 | 3.2397 | 2.7159 | 4.1843 | 0 | 0 | 0 | 0 | -226.8136 | 14.1137 | -45.2833 | -69.791 | 0.41271 | 0.40699 | 0.38318 | 0.36432 | -93.6078 | 5.7441 | -17.3517 | -25.426
3 | 25 | 1 | 520.8485 | 524.6622 | 527.0384 | 608.9592 | 378.8299 | 100.3275 | 0 | 0 | 34.4152 | 106.9713 | 97.9834 | 101.0911 | 0 | 0 | 0 | 0 | 335.8656 | 321.0656 | 459.3919 | 590.1489 | 0 | 0 | 0 | 0 | -0.37344 | 4.4025 | 11.8032 | 2.454 | 0 | 0 | 0 | 0 | -227.8887 | -8.1046 | -42.14 | -84.7347 | 0.41329 | 0.40425 | 0.37696 | 0.36409 | -94.183 | -3.2763 | -15.8849 | -30.8508
3 | 25 | 2 | 492.9761 | 494.0168 | 493.3549 | 567.4847 | 378.8299 | 100.3275 | 0 | 0 | 32.7216 | 98.5371 | 102.0377 | 79.0382 | 0 | 0 | 0 | 0 | 336.2512 | 317.5291 | 444.5192 | 581.7665 | 0 | 0 | 0 | 0 | -0.32521 | 0.26075 | 6.8615 | -1.6685 | 0 | 0 | 0 | 0 | -254.5014 | -22.6376 | -60.0636 | -91.6516 | 0.41212 | 0.40593 | 0.37263 | 0.36396 | -104.8852 | -9.1893 | -22.3813 | -33.3573
3 | 25 | 3 | 477.5285 | 475.9474 | 472.3793 | 540.7726 | 378.8299 | 100.3275 | 0 | 0 | 33.8004 | 88.3291 | 107.8763 | 77.5051 | 0 | 0 | 0 | 0 | 322.3469 | 302.1806 | 430.8044 | 573.4482 | 0 | 0 | 0 | 0 | -0.32543 | 1.2631 | 5.4003 | -0.54961 | 0 | 0 | 0 | 0 | -257.1232 | -16.1529 | -71.7016 | -109.6312 | 0.41162 | 0.4062 | 0.3735 | 0.36453 | -105.8364 | -6.5613 | -26.7806 | -39.9636
3 | 25 | 4 | 470.4971 | 466.8134 | 460.8755 | 525.4045 | 378.8299 | 100.3275 | 0 | 0 | 33.6253 | 86.9821 | 95.348 | 77.5691 | 0 | 0 | 0 | 0 | 313.8808 | 291.8189 | 414.3257 | 560.3181 | 0 | 0 | 0 | 0 | -0.32502 | 0.60869 | 8.0684 | -0.70238 | 0 | 0 | 0 | 0 | -255.5138 | -12.9238 | -56.8666 | -111.7803 | 0.4116 | 0.40613 | 0.376 | 0.36469 | -105.169 | -5.2488 | -21.3818 | -40.7652
3 | 25 | 5 | 469.3576 | 463.1624 | 454.2756 | 515.0032 | 378.8299 | 100.3275 | 0 | 0 | 39.2703 | 95.0455 | 91.2561 | 86.3172 | 0 | 0 | 0 | 0 | 279.6104 | 258.0351 | 379.5278 | 523.8514 | 0 | 0 | 0 | 0 | -0.24801 | 2.9303 | 13.2777 | -2.5611 | 0 | 0 | 0 | 0 | -228.105 | 6.824 | -29.786 | -92.6042 | 0.41177 | 0.4071 | 0.37726 | 0.36626 | -93.9268 | 2.7781 | -11.2369 | -33.9168
3 | 25 | 6 | 479.394 | 470.9148 | 459.2788 | 518.1093 | 378.8299 | 100.3275 | 0 | 0 | 49.519 | 96.9858 | 95.5714 | 103.1246 | 0 | 0 | 0 | 0 | 261.3522 | 240.9032 | 359.4882 | 501.1537 | 0 | 0 | 0 | 0 | 0.30779 | 9.5225 | 13.9681 | 17.6592 | 0 | 0 | 0 | 0 | -210.615 | 23.1759 | -9.749 | -103.8283 | 0.41056 | 0.40853 | 0.38849 | 0.36647 | -86.4711 | 9.468 | -3.7873 | -38.05
3 | 25 | 7 | 504.0255 | 493.3094 | 478.9051 | 538.0075 | 378.8299 | 100.3275 | 0 | 0 | 50.9817 | 97.2754 | 96.0752 | 97.2237 | 0 | 0 | 0 | 0 | 255.9653 | 326.0125 | 435.1782 | 574.8167 | 0 | 0 | 0 | 0 | 0.44256 | 2.5049 | 2.3547 | 7.2279 | 0 | 0 | 0 | 0 | -182.1939 | -32.8108 | -54.703 | -141.2607 | 0.41103 | 0.41035 | 0.39423 | 0.37873 | -74.8864 | -13.4639 | -21.5657 | -53.4998
3 | 25 | 8 | 537.431 | 526.1219 | 510.8656 | 573.9547 | 378.8299 | 100.3275 | 0 | 0 | 46.6252 | 80.3501 | 78.4186 | 79.6189 | 0 | 0 | 0 | 0 | 362.4868 | 567.1348 | 683.1276 | 826.5941 | 0 | 0 | 0 | 0 | -0.3036 | -1.5126 | 1.7883 | 9.1156 | 0 | 0 | 0 | 0 | -250.2073 | -220.1778 | -252.4689 | -341.3738 | 0.409 | 0.28561 | 0.40476 | 0.39541 | -102.3353 | -62.8855 | -102.1898 | -134.9824
3 | 25 | 9 | 572.4348 | 561.6874 | 546.9017 | 615.8039 | 378.8299 | 100.3275 | 0 | 0 | 40.8611 | 73.0701 | 67.8055 | 71.7572 | 0 | 0 | 0 | 0 | 543.4895 | 857.7204 | 1002.8621 | 1154.0635 | 0 | 0 | 0 | 0 | -0.1606 | -3.8235 | -6.004 | -16.7141 | 0 | 0 | 0 | 0 | -390.585 | -465.607 | -517.7619 | -593.3027 | 0.40919 | 0.27247 | 0.26264 | 0.26837 | -159.8242 | -126.8663 | -135.9871 | -159.2235
3 | 25 | 10 | 605.9237 | 595.7609 | 581.6131 | 656.5192 | 378.8299 | 100.3275 | 0 | 0 | 38.262 | 63.821 | 63.2833 | 68.3482 | 0 | 0 | 0 | 0 | 642.239 | 1034.7316 | 1194.7522 | 1356.4717 | 0 | 0 | 0 | 0 | -0.30422 | -10.3258 | -17.41 | -36.2085 | 0 | 0 | 0 | 0 | -453.1031 | -592.7934 | -659.0124 | -732.0922 | 0.40293 | 0.26868 | 0.26582 | 0.087318 | -182.5672 | -159.2694 | -175.1775 | -63.9245
3 | 25 | 11 | 630.4088 | 621.4443 | 608.6858 | 689.1428 | 378.8299 | 100.3275 | 0 | 0 | 36.3487 | 64.3427 | 61.7851 | 63.7111 | 0 | 0 | 0 | 0 | 690.031 | 1126.3289 | 1292.0772 | 1460.7255 | 0 | 0 | 0 | 0 | -0.30097 | -9.694 | -17.5836 | -37.2643 | 0 | 0 | 0 | 0 | -474.4999 | -659.8607 | -727.5929 | -798.0294 | 0.39688 | 0.26972 | 0.26885 | 0 | -188.3185 | -177.9774 | -195.617 | 0
3 | 25 | 12 | 634.532 | 626.3553 | 614.4729 | 696.5796 | 378.8299 | 100.3275 | 0 | 0 | 33.7046 | 62.5938 | 61.1838 | 61.7032 | 0 | 0 | 0 | 0 | 737.0643 | 1195.2383 | 1363.555 | 1533.6769 | 0 | 0 | 0 | 0 | -0.42907 | -11.704 | -22.4749 | -45.4086 | 0 | 0 | 0 | 0 | -514.6377 | -720.1002 | -787.791 | -853.3919 | 0.3979 | 0.26972 | 0.26972 | 0 | -204.7725 | -194.2251 | -212.482 | 0
3 | 25 | 13 | 637.5626 | 630.9553 | 620.7988 | 705.3172 | 378.8299 | 100.3275 | 0 | 0 | 33.1204 | 63.1799 | 61.77 | 61.0005 | 0 | 0 | 0 | 0 | 760.7689 | 1201.8295 | 1357.7642 | 1519.8922 | 0 | 0 | 0 | 0 | -0.25275 | -11.9536 | -22.7392 | -48.6738 | 0 | 0 | 0 | 0 | -534.9039 | -722.428 | -775.9962 | -826.9017 | 0.39853 | 0.26972 | 0.26972 | 0 | -213.1736 | -194.853 | -209.3007 | 0
3 | 25 | 14 | 631.8609 | 625.9135 | 616.4501 | 700.7852 | 378.8299 | 100.3275 | 0 | 0 | 36.4512 | 62.4698 | 60.973 | 60.1615 | 0 | 0 | 0 | 0 | 771.4119 | 1218.8589 | 1375.7374 | 1527.6594 | 0 | 0 | 0 | 0 | -0.37833 | -11.956 | -22.2133 | -31.5925 | 0 | 0 | 0 | 0 | -554.4537 | -743.7867 | -798.047 | -855.4432 | 0.39819 | 0.26972 | 0.26972 | 0 | -220.7758 | -200.6138 | -215.2483 | 0
3 | 25 | 15 | 615.5955 | 610.4083 | 601.7875 | 684.5036 | 378.8299 | 100.3275 | 0 | 0 | 38.356 | 64.9825 | 63.3059 | 66.7581 | 0 | 0 | 0 | 0 | 759.3947 | 1166.0052 | 1303.1045 | 1439.1376 | 0 | 0 | 0 | 0 | -0.34564 | -7.9899 | -12.5677 | -19.4683 | 0 | 0 | 0 | 0 | -560.6395 | -712.9169 | -752.0552 | -801.9238 | 0.40065 | 0.26972 | 0.26972 | 0 | -224.6192 | -192.2876 | -202.8434 | 0
3 | 25 | 16 | 609.0592 | 606.6398 | 601.112 | 686.3395 | 378.8299 | 100.3275 | 0 | 0 | 39.9131 | 68.0609 | 65.837 | 74.8755 | 0 | 0 | 0 | 0 | 751.107 | 1099.2354 | 1237.7821 | 1355.2899 | 0 | 0 | 0 | 0 | -0.25795 | -2.0904 | -3.4243 | -2.5063 | 0 | 0 | 0 | 0 | -560.5329 | -658.8935 | -699.0829 | -741.3195 | 0.40929 | 0.26149 | 0.26306 | 0.18532 | -229.4217 | -172.2913 | -183.9011 | -137.3808
3 | 25 | 17 | 616.2073 | 617.5494 | 616.3364 | 707.8289 | 378.8299 | 100.3275 | 0 | 0 | 44.8827 | 71.4134 | 72.0682 | 78.5077 | 0 | 0 | 0 | 0 | 695.3467 | 972.3449 | 1105.3447 | 1208.5643 | 141.5984 | 151.5027 | 151.5027 | 151.5027 | -0.25811 | -0.333 | 0.7658 | 1.7562 | 0 | 0 | 0 | 0 | -644.1923 | -677.7061 | -713.3451 | -732.5021 | 0.40752 | 0.28291 | 0.38057 | 0.3842 | -262.519 | -191.731 | -271.4794 | -281.4264
3 | 25 | 18 | 630.8556 | 635.1085 | 637.0188 | 734.1912 | 378.8299 | 100.3275 | 0 | 0 | 51.7915 | 91.1797 | 86.8851 | 95.869 | 0 | 0 | 0 | 0 | 592.8652 | 734.0155 | 839.5737 | 945.8503 | 141.5984 | 151.5027 | 151.5027 | 151.5027 | 0.52928 | -0.43472 | -0.0055376 | 12.8365 | 0 | 0 | 0 | 0 | -534.7587 | -441.4821 | -440.9373 | -471.8672 | 0.40644 | 0.41154 | 0.3922 | 0.38465 | -217.3485 | -181.6875 | -172.9373 | -181.5035
3 | 25 | 19 | 658.9481 | 665.5857 | 670.071 | 774.4826 | 378.8299 | 100.3275 | 0 | 0 | 54.1227 | 99.2796 | 101.1656 | 102.2798 | 0 | 0 | 0 | 0 | 558.3978 | 626.1783 | 709.9058 | 824.4709 | 141.5984 | 151.5027 | 151.5027 | 151.5027 | 1.2104 | 3.5666 | -0.39377 | 27.9751 | 0 | 0 | 0 | 0 | -475.2111 | -315.269 | -292.1094 | -331.7459 | 0.41784 | 0.42049 | 0.40026 | 0.38866 | -198.564 | -132.5685 | -116.9205 | -128.9364
3 | 25 | 20 | 705.521 | 714.1341 | 720.9294 | 835.5307 | 378.8299 | 100.3275 | 0 | 0 | 55.2844 | 103.8857 | 103.4985 | 110.1243 | 0 | 0 | 0 | 0 | 473.551 | 546.9799 | 631.7501 | 751.453 | 141.5984 | 151.5027 | 151.5027 | 151.5027 | 0.60013 | 9.6744 | 2.0282 | 19.181 | 0 | 0 | 0 | 0 | -344.3427 | -198.2361 | -167.8501 | -196.7303 | 0.41669 | 0.42192 | 0.40093 | 0.38937 | -143.4839 | -83.6406 | -67.2956 | -76.6006
3 | 25 | 21 | 726.0198 | 736.088 | 744.7491 | 865.1426 | 378.8299 | 100.3275 | 0 | 0 | 55.3689 | 106.0807 | 107.4186 | 111.7586 | 0 | 0 | 0 | 0 | 372.5387 | 452.5569 | 536.2147 | 660.5163 | 141.5984 | 151.5027 | 151.5027 | 151.5027 | 0.19249 | 5.7133 | 6.3523 | 31.9483 | 0 | 0 | 0 | 0 | -222.5086 | -80.0931 | -56.7392 | -90.5833 | 0.40725 | 0.41222 | 0.39727 | 0.38658 | -90.6156 | -33.0162 | -22.5407 | -35.0173
3 | 25 | 22 | 685.5857 | 695.9256 | 705.1534 | 820.2466 | 378.8299 | 100.3275 | 0 | 0 | 53.355 | 114.0823 | 109.5172 | 113.4538 | 0 | 0 | 0 | 0 | 300.297 | 382.5554 | 458.5144 | 587.8255 | 141.5984 | 151.5027 | 151.5027 | 151.5027 | 0.52055 | 3.3317 | 2.782 | 13.7845 | 0 | 0 | 0 | 0 | -189.0151 | -55.874 | -17.1629 | -46.32 | 0.4092 | 0.40681 | 0.39436 | 0.38072 | -77.3454 | -22.73 | -6.7684 | -17.6351
3 | 25 | 23 | 624.1054 | 633.8401 | 642.6017 | 747.7905 | 378.8299 | 100.3275 | 0 | 0 | 46.9244 | 104.1878 | 102.2913 | 112.4574 | 0 | 0 | 0 | 0 | 257.1991 | 340.0222 | 410.588 | 540.1627 | 0 | 0 | 0 | 0 | -0.096574 | 3.0874 | 6.6218 | 13.7252 | 0 | 0 | 0 | 0 | -58.7514 | 86.2153 | 123.1006 | 81.4453 | 0.41443 | 0.40564 | 0.38939 | 0.37001 | -24.3482 | 34.9721 | 47.9341 | 30.1355
3 | 25 | 24 | 555.1401 | 561.8458 | 567.3303 | 658.0324 | 378.8299 | 100.3275 | 0 | 0 | 41.8679 | 96.5191 | 106.2689 | 105.3693 | 0 | 0 | 0 | 0 | 252.2178 | 329.4767 | 403.2883 | 527.8639 | 0 | 0 | 0 | 0 | -0.18067 | 3.2397 | 2.7159 | 4.1843 | 0 | 0 | 0 | 0 | -117.5949 | 32.2829 | 55.0571 | 20.6148 | 0.41271 | 0.40699 | 0.38318 | 0.36432 | -48.5324 | 13.1388 | 21.0969 | 7.5103
3 | 26 | 1 | 506.8434 | 510.2571 | 512.1593 | 591.2755 | 378.8299 | 100.3275 | 0 | 0 | 34.4152 | 106.9713 | 97.9834 | 101.0911 | 0 | 0 | 0 | 0 | 262.5816 | 332.0231 | 405.4245 | 525.0835 | 0 | 0 | 0 | 0 | -0.37344 | 4.4025 | 11.8032 | 2.454 | 0 | 0 | 0 | 0 | -168.6099 | -33.4673 | -3.0519 | -37.353 | 0.41329 | 0.40425 | 0.37696 | 0.36409 | -69.6839 | -13.5291 | -1.1504 | -13.5997
3 | 26 | 2 | 483.9126 | 484.6988 | 483.7353 | 556.0564 | 378.8299 | 100.3275 | 0 | 0 | 32.7216 | 98.5371 | 102.0377 | 79.0382 | 0 | 0 | 0 | 0 | 262.8331 | 323.4662 | 403.0538 | 516.9287 | 0 | 0 | 0 | 0 | -0.32521 | 0.26075 | 6.8615 | -1.6685 | 0 | 0 | 0 | 0 | -190.1469 | -37.8928 | -28.2177 | -38.2421 | 0.41212 | 0.40593 | 0.37263 | 0.36396 | -78.3634 | -15.3818 | -10.5147 | -13.9185
3 | 26 | 3 | 471.9445 | 470.2074 | 466.4548 | 533.735 | 378.8299 | 100.3275 | 0 | 0 | 33.8004 | 88.3291 | 107.8763 | 77.5051 | 0 | 0 | 0 | 0 | 262.1388 | 310.3152 | 403.0572 | 502.2708 | 0 | 0 | 0 | 0 | -0.32543 | 1.2631 | 5.4003 | -0.54961 | 0 | 0 | 0 | 0 | -202.4992 | -30.0274 | -49.879 | -45.4913 | 0.41162 | 0.4062 | 0.3735 | 0.36453 | -83.3522 | -12.1971 | -18.6298 | -16.5828
3 | 26 | 4 | 471.8167 | 468.185 | 462.3097 | 527.1237 | 378.8299 | 100.3275 | 0 | 0 | 33.6253 | 86.9821 | 95.348 | 77.5691 | 0 | 0 | 0 | 0 | 262.1744 | 300.9954 | 404.9071 | 500.8134 | 0 | 0 | 0 | 0 | -0.32502 | 0.60869 | 8.0684 | -0.70238 | 0 | 0 | 0 | 0 | -202.4878 | -20.7287 | -46.0138 | -50.5564 | 0.4116 | 0.40613 | 0.376 | 0.36469 | -83.3436 | -8.4186 | -17.3011 | -18.4374
3 | 26 | 5 | 486.2641 | 480.5863 | 472.315 | 536.4782 | 378.8299 | 100.3275 | 0 | 0 | 39.2703 | 95.0455 | 91.2561 | 86.3172 | 0 | 0 | 0 | 0 | 281.749 | 307.6979 | 424.1107 | 514.1746 | 0 | 0 | 0 | 0 | -0.24801 | 2.9303 | 13.2777 | -2.5611 | 0 | 0 | 0 | 0 | -213.3371 | -25.4149 | -56.3295 | -61.4525 | 0.41177 | 0.4071 | 0.37726 | 0.36626 | -87.8459 | -10.3464 | -21.2507 | -22.5073
3 | 26 | 6 | 533.055 | 526.1734 | 516.4348 | 586.1047 | 378.8299 | 100.3275 | 0 | 0 | 49.519 | 96.9858 | 95.5714 | 103.1246 | 0 | 0 | 0 | 0 | 293.1154 | 307.6896 | 427.1808 | 515.1439 | 0 | 0 | 0 | 0 | 0.30779 | 9.5225 | 13.9681 | 17.6592 | 0 | 0 | 0 | 0 | -188.7172 | 11.648 | -20.2855 | -49.823 | 0.41056 | 0.40853 | 0.38849 | 0.36647 | -77.4807 | 4.7585 | -7.8806 | -18.2587
3 | 26 | 7 | 619.7147 | 612.3652 | 601.9551 | 684.3142 | 378.8299 | 100.3275 | 0 | 0 | 50.9817 | 97.2754 | 96.0752 | 97.2237 | 0 | 0 | 0 | 0 | 292.9754 | 365.5721 | 484.595 | 552.1349 | 0 | 0 | 0 | 0 | 0.44256 | 2.5049 | 2.3547 | 7.2279 | 0 | 0 | 0 | 0 | -103.5149 | 46.6853 | 18.9303 | 27.7279 | 0.41103 | 0.41035 | 0.39423 | 0.37873 | -42.5473 | 19.1572 | 7.4629 | 10.5014
3 | 26 | 8 | 687.9702 | 680.9888 | 670.8641 | 764.1393 | 378.8299 | 100.3275 | 0 | 0 | 46.6252 | 80.3501 | 78.4186 | 79.6189 | 0 | 0 | 0 | 0 | 251.9405 | 435.8399 | 563.6893 | 597.348 | 0 | 0 | 0 | 0 | -0.3036 | -1.5126 | 1.7883 | 9.1156 | 0 | 0 | 0 | 0 | 10.8781 | 65.984 | 26.968 | 78.0569 | 0.409 | 0.28561 | 0.40476 | 0.39541 | 4.4492 | 18.8458 | 10.9156 | 30.8644
3 | 26 | 9 | 707.2055 | 700.3407 | 690.1592 | 786.0972 | 378.8299 | 100.3275 | 0 | 0 | 40.8611 | 73.0701 | 67.8055 | 71.7572 | 0 | 0 | 0 | 0 | 277.0389 | 558.3491 | 710.6244 | 732.591 | 0 | 0 | 0 | 0 | -0.1606 | -3.8235 | -6.004 | -16.7141 | 0 | 0 | 0 | 0 | 10.6363 | -27.5824 | -82.2667 | -1.5368 | 0.40919 | 0.27247 | 0.26264 | 0.26837 | 4.3523 | -7.5155 | -21.6069 | -0.41244
3 | 26 | 10 | 722.1696 | 715.3753 | 705.2232 | 803.4774 | 378.8299 | 100.3275 | 0 | 0 | 38.262 | 63.821 | 63.2833 | 68.3482 | 0 | 0 | 0 | 0 | 345.1994 | 683.9656 | 848.9934 | 868.988 | 0 | 0 | 0 | 0 | -0.30422 | -10.3258 | -17.41 | -36.2085 | 0 | 0 | 0 | 0 | -39.8176 | -122.413 | -189.6435 | -97.6504 | 0.40293 | 0.26868 | 0.26582 | 0.087318 | -16.0436 | -32.8894 | -50.4107 | -8.5266
3 | 26 | 11 | 734.2252 | 728.2768 | 719.0964 | 820.4161 | 378.8299 | 100.3275 | 0 | 0 | 36.3487 | 64.3427 | 61.7851 | 63.7111 | 0 | 0 | 0 | 0 | 432.9834 | 811.2398 | 996.8662 | 1016.8305 | 0 | 0 | 0 | 0 | -0.30097 | -9.694 | -17.5836 | -37.2643 | 0 | 0 | 0 | 0 | -113.6359 | -237.9391 | -321.9712 | -222.8611 | 0.39688 | 0.26972 | 0.26885 | 0 | -45.0996 | -64.1768 | -86.5636 | 0
3 | 26 | 12 | 733.3129 | 728.0117 | 719.541 | 821.5068 | 378.8299 | 100.3275 | 0 | 0 | 33.7046 | 62.5938 | 61.1838 | 61.7032 | 0 | 0 | 0 | 0 | 483.5938 | 885.8129 | 1113.0692 | 1135.3203 | 0 | 0 | 0 | 0 | -0.42907 | -11.704 | -22.4749 | -45.4086 | 0 | 0 | 0 | 0 | -162.3863 | -309.0184 | -432.2371 | -330.1081 | 0.3979 | 0.26972 | 0.26972 | 0 | -64.6129 | -83.3483 | -116.5825 | 0
3 | 26 | 13 | 731.4701 | 727.5986 | 720.6883 | 824.0892 | 378.8299 | 100.3275 | 0 | 0 | 33.1204 | 63.1799 | 61.77 | 61.0005 | 0 | 0 | 0 | 0 | 527.306 | 948.647 | 1187.5544 | 1213.8853 | 0 | 0 | 0 | 0 | -0.25275 | -11.9536 | -22.7392 | -48.6738 | 0 | 0 | 0 | 0 | -207.5334 | -372.6021 | -505.8969 | -402.1228 | 0.39853 | 0.26972 | 0.26972 | 0 | -82.7077 | -100.4981 | -136.4499 | 0
3 | 26 | 14 | 727.2611 | 724.0771 | 717.8915 | 821.3862 | 378.8299 | 100.3275 | 0 | 0 | 36.4512 | 62.4698 | 60.973 | 60.1615 | 0 | 0 | 0 | 0 | 516.6078 | 917.7446 | 1151.4297 | 1191.4536 | 0 | 0 | 0 | 0 | -0.37833 | -11.956 | -22.2133 | -31.5925 | 0 | 0 | 0 | 0 | -204.2495 | -344.5089 | -472.2979 | -398.6365 | 0.39819 | 0.26972 | 0.26972 | 0 | -81.3293 | -92.9208 | -127.3876 | 0
3 | 26 | 15 | 713.3388 | 710.9814 | 705.7172 | 808.0614 | 378.8299 | 100.3275 | 0 | 0 | 38.356 | 64.9825 | 63.3059 | 66.7581 | 0 | 0 | 0 | 0 | 501.7369 | 857.412 | 1090.8237 | 1138.081 | 0 | 0 | 0 | 0 | -0.34564 | -7.9899 | -12.5677 | -19.4683 | 0 | 0 | 0 | 0 | -205.2383 | -303.7506 | -435.8448 | -377.3094 | 0.40065 | 0.26972 | 0.26972 | 0 | -82.2284 | -81.9275 | -117.5555 | 0
3 | 26 | 16 | 700.9813 | 701.2258 | 698.8579 | 802.5484 | 378.8299 | 100.3275 | 0 | 0 | 39.9131 | 68.0609 | 65.837 | 74.8755 | 0 | 0 | 0 | 0 | 497.5059 | 791.2348 | 1020.2562 | 1078.0327 | 0 | 0 | 0 | 0 | -0.25795 | -2.0904 | -3.4243 | -2.5063 | 0 | 0 | 0 | 0 | -215.0097 | -256.3069 | -383.811 | -347.8534 | 0.40929 | 0.26149 | 0.26306 | 0.18532 | -88.0018 | -67.0206 | -100.9655 | -64.464
3 | 26 | 17 | 696.2392 | 699.9014 | 701.4406 | 809.009 | 378.8299 | 100.3275 | 0 | 0 | 44.8827 | 71.4134 | 72.0682 | 78.5077 | 0 | 0 | 0 | 0 | 479.2817 | 731.7063 | 967.0189 | 1052.1982 | 141.5984 | 151.5027 | 151.5027 | 151.5027 | -0.25811 | -0.333 | 0.7658 | 1.7562 | 0 | 0 | 0 | 0 | -348.0954 | -354.7155 | -489.9151 | -474.9558 | 0.40752 | 0.28291 | 0.38057 | 0.3842 | -141.8546 | -100.3532 | -186.4481 | -182.4774
3 | 26 | 18 | 701.364 | 707.6703 | 712.0169 | 823.3658 | 378.8299 | 100.3275 | 0 | 0 | 51.7915 | 91.1797 | 86.8851 | 95.869 | 0 | 0 | 0 | 0 | 392.3757 | 522.4464 | 705.7692 | 812.0321 | 141.5984 | 151.5027 | 151.5027 | 151.5027 | 0.52928 | -0.43472 | -0.0055376 | 12.8365 | 0 | 0 | 0 | 0 | -263.7607 | -157.3512 | -232.1346 | -248.8744 | 0.40644 | 0.41154 | 0.3922 | 0.38465 | -107.2035 | -64.7563 | -91.0441 | -95.7295
3 | 26 | 19 | 719.4051 | 727.7873 | 734.3416 | 850.8854 | 378.8299 | 100.3275 | 0 | 0 | 54.1227 | 99.2796 | 101.1656 | 102.2798 | 0 | 0 | 0 | 0 | 332.8397 | 399.239 | 532.3115 | 648.5735 | 141.5984 | 151.5027 | 151.5027 | 151.5027 | 1.2104 | 3.5666 | -0.39377 | 27.9751 | 0 | 0 | 0 | 0 | -189.196 | -26.1281 | -50.2445 | -79.4456 | 0.41784 | 0.42049 | 0.40026 | 0.38866 | -79.0544 | -10.9867 | -20.111 | -30.8774
3 | 26 | 20 | 758.2662 | 768.3953 | 776.9881 | 902.1654 | 378.8299 | 100.3275 | 0 | 0 | 55.2844 | 103.8857 | 103.4985 | 110.1243 | 0 | 0 | 0 | 0 | 451.0002 | 523.1673 | 657.534 | 795.3246 | 141.5984 | 151.5027 | 151.5027 | 151.5027 | 0.60013 | 9.6744 | 2.0282 | 19.181 | 0 | 0 | 0 | 0 | -269.0468 | -120.1623 | -137.5752 | -173.9673 | 0.41669 | 0.42192 | 0.40093 | 0.38937 | -112.1089 | -50.6994 | -55.1576 | -67.7374
3 | 26 | 21 | 763.5384 | 774.6896 | 784.6351 | 912.5579 | 378.8299 | 100.3275 | 0 | 0 | 55.3689 | 106.0807 | 107.4186 | 111.7586 | 0 | 0 | 0 | 0 | 607.8993 | 692.6717 | 827.9083 | 977.0695 | 141.5984 | 151.5027 | 151.5027 | 151.5027 | 0.19249 | 5.7133 | 6.3523 | 31.9483 | 0 | 0 | 0 | 0 | -420.3506 | -281.6063 | -308.5469 | -359.7212 | 0.40725 | 0.41222 | 0.39727 | 0.38658 | -171.1858 | -116.0845 | -122.576 | -139.0596
3 | 26 | 22 | 710.3833 | 721.4426 | 731.5238 | 851.5989 | 378.8299 | 100.3275 | 0 | 0 | 53.355 | 114.0823 | 109.5172 | 113.4538 | 0 | 0 | 0 | 0 | 628.3794 | 705.2667 | 818.6404 | 971.6665 | 141.5984 | 151.5027 | 151.5027 | 151.5027 | 0.52055 | 3.3317 | 2.782 | 13.7845 | 0 | 0 | 0 | 0 | -492.3 | -353.0684 | -350.9185 | -398.8087 | 0.4092 | 0.40681 | 0.39436 | 0.38072 | -201.4502 | -143.6307 | -138.3889 | -151.8355
3 | 26 | 23 | 636.4734 | 646.5706 | 655.7624 | 763.4413 | 378.8299 | 100.3275 | 0 | 0 | 46.9244 | 104.1878 | 102.2913 | 112.4574 | 0 | 0 | 0 | 0 | 626.523 | 708.7157 | 827.3502 | 981.5229 | 0 | 0 | 0 | 0 | -0.096574 | 3.0874 | 6.6218 | 13.7252 | 0 | 0 | 0 | 0 | -415.7073 | -269.7477 | -280.5009 | -344.2641 | 0.41443 | 0.40564 | 0.38939 | 0.37001 | -172.2803 | -109.4197 | -109.224 | -127.3808
3 | 26 | 24 | 566.8363 | 573.8778 | 579.7603 | 672.8071 | 378.8299 | 100.3275 | 0 | 0 | 41.8679 | 96.5191 | 106.2689 | 105.3693 | 0 | 0 | 0 | 0 | 677.1778 | 769.3749 | 874.4356 | 1025.7385 | 0 | 0 | 0 | 0 | -0.18067 | 3.2397 | 2.7159 | 4.1843 | 0 | 0 | 0 | 0 | -530.8586 | -395.5834 | -403.6601 | -462.4851 | 0.41271 | 0.40699 | 0.38318 | 0.36432 | -219.0897 | -160.9982 | -154.6751 | -168.4908
3 | 27 | 1 | 518.0499 | 521.7884 | 524.0759 | 605.4431 | 378.8299 | 100.3275 | 0 | 0 | 34.4152 | 106.9713 | 97.9834 | 101.0911 | 0 | 0 | 0 | 0 | 715.2443 | 811.0427 | 923.0575 | 1070.5972 | 0 | 0 | 0 | 0 | -0.37344 | 4.4025 | 11.8032 | 2.454 | 0 | 0 | 0 | 0 | -610.066 | -500.9555 | -508.7683 | -568.6992 | 0.41329 | 0.40425 | 0.37696 | 0.36409 | -252.1311 | -202.5106 | -191.7833 | -207.0559
3 | 27 | 2 | 492.2593 | 493.2896 | 492.6159 | 566.6166 | 378.8299 | 100.3275 | 0 | 0 | 32.7216 | 98.5371 | 102.0377 | 79.0382 | 0 | 0 | 0 | 0 | 748.2958 | 850.0506 | 953.4475 | 1106.7726 | 0 | 0 | 0 | 0 | -0.32521 | 0.26075 | 6.8615 | -1.6685 | 0 | 0 | 0 | 0 | -667.2627 | -555.8863 | -569.7309 | -617.5258 | 0.41212 | 0.40593 | 0.37263 | 0.36396 | -274.9925 | -225.6511 | -212.2967 | -224.7531
3 | 27 | 3 | 479.0787 | 477.5466 | 474.037 | 542.7476 | 378.8299 | 100.3275 | 0 | 0 | 33.8004 | 88.3291 | 107.8763 | 77.5051 | 0 | 0 | 0 | 0 | 689.7833 | 798.8834 | 903.3569 | 1067.5634 | 0 | 0 | 0 | 0 | -0.32543 | 1.2631 | 5.4003 | -0.54961 | 0 | 0 | 0 | 0 | -623.0095 | -511.2564 | -542.5965 | -601.7713 | 0.41162 | 0.4062 | 0.3735 | 0.36453 | -256.4415 | -207.6724 | -202.6602 | -219.3623
3 | 27 | 4 | 477.1887 | 473.7081 | 468.0119 | 533.8983 | 378.8299 | 100.3275 | 0 | 0 | 33.6253 | 86.9821 | 95.348 | 77.5691 | 0 | 0 | 0 | 0 | 644.3307 | 757.992 | 871.0974 | 1031.8136 | 0 | 0 | 0 | 0 | -0.32502 | 0.60869 | 8.0684 | -0.70238 | 0 | 0 | 0 | 0 | -579.2722 | -472.2021 | -506.5019 | -574.782 | 0.4116 | 0.40613 | 0.376 | 0.36469 | -238.4273 | -191.7766 | -190.4441 | -209.6175
3 | 27 | 5 | 489.8199 | 484.2427 | 476.0907 | 540.9647 | 378.8299 | 100.3275 | 0 | 0 | 39.2703 | 95.0455 | 91.2561 | 86.3172 | 0 | 0 | 0 | 0 | 578.7343 | 692.0291 | 800.4185 | 956.5357 | 0 | 0 | 0 | 0 | -0.24801 | 2.9303 | 13.2777 | -2.5611 | 0 | 0 | 0 | 0 | -506.7666 | -406.0896 | -428.8616 | -499.3272 | 0.41177 | 0.4071 | 0.37726 | 0.36626 | -208.6714 | -165.3192 | -161.7908 | -182.8814
3 | 27 | 6 | 530.1468 | 523.1939 | 513.3714 | 582.476 | 378.8299 | 100.3275 | 0 | 0 | 49.519 | 96.9858 | 95.5714 | 103.1246 | 0 | 0 | 0 | 0 | 527.9084 | 641.0906 | 745.8053 | 895.2551 | 0 | 0 | 0 | 0 | 0.30779 | 9.5225 | 13.9681 | 17.6592 | 0 | 0 | 0 | 0 | -426.4183 | -324.7325 | -341.9734 | -433.5629 | 0.41056 | 0.40853 | 0.38849 | 0.36647 | -175.0724 | -132.6622 | -132.8519 | -158.8882
3 | 27 | 7 | 616.4151 | 608.9735 | 598.4544 | 680.1559 | 378.8299 | 100.3275 | 0 | 0 | 50.9817 | 97.2754 | 96.0752 | 97.2237 | 0 | 0 | 0 | 0 | 552.1998 | 775.4465 | 901.99 | 1051.5294 | 0 | 0 | 0 | 0 | 0.44256 | 2.5049 | 2.3547 | 7.2279 | 0 | 0 | 0 | 0 | -366.0388 | -366.5807 | -401.9655 | -475.8251 | 0.41103 | 0.41035 | 0.39423 | 0.37873 | -150.4514 | -150.4256 | -158.4682 | -180.2097
3 | 27 | 8 | 684.7901 | 677.7214 | 667.4932 | 760.1365 | 378.8299 | 100.3275 | 0 | 0 | 46.6252 | 80.3501 | 78.4186 | 79.6189 | 0 | 0 | 0 | 0 | 656.9602 | 1033.6346 | 1178.7364 | 1335.5619 | 0 | 0 | 0 | 0 | -0.3036 | -1.5126 | 1.7883 | 9.1156 | 0 | 0 | 0 | 0 | -397.3216 | -535.0781 | -591.45 | -664.1598 | 0.409 | 0.28561 | 0.40476 | 0.39541 | -162.5054 | -152.8249 | -239.3965 | -262.615
3 | 27 | 9 | 699.0022 | 691.9086 | 681.4562 | 775.7595 | 378.8299 | 100.3275 | 0 | 0 | 40.8611 | 73.0701 | 67.8055 | 71.7572 | 0 | 0 | 0 | 0 | 740.2227 | 1222.1125 | 1385.7265 | 1553.1106 | 0 | 0 | 0 | 0 | -0.1606 | -3.8235 | -6.004 | -16.7141 | 0 | 0 | 0 | 0 | -460.7509 | -699.7779 | -766.0718 | -832.3942 | 0.40919 | 0.27247 | 0.26264 | 0.26837 | -188.5355 | -190.672 | -201.2042 | -223.388
3 | 27 | 10 | 711.9653 | 704.8798 | 694.3827 | 790.5939 | 378.8299 | 100.3275 | 0 | 0 | 38.262 | 63.821 | 63.2833 | 68.3482 | 0 | 0 | 0 | 0 | 811.1101 | 1340.0644 | 1508.8623 | 1690.1283 | 0 | 0 | 0 | 0 | -0.30422 | -10.3258 | -17.41 | -36.2085 | 0 | 0 | 0 | 0 | -515.9326 | -789.0073 | -860.3529 | -931.6741 | 0.40293 | 0.26868 | 0.26582 | 0.087318 | -207.8829 | -211.9873 | -228.6974 | -81.3515
3 | 27 | 11 | 726.7768 | 720.6082 | 711.1662 | 810.9836 | 378.8299 | 100.3275 | 0 | 0 | 36.3487 | 64.3427 | 61.7851 | 63.7111 | 0 | 0 | 0 | 0 | 839.1558 | 1381.2663 | 1569.5334 | 1760.4995 | 0 | 0 | 0 | 0 | -0.30097 | -9.694 | -17.5836 | -37.2643 | 0 | 0 | 0 | 0 | -527.2566 | -815.6342 | -902.5686 | -975.9627 | 0.39688 | 0.26972 | 0.26885 | 0 | -209.2564 | -219.9925 | -242.6601 | 0
3 | 27 | 12 | 724.7642 | 719.205 | 710.4276 | 810.6616 | 378.8299 | 100.3275 | 0 | 0 | 33.7046 | 62.5938 | 61.1838 | 61.7032 | 0 | 0 | 0 | 0 | 794.5914 | 1304.6562 | 1514.0295 | 1713.7285 | 0 | 0 | 0 | 0 | -0.42907 | -11.704 | -22.4749 | -45.4086 | 0 | 0 | 0 | 0 | -481.9325 | -736.6684 | -842.3107 | -919.3616 | 0.3979 | 0.26972 | 0.26972 | 0 | -191.7593 | -198.6939 | -227.187 | 0
3 | 27 | 13 | 725.7359 | 721.6828 | 714.5561 | 816.783 | 378.8299 | 100.3275 | 0 | 0 | 33.1204 | 63.1799 | 61.77 | 61.0005 | 0 | 0 | 0 | 0 | 758.6094 | 1227.82 | 1458.4 | 1667.5552 | 0 | 0 | 0 | 0 | -0.25275 | -11.9536 | -22.7392 | -48.6738 | 0 | 0 | 0 | 0 | -444.571 | -657.6909 | -782.8748 | -863.0989 | 0.39853 | 0.26972 | 0.26972 | 0 | -177.1735 | -177.3921 | -211.156 | 0
3 | 27 | 14 | 719.6496 | 716.2336 | 709.7723 | 811.7218 | 378.8299 | 100.3275 | 0 | 0 | 36.4512 | 62.4698 | 60.973 | 60.1615 | 0 | 0 | 0 | 0 | 747.7611 | 1208.8596 | 1438.5969 | 1655.2424 | 0 | 0 | 0 | 0 | -0.37833 | -11.956 | -22.2133 | -31.5925 | 0 | 0 | 0 | 0 | -443.0144 | -643.4673 | -767.5843 | -872.0896 | 0.39819 | 0.26972 | 0.26972 | 0 | -176.4022 | -173.5557 | -207.0319 | 0
3 | 27 | 15 | 707.3425 | 704.795 | 699.3043 | 800.4204 | 378.8299 | 100.3275 | 0 | 0 | 38.356 | 64.9825 | 63.3059 | 66.7581 | 0 | 0 | 0 | 0 | 766.6386 | 1259.9067 | 1519.3913 | 1737.3679 | 0 | 0 | 0 | 0 | -0.34564 | -7.9899 | -12.5677 | -19.4683 | 0 | 0 | 0 | 0 | -476.1363 | -712.4318 | -870.8253 | -984.2373 | 0.40065 | 0.26972 | 0.26972 | 0 | -190.7632 | -192.1568 | -234.878 | 0
3 | 27 | 16 | 695.6947 | 695.7605 | 693.1791 | 795.7708 | 378.8299 | 100.3275 | 0 | 0 | 39.9131 | 68.0609 | 65.837 | 74.8755 | 0 | 0 | 0 | 0 | 771.094 | 1229.0104 | 1509.8124 | 1711.6566 | 0 | 0 | 0 | 0 | -0.25795 | -2.0904 | -3.4243 | -2.5063 | 0 | 0 | 0 | 0 | -493.8843 | -699.5478 | -879.046 | -988.255 | 0.40929 | 0.26149 | 0.26306 | 0.18532 | -202.143 | -182.9219 | -231.2423 | -183.1427
3 | 27 | 17 | 695.5952 | 699.2102 | 700.6916 | 808.0893 | 378.8299 | 100.3275 | 0 | 0 | 44.8827 | 71.4134 | 72.0682 | 78.5077 | 0 | 0 | 0 | 0 | 740.7073 | 1136.7707 | 1415.7235 | 1599.949 | 141.5984 | 151.5027 | 151.5027 | 151.5027 | -0.25811 | -0.333 | 0.7658 | 1.7562 | 0 | 0 | 0 | 0 | -610.165 | -760.4711 | -939.3686 | -1023.6263 | 0.40752 | 0.28291 | 0.38057 | 0.3842 | -248.6523 | -215.1462 | -357.4977 | -393.276
3 | 27 | 18 | 701.1156 | 707.3809 | 711.6769 | 822.927 | 378.8299 | 100.3275 | 0 | 0 | 51.7915 | 91.1797 | 86.8851 | 95.869 | 0 | 0 | 0 | 0 | 649.1109 | 864.9561 | 1086.5022 | 1249.8439 | 141.5984 | 151.5027 | 151.5027 | 151.5027 | 0.52928 | -0.43472 | -0.0055376 | 12.8365 | 0 | 0 | 0 | 0 | -520.7444 | -500.1504 | -613.2076 | -687.1251 | 0.40644 | 0.41154 | 0.3922 | 0.38465 | -211.6525 | -205.8318 | -240.5024 | -264.3024
3 | 27 | 19 | 722.9851 | 731.4594 | 738.1223 | 855.3684 | 378.8299 | 100.3275 | 0 | 0 | 54.1227 | 99.2796 | 101.1656 | 102.2798 | 0 | 0 | 0 | 0 | 589.2168 | 707.665 | 923.8162 | 1069.1201 | 141.5984 | 151.5027 | 151.5027 | 151.5027 | 1.2104 | 3.5666 | -0.39377 | 27.9751 | 0 | 0 | 0 | 0 | -441.9931 | -330.882 | -437.9684 | -495.5093 | 0.41784 | 0.42049 | 0.40026 | 0.38866 | -184.684 | -139.1336 | -175.3024 | -192.5848
3 | 27 | 20 | 755.8091 | 765.8732 | 774.3895 | 899.0823 | 378.8299 | 100.3275 | 0 | 0 | 55.2844 | 103.8857 | 103.4985 | 110.1243 | 0 | 0 | 0 | 0 | 590.0877 | 705.1421 | 929.8745 | 1072.3956 | 141.5984 | 151.5027 | 151.5027 | 151.5027 | 0.60013 | 9.6744 | 2.0282 | 19.181 | 0 | 0 | 0 | 0 | -410.5913 | -304.6592 | -412.5144 | -454.1213 | 0.41669 | 0.42192 | 0.40093 | 0.38937 | -171.089 | -128.5431 | -165.3881 | -176.8205
3 | 27 | 21 | 763.528 | 774.6866 | 784.6412 | 912.5731 | 378.8299 | 100.3275 | 0 | 0 | 55.3689 | 106.0807 | 107.4186 | 111.7586 | 0 | 0 | 0 | 0 | 540.7715 | 655.1011 | 878.8129 | 1027.4726 | 141.5984 | 151.5027 | 151.5027 | 151.5027 | 0.19249 | 5.7133 | 6.3523 | 31.9483 | 0 | 0 | 0 | 0 | -353.2332 | -244.0387 | -359.4453 | -410.1091 | 0.40725 | 0.41222 | 0.39727 | 0.38658 | -143.8526 | -100.5983 | -142.7964 | -158.5383
3 | 27 | 22 | 710.1968 | 721.2578 | 731.3413 | 851.389 | 378.8299 | 100.3275 | 0 | 0 | 53.355 | 114.0823 | 109.5172 | 113.4538 | 0 | 0 | 0 | 0 | 589.2459 | 702.9338 | 929.818 | 1080.1956 | 141.5984 | 151.5027 | 151.5027 | 151.5027 | 0.52055 | 3.3317 | 2.782 | 13.7845 | 0 | 0 | 0 | 0 | -453.3529 | -350.9203 | -462.2786 | -507.5477 | 0.4092 | 0.40681 | 0.39436 | 0.38072 | -185.513 | -142.7569 | -182.3051 | -193.2349
3 | 27 | 23 | 635.6618 | 645.745 | 654.9208 | 762.4505 | 378.8299 | 100.3275 | 0 | 0 | 46.9244 | 104.1878 | 102.2913 | 112.4574 | 0 | 0 | 0 | 0 | 663.2816 | 781.0791 | 1012.835 | 1153.3388 | 0 | 0 | 0 | 0 | -0.096574 | 3.0874 | 6.6218 | 13.7252 | 0 | 0 | 0 | 0 | -453.2776 | -342.9367 | -466.8273 | -517.0709 | 0.41443 | 0.40564 | 0.38939 | 0.37001 | -187.8504 | -139.1079 | -181.7776 | -191.3208
3 | 27 | 24 | 563.6625 | 570.6367 | 576.4409 | 668.8858 | 378.8299 | 100.3275 | 0 | 0 | 41.8679 | 96.5191 | 106.2689 | 105.3693 | 0 | 0 | 0 | 0 | 658.3819 | 777.4775 | 1012.9466 | 1125.2386 | 0 | 0 | 0 | 0 | -0.18067 | 3.2397 | 2.7159 | 4.1843 | 0 | 0 | 0 | 0 | -515.2366 | -406.9271 | -545.4906 | -565.9064 | 0.41271 | 0.40699 | 0.38318 | 0.36432 | -212.6423 | -165.615 | -209.0219 | -206.1689
3 | 28 | 1 | 517.5214 | 521.2667 | 523.5635 | 604.8566 | 378.8299 | 100.3275 | 0 | 0 | 34.4152 | 106.9713 | 97.9834 | 101.0911 | 0 | 0 | 0 | 0 | 615.2731 | 732.2236 | 961.939 | 1053.1457 | 0 | 0 | 0 | 0 | -0.37344 | 4.4025 | 11.8032 | 2.454 | 0 | 0 | 0 | 0 | -510.6233 | -422.6582 | -548.1621 | -551.8342 | 0.41329 | 0.40425 | 0.37696 | 0.36409 | -211.033 | -170.859 | -206.633 | -200.9155
3 | 28 | 2 | 491.5732 | 492.6027 | 491.9292 | 565.8197 | 378.8299 | 100.3275 | 0 | 0 | 32.7216 | 98.5371 | 102.0377 | 79.0382 | 0 | 0 | 0 | 0 | 578.8465 | 689.1518 | 910.6453 | 1009.8255 | 0 | 0 | 0 | 0 | -0.32521 | 0.26075 | 6.8615 | -1.6685 | 0 | 0 | 0 | 0 | -498.4996 | -395.6745 | -527.6154 | -521.3755 | 0.41212 | 0.40593 | 0.37263 | 0.36396 | -205.4418 | -160.6162 | -196.6034 | -189.7585
3 | 28 | 3 | 478.3455 | 476.8142 | 473.3069 | 541.9022 | 378.8299 | 100.3275 | 0 | 0 | 33.8004 | 88.3291 | 107.8763 | 77.5051 | 0 | 0 | 0 | 0 | 568.046 | 673.194 | 891.0323 | 990.9768 | 0 | 0 | 0 | 0 | -0.32543 | 1.2631 | 5.4003 | -0.54961 | 0 | 0 | 0 | 0 | -502.0054 | -386.2994 | -531.0019 | -526.0301 | 0.41162 | 0.4062 | 0.3735 | 0.36453 | -206.6341 | -156.9149 | -198.3296 | -191.7525
3 | 28 | 4 | 474.7126 | 471.1925 | 465.451 | 530.8866 | 378.8299 | 100.3275 | 0 | 0 | 33.6253 | 86.9821 | 95.348 | 77.5691 | 0 | 0 | 0 | 0 | 555.0751 | 648.3758 | 865.2997 | 960.1215 | 0 | 0 | 0 | 0 | -0.32502 | 0.60869 | 8.0684 | -0.70238 | 0 | 0 | 0 | 0 | -492.4927 | -365.1016 | -503.2651 | -506.1016 | 0.4116 | 0.40613 | 0.376 | 0.36469 | -202.7091 | -148.2796 | -189.227 | -184.5704
3 | 28 | 5 | 487.2058 | 481.5872 | 473.3879 | 537.7864 | 378.8299 | 100.3275 | 0 | 0 | 39.2703 | 95.0455 | 91.2561 | 86.3172 | 0 | 0 | 0 | 0 | 541.7305 | 623.9836 | 846.7171 | 932.288 | 0 | 0 | 0 | 0 | -0.24801 | 2.9303 | 13.2777 | -2.5611 | 0 | 0 | 0 | 0 | -472.3769 | -340.6997 | -477.863 | -478.2577 | 0.41177 | 0.4071 | 0.37726 | 0.36626 | -194.5107 | -138.6989 | -180.2769 | -175.1646
3 | 28 | 6 | 531.3388 | 524.4408 | 514.6847 | 584.0581 | 378.8299 | 100.3275 | 0 | 0 | 49.519 | 96.9858 | 95.5714 | 103.1246 | 0 | 0 | 0 | 0 | 515.5486 | 594.5146 | 831.9043 | 909.3711 | 0 | 0 | 0 | 0 | 0.30779 | 9.5225 | 13.9681 | 17.6592 | 0 | 0 | 0 | 0 | -412.8665 | -276.9096 | -426.7591 | -446.0968 | 0.41056 | 0.40853 | 0.38849 | 0.36647 | -169.5085 | -113.1252 | -165.79 | -163.4815
3 | 28 | 7 | 617.0268 | 609.6278 | 599.1607 | 681.021 | 378.8299 | 100.3275 | 0 | 0 | 50.9817 | 97.2754 | 96.0752 | 97.2237 | 0 | 0 | 0 | 0 | 534.0695 | 755.7627 | 1020.9209 | 1095.1867 | 0 | 0 | 0 | 0 | 0.44256 | 2.5049 | 2.3547 | 7.2279 | 0 | 0 | 0 | 0 | -347.2968 | -346.2426 | -520.1901 | -518.6172 | 0.41103 | 0.41035 | 0.39423 | 0.37873 | -142.748 | -142.0799 | -205.0763 | -196.4164
3 | 28 | 8 | 681.3985 | 674.2537 | 663.9367 | 755.931 | 378.8299 | 100.3275 | 0 | 0 | 46.6252 | 80.3501 | 78.4186 | 79.6189 | 0 | 0 | 0 | 0 | 521.6147 | 913.0848 | 1212.6739 | 1304.412 | 0 | 0 | 0 | 0 | -0.3036 | -1.5126 | 1.7883 | 9.1156 | 0 | 0 | 0 | 0 | -265.3677 | -417.996 | -628.9441 | -637.2154 | 0.409 | 0.28561 | 0.40476 | 0.39541 | -108.536 | -119.3848 | -254.5726 | -251.9609
3 | 28 | 9 | 696.1682 | 689.0079 | 678.4773 | 772.2337 | 378.8299 | 100.3275 | 0 | 0 | 40.8611 | 73.0701 | 67.8055 | 71.7572 | 0 | 0 | 0 | 0 | 542.4001 | 1025.9563 | 1360.9357 | 1486.6762 | 0 | 0 | 0 | 0 | -0.1606 | -3.8235 | -6.004 | -16.7141 | 0 | 0 | 0 | 0 | -265.7623 | -506.5224 | -744.2599 | -769.4855 | 0.40919 | 0.27247 | 0.26264 | 0.26837 | -108.7478 | -138.0147 | -195.4754 | -206.5054
3 | 28 | 10 | 710.8642 | 703.7548 | 693.2298 | 789.2313 | 378.8299 | 100.3275 | 0 | 0 | 38.262 | 63.821 | 63.2833 | 68.3482 | 0 | 0 | 0 | 0 | 572.354 | 1134.4741 | 1486.244 | 1645.5434 | 0 | 0 | 0 | 0 | -0.30422 | -10.3258 | -17.41 | -36.2085 | 0 | 0 | 0 | 0 | -278.2775 | -584.5419 | -838.8875 | -888.4518 | 0.40293 | 0.26868 | 0.26582 | 0.087318 | -112.1253 | -157.0524 | -222.9915 | -77.5774
3 | 28 | 11 | 723.9462 | 717.7073 | 708.1826 | 807.4484 | 378.8299 | 100.3275 | 0 | 0 | 36.3487 | 64.3427 | 61.7851 | 63.7111 | 0 | 0 | 0 | 0 | 573.0371 | 1171.7438 | 1524.0203 | 1724.366 | 0 | 0 | 0 | 0 | -0.30097 | -9.694 | -17.5836 | -37.2643 | 0 | 0 | 0 | 0 | -263.9685 | -609.0126 | -860.0391 | -943.3644 | 0.39688 | 0.26972 | 0.26885 | 0 | -104.7632 | -164.2626 | -231.2258 | 0
3 | 28 | 12 | 725.44 | 719.9027 | 711.1513 | 811.5243 | 378.8299 | 100.3275 | 0 | 0 | 33.7046 | 62.5938 | 61.1838 | 61.7032 | 0 | 0 | 0 | 0 | 551.6321 | 1157.6929 | 1506.6762 | 1720.575 | 0 | 0 | 0 | 0 | -0.42907 | -11.704 | -22.4749 | -45.4086 | 0 | 0 | 0 | 0 | -238.2974 | -589.0074 | -834.2338 | -925.3453 | 0.3979 | 0.26972 | 0.26972 | 0 | -94.8177 | -158.8668 | -225.0085 | 0
3 | 28 | 13 | 720.6328 | 716.4433 | 709.1554 | 810.3737 | 378.8299 | 100.3275 | 0 | 0 | 33.1204 | 63.1799 | 61.77 | 61.0005 | 0 | 0 | 0 | 0 | 549.896 | 1175.4903 | 1512.3642 | 1729.8659 | 0 | 0 | 0 | 0 | -0.25275 | -11.9536 | -22.7392 | -48.6738 | 0 | 0 | 0 | 0 | -240.9606 | -610.6008 | -842.2397 | -931.8188 | 0.39853 | 0.26972 | 0.26972 | 0 | -96.0293 | -164.691 | -227.1679 | 0
3 | 28 | 14 | 718.0214 | 714.5698 | 708.0668 | 809.7059 | 378.8299 | 100.3275 | 0 | 0 | 36.4512 | 62.4698 | 60.973 | 60.1615 | 0 | 0 | 0 | 0 | 573.4592 | 1205.5408 | 1535.9017 | 1734.848 | 0 | 0 | 0 | 0 | -0.37833 | -11.956 | -22.2133 | -31.5925 | 0 | 0 | 0 | 0 | -270.3406 | -641.8123 | -866.5946 | -953.7112 | 0.39819 | 0.26972 | 0.26972 | 0 | -107.6459 | -173.1093 | -233.7368 | 0
3 | 28 | 15 | 706.8789 | 704.3329 | 698.8449 | 799.8896 | 378.8299 | 100.3275 | 0 | 0 | 38.356 | 64.9825 | 63.3059 | 66.7581 | 0 | 0 | 0 | 0 | 586.6128 | 1203.2185 | 1522.1238 | 1696.979 | 0 | 0 | 0 | 0 | -0.34564 | -7.9899 | -12.5677 | -19.4683 | 0 | 0 | 0 | 0 | -296.5741 | -656.2056 | -874.0171 | -944.3792 | 0.40065 | 0.26972 | 0.26972 | 0 | -118.8219 | -176.9915 | -235.7389 | 0
3 | 28 | 16 | 702.8068 | 703.0898 | 700.7667 | 804.8029 | 378.8299 | 100.3275 | 0 | 0 | 39.9131 | 68.0609 | 65.837 | 74.8755 | 0 | 0 | 0 | 0 | 561.6391 | 1121.2711 | 1427.6596 | 1593.7501 | 0 | 0 | 0 | 0 | -0.25795 | -2.0904 | -3.4243 | -2.5063 | 0 | 0 | 0 | 0 | -277.3174 | -584.4792 | -789.3057 | -861.3164 | 0.40929 | 0.26149 | 0.26306 | 0.18532 | -113.5038 | -152.833 | -207.6352 | -159.6185
3 | 28 | 17 | 693.7312 | 697.3104 | 698.7506 | 805.8004 | 378.8299 | 100.3275 | 0 | 0 | 44.8827 | 71.4134 | 72.0682 | 78.5077 | 0 | 0 | 0 | 0 | 501.1626 | 963.498 | 1243.0256 | 1395.9228 | 141.5984 | 151.5027 | 151.5027 | 151.5027 | -0.25811 | -0.333 | 0.7658 | 1.7562 | 0 | 0 | 0 | 0 | -372.4843 | -589.0982 | -768.6117 | -821.8891 | 0.40752 | 0.28291 | 0.38057 | 0.3842 | -151.7935 | -166.6628 | -292.5123 | -315.7688
3 | 28 | 18 | 698.2347 | 704.4282 | 708.6397 | 819.3281 | 378.8299 | 100.3275 | 0 | 0 | 51.7915 | 91.1797 | 86.8851 | 95.869 | 0 | 0 | 0 | 0 | 390.8527 | 631.5026 | 881.423 | 1022.708 | 141.5984 | 151.5027 | 151.5027 | 151.5027 | 0.52928 | -0.43472 | -0.0055376 | 12.8365 | 0 | 0 | 0 | 0 | -265.3671 | -269.6495 | -411.1656 | -463.5881 | 0.40644 | 0.41154 | 0.3922 | 0.38465 | -107.8564 | -110.9715 | -161.2608 | -178.319
3 | 28 | 19 | 712.4797 | 720.6636 | 726.983 | 842.1394 | 378.8299 | 100.3275 | 0 | 0 | 54.1227 | 99.2796 | 101.1656 | 102.2798 | 0 | 0 | 0 | 0 | 354.9309 | 460.2973 | 686.5821 | 835.2764 | 141.5984 | 151.5027 | 151.5027 | 151.5027 | 1.2104 | 3.5666 | -0.39377 | 27.9751 | 0 | 0 | 0 | 0 | -218.2126 | -94.3101 | -211.8737 | -274.8946 | 0.41784 | 0.42049 | 0.40026 | 0.38866 | -91.1788 | -39.6567 | -84.8051 | -106.8406
3 | 28 | 20 | 741.5751 | 751.247 | 759.2992 | 881.1624 | 378.8299 | 100.3275 | 0 | 0 | 55.2844 | 103.8857 | 103.4985 | 110.1243 | 0 | 0 | 0 | 0 | 323.319 | 416.6737 | 644.6931 | 787.1214 | 141.5984 | 151.5027 | 151.5027 | 151.5027 | 0.60013 | 9.6744 | 2.0282 | 19.181 | 0 | 0 | 0 | 0 | -158.0567 | -30.8169 | -142.4233 | -186.767 | 0.41669 | 0.42192 | 0.40093 | 0.38937 | -65.8605 | -13.0024 | -57.1013 | -72.7212
3 | 28 | 21 | 751.4837 | 762.3128 | 771.8778 | 897.4189 | 378.8299 | 100.3275 | 0 | 0 | 55.3689 | 106.0807 | 107.4186 | 111.7586 | 0 | 0 | 0 | 0 | 254.0549 | 341.2911 | 571.0301 | 700.7184 | 141.5984 | 151.5027 | 151.5027 | 151.5027 | 0.19249 | 5.7133 | 6.3523 | 31.9483 | 0 | 0 | 0 | 0 | -78.561 | 57.3975 | -64.4259 | -98.5091 | 0.40725 | 0.41222 | 0.39727 | 0.38658 | -31.9936 | 23.6605 | -25.5944 | -38.0813
3 | 28 | 22 | 703.0083 | 713.8725 | 723.7234 | 842.3442 | 378.8299 | 100.3275 | 0 | 0 | 53.355 | 114.0823 | 109.5172 | 113.4538 | 0 | 0 | 0 | 0 | 223.6763 | 310.248 | 527.0055 | 660.9733 | 141.5984 | 151.5027 | 151.5027 | 151.5027 | 0.52055 | 3.3317 | 2.782 | 13.7845 | 0 | 0 | 0 | 0 | -94.9719 | 34.3803 | -67.084 | -97.3702 | 0.4092 | 0.40681 | 0.39436 | 0.38072 | -38.8627 | 13.9862 | -26.4554 | -37.071
3 | 28 | 23 | 635.887 | 645.9916 | 655.1937 | 762.7902 | 378.8299 | 100.3275 | 0 | 0 | 46.9244 | 104.1878 | 102.2913 | 112.4574 | 0 | 0 | 0 | 0 | 205.5313 | 293.4574 | 502.517 | 644.6325 | 0 | 0 | 0 | 0 | -0.096574 | 3.0874 | 6.6218 | 13.7252 | 0 | 0 | 0 | 0 | 4.698 | 144.9316 | 43.7637 | -8.0248 | 0.41443 | 0.40564 | 0.38939 | 0.37001 | 1.947 | 58.7897 | 17.0411 | -2.9693
3 | 28 | 24 | 565.5073 | 572.5341 | 578.4006 | 671.2149 | 378.8299 | 100.3275 | 0 | 0 | 41.8679 | 96.5191 | 106.2689 | 105.3693 | 0 | 0 | 0 | 0 | 178.0432 | 267.5948 | 468.4576 | 616.868 | 0 | 0 | 0 | 0 | -0.18067 | 3.2397 | 2.7159 | 4.1843 | 0 | 0 | 0 | 0 | -33.0531 | 104.8531 | 0.9582 | -55.2068 | 0.41271 | 0.40699 | 0.38318 | 0.36432 | -13.6413 | 42.6741 | 0.36716 | -20.1127
3 | 29 | 1 | 520.1476 | 523.9669 | 526.3513 | 608.1688 | 378.8299 | 100.3275 | 0 | 0 | 34.4152 | 106.9713 | 97.9834 | 101.0911 | 0 | 0 | 0 | 0 | 181.9168 | 253.1577 | 438.8279 | 576.3438 | 0 | 0 | 0 | 0 | -0.37344 | 4.4025 | 11.8032 | 2.454 | 0 | 0 | 0 | 0 | -74.6408 | 59.108 | -22.2632 | -71.72 | 0.41329 | 0.40425 | 0.37696 | 0.36409 | -30.8479 | 23.8943 | -8.3923 | -26.1123
3 | 29 | 2 | 495.3559 | 496.4945 | 495.9503 | 570.5998 | 378.8299 | 100.3275 | 0 | 0 | 32.7216 | 98.5371 | 102.0377 | 79.0382 | 0 | 0 | 0 | 0 | 199.5619 | 246.1743 | 425.0254 | 555.3269 | 0 | 0 | 0 | 0 | -0.32521 | 0.26075 | 6.8615 | -1.6685 | 0 | 0 | 0 | 0 | -115.4323 | 51.1949 | -37.9744 | -62.0969 | 0.41212 | 0.40593 | 0.37263 | 0.36396 | -47.572 | 20.7815 | -14.1503 | -22.6006
3 | 29 | 3 | 479.6489 | 478.1595 | 474.7022 | 543.5654 | 378.8299 | 100.3275 | 0 | 0 | 33.8004 | 88.3291 | 107.8763 | 77.5051 | 0 | 0 | 0 | 0 | 191.6377 | 216.6379 | 389.6858 | 515.997 | 0 | 0 | 0 | 0 | -0.32543 | 1.2631 | 5.4003 | -0.54961 | 0 | 0 | 0 | 0 | -124.2938 | 71.602 | -28.2601 | -49.3871 | 0.41162 | 0.4062 | 0.3735 | 0.36453 | -51.1615 | 29.0847 | -10.5552 | -18.003
3 | 29 | 4 | 478.1095 | 474.6821 | 469.0503 | 535.1599 | 378.8299 | 100.3275 | 0 | 0 | 33.6253 | 86.9821 | 95.348 | 77.5691 | 0 | 0 | 0 | 0 | 178.3382 | 187.4919 | 344.9866 | 466.6599 | 0 | 0 | 0 | 0 | -0.32502 | 0.60869 | 8.0684 | -0.70238 | 0 | 0 | 0 | 0 | -112.3589 | 99.2719 | 20.6473 | -8.3668 | 0.4116 | 0.40613 | 0.376 | 0.36469 | -46.2467 | 40.3175 | 7.7633 | -3.0513
3 | 29 | 5 | 489.6481 | 484.0971 | 475.9777 | 540.8621 | 378.8299 | 100.3275 | 0 | 0 | 39.2703 | 95.0455 | 91.2561 | 86.3172 | 0 | 0 | 0 | 0 | 187.1132 | 186.8643 | 342.2148 | 451.22 | 0 | 0 | 0 | 0 | -0.24801 | 2.9303 | 13.2777 | -2.5611 | 0 | 0 | 0 | 0 | -115.3172 | 98.9295 | 29.2291 | 5.886 | 0.41177 | 0.4071 | 0.37726 | 0.36626 | -47.4842 | 40.2742 | 11.0269 | 2.1558
3 | 29 | 6 | 536.2968 | 529.5385 | 519.9479 | 590.3114 | 378.8299 | 100.3275 | 0 | 0 | 49.519 | 96.9858 | 95.5714 | 103.1246 | 0 | 0 | 0 | 0 | 196.586 | 197.1813 | 353.9317 | 452.5709 | 0 | 0 | 0 | 0 | 0.30779 | 9.5225 | 13.9681 | 17.6592 | 0 | 0 | 0 | 0 | -88.9459 | 125.5215 | 56.4767 | 16.9568 | 0.41056 | 0.40853 | 0.38849 | 0.36647 | -36.5181 | 51.279 | 21.9404 | 6.2142
3 | 29 | 7 | 625.3286 | 618.1594 | 607.9643 | 691.4764 | 378.8299 | 100.3275 | 0 | 0 | 50.9817 | 97.2754 | 96.0752 | 97.2237 | 0 | 0 | 0 | 0 | 238.1097 | 398.94 | 576.2893 | 665.9349 | 0 | 0 | 0 | 0 | 0.44256 | 2.5049 | 2.3547 | 7.2279 | 0 | 0 | 0 | 0 | -43.0352 | 19.1117 | -66.755 | -78.91 | 0.41103 | 0.41035 | 0.39423 | 0.37873 | -17.6886 | 7.8424 | -26.317 | -29.8857
3 | 29 | 8 | 689.1944 | 682.2618 | 672.1957 | 765.7359 | 378.8299 | 100.3275 | 0 | 0 | 46.6252 | 80.3501 | 78.4186 | 79.6189 | 0 | 0 | 0 | 0 | 330.537 | 675.9938 | 880.8678 | 984.1588 | 0 | 0 | 0 | 0 | -0.3036 | -1.5126 | 1.7883 | 9.1156 | 0 | 0 | 0 | 0 | -66.4942 | -172.897 | -288.8789 | -307.1573 | 0.409 | 0.28561 | 0.40476 | 0.39541 | -27.1963 | -49.3815 | -116.9272 | -121.4529
3 | 29 | 9 | 700.9804 | 693.9541 | 683.5821 | 778.2971 | 378.8299 | 100.3275 | 0 | 0 | 40.8611 | 73.0701 | 67.8055 | 71.7572 | 0 | 0 | 0 | 0 | 441.3022 | 902.0082 | 1109.2943 | 1232.3704 | 0 | 0 | 0 | 0 | -0.1606 | -3.8235 | -6.004 | -16.7141 | 0 | 0 | 0 | 0 | -159.8522 | -377.6282 | -487.5137 | -509.1163 | 0.40919 | 0.27247 | 0.26264 | 0.26837 | -65.4102 | -102.8942 | -128.0426 | -136.6306
3 | 29 | 10 | 720.1545 | 713.3065 | 703.0911 | 800.9473 | 378.8299 | 100.3275 | 0 | 0 | 38.262 | 63.821 | 63.2833 | 68.3482 | 0 | 0 | 0 | 0 | 496.5761 | 1022.4014 | 1245.7722 | 1387.649 | 0 | 0 | 0 | 0 | -0.30422 | -10.3258 | -17.41 | -36.2085 | 0 | 0 | 0 | 0 | -193.2093 | -462.9176 | -588.5545 | -618.8415 | 0.40293 | 0.26868 | 0.26582 | 0.087318 | -77.8491 | -124.3748 | -156.4485 | -54.0357
3 | 29 | 11 | 732.5654 | 726.5735 | 717.3416 | 818.3345 | 378.8299 | 100.3275 | 0 | 0 | 36.3487 | 64.3427 | 61.7851 | 63.7111 | 0 | 0 | 0 | 0 | 528.6289 | 1071.1539 | 1301.0603 | 1453.4061 | 0 | 0 | 0 | 0 | -0.30097 | -9.694 | -17.5836 | -37.2643 | 0 | 0 | 0 | 0 | -210.9411 | -499.5566 | -627.9201 | -661.5183 | 0.39688 | 0.26972 | 0.26885 | 0 | -83.7178 | -134.7402 | -168.8195 | 0
3 | 29 | 12 | 735.0181 | 729.7638 | 721.3486 | 823.6532 | 378.8299 | 100.3275 | 0 | 0 | 33.7046 | 62.5938 | 61.1838 | 61.7032 | 0 | 0 | 0 | 0 | 536.0178 | 1081.7197 | 1303.6046 | 1462.2624 | 0 | 0 | 0 | 0 | -0.42907 | -11.704 | -22.4749 | -45.4086 | 0 | 0 | 0 | 0 | -213.1051 | -503.1731 | -620.965 | -654.9038 | 0.3979 | 0.26972 | 0.26972 | 0 | -84.7938 | -135.7156 | -167.4859 | 0
3 | 29 | 13 | 731.7844 | 727.9269 | 721.0333 | 824.5043 | 378.8299 | 100.3275 | 0 | 0 | 33.1204 | 63.1799 | 61.77 | 61.0005 | 0 | 0 | 0 | 0 | 516.7243 | 1059.8045 | 1275.1267 | 1435.6871 | 0 | 0 | 0 | 0 | -0.25275 | -11.9536 | -22.7392 | -48.6738 | 0 | 0 | 0 | 0 | -196.6374 | -483.4314 | -593.1243 | -623.5094 | 0.39853 | 0.26972 | 0.26972 | 0 | -78.3653 | -130.3909 | -159.9768 | 0
3 | 29 | 14 | 726.3101 | 723.1114 | 716.9093 | 820.2317 | 378.8299 | 100.3275 | 0 | 0 | 36.4512 | 62.4698 | 60.973 | 60.1615 | 0 | 0 | 0 | 0 | 492.112 | 1027.2053 | 1231.2097 | 1384.2963 | 0 | 0 | 0 | 0 | -0.37833 | -11.956 | -22.2133 | -31.5925 | 0 | 0 | 0 | 0 | -180.7047 | -454.9352 | -553.0601 | -592.6337 | 0.39819 | 0.26972 | 0.26972 | 0 | -71.9541 | -122.7049 | -149.1707 | 0
3 | 29 | 15 | 714.6574 | 712.3452 | 707.1349 | 809.7541 | 378.8299 | 100.3275 | 0 | 0 | 38.356 | 64.9825 | 63.3059 | 66.7581 | 0 | 0 | 0 | 0 | 473.5429 | 965.3542 | 1160.6464 | 1305.1098 | 0 | 0 | 0 | 0 | -0.34564 | -7.9899 | -12.5677 | -19.4683 | 0 | 0 | 0 | 0 | -175.7257 | -410.3291 | -504.2496 | -542.6455 | 0.40065 | 0.26972 | 0.26972 | 0 | -70.4042 | -110.6738 | -136.0056 | 0
3 | 29 | 16 | 704.7393 | 705.0935 | 702.8558 | 807.3022 | 378.8299 | 100.3275 | 0 | 0 | 39.9131 | 68.0609 | 65.837 | 74.8755 | 0 | 0 | 0 | 0 | 456.5144 | 917.356 | 1097.3856 | 1233.7759 | 0 | 0 | 0 | 0 | -0.25795 | -2.0904 | -3.4243 | -2.5063 | 0 | 0 | 0 | 0 | -170.2601 | -378.5605 | -456.9426 | -498.8429 | 0.40929 | 0.26149 | 0.26306 | 0.18532 | -69.6861 | -98.9882 | -120.2035 | -92.4452
3 | 29 | 17 | 700.593 | 704.3779 | 706.0623 | 814.5001 | 378.8299 | 100.3275 | 0 | 0 | 44.8827 | 71.4134 | 72.0682 | 78.5077 | 0 | 0 | 0 | 0 | 418.9919 | 778.2731 | 924.8344 | 1044.2659 | 141.5984 | 151.5027 | 151.5027 | 151.5027 | -0.25811 | -0.333 | 0.7658 | 1.7562 | 0 | 0 | 0 | 0 | -283.4518 | -396.8059 | -443.1088 | -461.5325 | 0.40752 | 0.28291 | 0.38057 | 0.3842 | -115.5113 | -112.261 | -168.635 | -177.3202
3 | 29 | 18 | 702.3469 | 708.6615 | 713.0166 | 824.5336 | 378.8299 | 100.3275 | 0 | 0 | 51.7915 | 91.1797 | 86.8851 | 95.869 | 0 | 0 | 0 | 0 | 343.012 | 500.5569 | 612.2015 | 711.8414 | 141.5984 | 151.5027 | 151.5027 | 151.5027 | 0.52928 | -0.43472 | -0.0055376 | 12.8365 | 0 | 0 | 0 | 0 | -213.4141 | -134.4706 | -137.5673 | -147.516 | 0.40644 | 0.41154 | 0.3922 | 0.38465 | -86.7405 | -55.34 | -53.9544 | -56.742
3 | 29 | 19 | 718.8093 | 727.1704 | 733.6994 | 850.1179 | 378.8299 | 100.3275 | 0 | 0 | 54.1227 | 99.2796 | 101.1656 | 102.2798 | 0 | 0 | 0 | 0 | 292.5387 | 328.4385 | 412.0863 | 496.6104 | 141.5984 | 151.5027 | 151.5027 | 151.5027 | 1.2104 | 3.5666 | -0.39377 | 27.9751 | 0 | 0 | 0 | 0 | -149.4908 | 44.0555 | 69.3385 | 71.75 | 0.41784 | 0.42049 | 0.40026 | 0.38866 | -62.4638 | 18.525 | 27.7536 | 27.8864
3 | 29 | 20 | 753.5806 | 763.5855 | 772.0317 | 896.2846 | 378.8299 | 100.3275 | 0 | 0 | 55.2844 | 103.8857 | 103.4985 | 110.1243 | 0 | 0 | 0 | 0 | 274.1817 | 307.6748 | 394.5451 | 465.8895 | 141.5984 | 151.5027 | 151.5027 | 151.5027 | 0.60013 | 9.6744 | 2.0282 | 19.181 | 0 | 0 | 0 | 0 | -96.9139 | 90.5204 | 120.4572 | 149.5871 | 0.41669 | 0.42192 | 0.40093 | 0.38937 | -40.383 | 38.1927 | 48.2945 | 58.2445
3 | 29 | 21 | 756.311 | 767.2754 | 777.0007 | 903.5048 | 378.8299 | 100.3275 | 0 | 0 | 55.3689 | 106.0807 | 107.4186 | 111.7586 | 0 | 0 | 0 | 0 | 225.2355 | 254.4436 | 337.0436 | 400.4431 | 141.5984 | 151.5027 | 151.5027 | 151.5027 | 0.19249 | 5.7133 | 6.3523 | 31.9483 | 0 | 0 | 0 | 0 | -44.9142 | 149.2076 | 174.6834 | 207.852 | 0.40725 | 0.41222 | 0.39727 | 0.38658 | -18.2911 | 61.5068 | 69.3963 | 80.3506
3 | 29 | 22 | 707.0565 | 718.0415 | 728.0358 | 847.4746 | 378.8299 | 100.3275 | 0 | 0 | 53.355 | 114.0823 | 109.5172 | 113.4538 | 0 | 0 | 0 | 0 | 190.5054 | 222.2166 | 290.6008 | 353.6952 | 141.5984 | 151.5027 | 151.5027 | 151.5027 | 0.52055 | 3.3317 | 2.782 | 13.7845 | 0 | 0 | 0 | 0 | -57.7527 | 126.5806 | 173.6331 | 215.0383 | 0.4092 | 0.40681 | 0.39436 | 0.38072 | -23.6325 | 51.4939 | 68.4743 | 81.87
3 | 29 | 23 | 638.2109 | 648.3702 | 657.6362 | 765.6811 | 378.8299 | 100.3275 | 0 | 0 | 46.9244 | 104.1878 | 102.2913 | 112.4574 | 0 | 0 | 0 | 0 | 181.1108 | 218.0971 | 279.4569 | 344.6866 | 0 | 0 | 0 | 0 | -0.096574 | 3.0874 | 6.6218 | 13.7252 | 0 | 0 | 0 | 0 | 31.4423 | 222.6704 | 269.2663 | 294.8119 | 0.41443 | 0.40564 | 0.38939 | 0.37001 | 13.0306 | 90.3234 | 104.8494 | 109.083
3 | 29 | 24 | 570.7835 | 577.9563 | 583.9957 | 677.8598 | 378.8299 | 100.3275 | 0 | 0 | 41.8679 | 96.5191 | 106.2689 | 105.3693 | 0 | 0 | 0 | 0 | 150.1449 | 188.4472 | 245.0068 | 322.1575 | 0 | 0 | 0 | 0 | -0.18067 | 3.2397 | 2.7159 | 4.1843 | 0 | 0 | 0 | 0 | 0.12143 | 189.4229 | 230.004 | 246.1486 | 0.41271 | 0.40699 | 0.38318 | 0.36432 | 0.050114 | 77.0931 | 88.1333 | 89.6759
3 | 30 | 1 | 523.3089 | 527.2195 | 529.7123 | 612.1643 | 378.8299 | 100.3275 | 0 | 0 | 34.4152 | 106.9713 | 97.9834 | 101.0911 | 0 | 0 | 0 | 0 | 118.1912 | 146.8067 | 188.3238 | 272.3001 | 0 | 0 | 0 | 0 | -0.37344 | 4.4025 | 11.8032 | 2.454 | 0 | 0 | 0 | 0 | -7.754 | 168.7116 | 231.6019 | 236.3192 | 0.41329 | 0.40425 | 0.37696 | 0.36409 | -3.2046 | 68.2014 | 87.3037 | 86.0407
3 | 30 | 2 | 497.1987 | 498.3918 | 497.9123 | 572.9335 | 378.8299 | 100.3275 | 0 | 0 | 32.7216 | 98.5371 | 102.0377 | 79.0382 | 0 | 0 | 0 | 0 | 100.8396 | 119.1885 | 154.9754 | 238.3504 | 0 | 0 | 0 | 0 | -0.32521 | 0.26075 | 6.8615 | -1.6685 | 0 | 0 | 0 | 0 | -14.8672 | 180.0779 | 234.0376 | 257.2134 | 0.41212 | 0.40593 | 0.37263 | 0.36396 | -6.1271 | 73.0991 | 87.2086 | 93.6147
3 | 30 | 3 | 481.7396 | 480.303 | 476.9078 | 546.1794 | 378.8299 | 100.3275 | 0 | 0 | 33.8004 | 88.3291 | 107.8763 | 77.5051 | 0 | 0 | 0 | 0 | 81.9053 | 88.3678 | 128.3161 | 201.9188 | 0 | 0 | 0 | 0 | -0.32543 | 1.2631 | 5.4003 | -0.54961 | 0 | 0 | 0 | 0 | -12.4706 | 202.0155 | 235.3151 | 267.3051 | 0.41162 | 0.4062 | 0.3735 | 0.36453 | -5.1331 | 82.0587 | 87.8904 | 97.4401
3 | 30 | 4 | 479.7931 | 476.4 | 470.8081 | 537.235 | 378.8299 | 100.3275 | 0 | 0 | 33.6253 | 86.9821 | 95.348 | 77.5691 | 0 | 0 | 0 | 0 | 74.6324 | 72.2157 | 107.1789 | 167.2172 | 0 | 0 | 0 | 0 | -0.32502 | 0.60869 | 8.0684 | -0.70238 | 0 | 0 | 0 | 0 | -6.9695 | 216.266 | 260.2128 | 293.151 | 0.4116 | 0.40613 | 0.376 | 0.36469 | -2.8686 | 87.8327 | 97.8397 | 106.9093
3 | 30 | 5 | 491.8655 | 486.3589 | 478.2912 | 543.5923 | 378.8299 | 100.3275 | 0 | 0 | 39.2703 | 95.0455 | 91.2561 | 86.3172 | 0 | 0 | 0 | 0 | 70.3409 | 65.8895 | 94.7222 | 143.3907 | 0 | 0 | 0 | 0 | -0.24801 | 2.9303 | 13.2777 | -2.5611 | 0 | 0 | 0 | 0 | 3.6724 | 222.1662 | 279.0352 | 316.4455 | 0.41177 | 0.4071 | 0.37726 | 0.36626 | 1.5122 | 90.4439 | 105.2678 | 115.8999
3 | 30 | 6 | 534.7913 | 527.9657 | 518.2937 | 588.3205 | 378.8299 | 100.3275 | 0 | 0 | 49.519 | 96.9858 | 95.5714 | 103.1246 | 0 | 0 | 0 | 0 | 64.7253 | 64.7051 | 93.4372 | 133.7378 | 0 | 0 | 0 | 0 | 0.30779 | 9.5225 | 13.9681 | 17.6592 | 0 | 0 | 0 | 0 | 41.4093 | 256.4248 | 315.317 | 333.799 | 0.41056 | 0.40853 | 0.38849 | 0.36647 | 17.0012 | 104.7566 | 122.4963 | 122.3276
3 | 30 | 7 | 619.2387 | 611.8764 | 601.4512 | 683.7161 | 378.8299 | 100.3275 | 0 | 0 | 50.9817 | 97.2754 | 96.0752 | 97.2237 | 0 | 0 | 0 | 0 | 100.1014 | 257.2723 | 313.1369 | 337.0083 | 0 | 0 | 0 | 0 | 0.44256 | 2.5049 | 2.3547 | 7.2279 | 0 | 0 | 0 | 0 | 88.8831 | 154.4964 | 189.8844 | 242.2563 | 0.41103 | 0.41035 | 0.39423 | 0.37873 | 36.5333 | 63.3973 | 74.8588 | 91.75
3 | 30 | 8 | 685.61 | 678.5631 | 668.3608 | 761.1661 | 378.8299 | 100.3275 | 0 | 0 | 46.6252 | 80.3501 | 78.4186 | 79.6189 | 0 | 0 | 0 | 0 | 178.232 | 497.101 | 582.69 | 602.9569 | 0 | 0 | 0 | 0 | -0.3036 | -1.5126 | 1.7883 | 9.1156 | 0 | 0 | 0 | 0 | 82.2264 | 2.2972 | 5.464 | 69.4748 | 0.409 | 0.28561 | 0.40476 | 0.39541 | 33.6308 | 0.65611 | 2.2116 | 27.471
3 | 30 | 9 | 700.2661 | 693.2068 | 682.795 | 777.3487 | 378.8299 | 100.3275 | 0 | 0 | 40.8611 | 73.0701 | 67.8055 | 71.7572 | 0 | 0 | 0 | 0 | 255.6998 | 697.7953 | 818.2852 | 844.2051 | 0 | 0 | 0 | 0 | -0.1606 | -3.8235 | -6.004 | -16.7141 | 0 | 0 | 0 | 0 | 25.0359 | -174.1626 | -197.2918 | -121.8994 | 0.40919 | 0.27247 | 0.26264 | 0.26837 | 10.2445 | -47.4549 | -51.8175 | -32.7139
3 | 30 | 10 | 717.3578 | 710.4264 | 700.1119 | 797.4029 | 378.8299 | 100.3275 | 0 | 0 | 38.262 | 63.821 | 63.2833 | 68.3482 | 0 | 0 | 0 | 0 | 310.1699 | 819.8151 | 965.8634 | 997.575 | 0 | 0 | 0 | 0 | -0.30422 | -10.3258 | -17.41 | -36.2085 | 0 | 0 | 0 | 0 | -9.5999 | -263.2114 | -311.6249 | -232.3118 | 0.40293 | 0.26868 | 0.26582 | 0.087318 | -3.868 | -70.7186 | -82.8356 | -20.2849
3 | 30 | 11 | 731.0969 | 725.0587 | 715.7717 | 816.4644 | 378.8299 | 100.3275 | 0 | 0 | 36.3487 | 64.3427 | 61.7851 | 63.7111 | 0 | 0 | 0 | 0 | 339.8944 | 872.3933 | 1017.4495 | 1051.9436 | 0 | 0 | 0 | 0 | -0.30097 | -9.694 | -17.5836 | -37.2643 | 0 | 0 | 0 | 0 | -23.6752 | -302.3108 | -345.8792 | -261.926 | 0.39688 | 0.26972 | 0.26885 | 0 | -9.3961 | -81.5391 | -92.9913 | 0
3 | 30 | 12 | 727.7658 | 722.3047 | 713.6443 | 814.4972 | 378.8299 | 100.3275 | 0 | 0 | 33.7046 | 62.5938 | 61.1838 | 61.7032 | 0 | 0 | 0 | 0 | 357.0689 | 898.2221 | 1044.9268 | 1078.498 | 0 | 0 | 0 | 0 | -0.42907 | -11.704 | -22.4749 | -45.4086 | 0 | 0 | 0 | 0 | -41.4085 | -327.1346 | -369.9914 | -280.2954 | 0.3979 | 0.26972 | 0.26972 | 0 | -16.4763 | -88.2346 | -99.7936 | 0
3 | 30 | 13 | 723.3613 | 719.2608 | 712.079 | 813.8597 | 378.8299 | 100.3275 | 0 | 0 | 33.1204 | 63.1799 | 61.77 | 61.0005 | 0 | 0 | 0 | 0 | 399.0235 | 931.7371 | 1078.091 | 1114.8832 | 0 | 0 | 0 | 0 | -0.25275 | -11.9536 | -22.7392 | -48.6738 | 0 | 0 | 0 | 0 | -87.3597 | -364.0301 | -405.0429 | -313.3501 | 0.39853 | 0.26972 | 0.26972 | 0 | -34.8152 | -98.186 | -109.2477 | 0
3 | 30 | 14 | 716.1844 | 712.6937 | 706.1452 | 807.4358 | 378.8299 | 100.3275 | 0 | 0 | 36.4512 | 62.4698 | 60.973 | 60.1615 | 0 | 0 | 0 | 0 | 461.916 | 980.4308 | 1131.2063 | 1170.0029 | 0 | 0 | 0 | 0 | -0.37833 | -11.956 | -22.2133 | -31.5925 | 0 | 0 | 0 | 0 | -160.6344 | -418.5785 | -463.8207 | -391.1361 | 0.39819 | 0.26972 | 0.26972 | 0 | -63.9624 | -112.8988 | -125.1012 | 0
3 | 30 | 15 | 706.6647 | 704.1235 | 698.6419 | 799.6596 | 378.8299 | 100.3275 | 0 | 0 | 38.356 | 64.9825 | 63.3059 | 66.7581 | 0 | 0 | 0 | 0 | 487.7241 | 978.3868 | 1127.108 | 1167.1939 | 0 | 0 | 0 | 0 | -0.34564 | -7.9899 | -12.5677 | -19.4683 | 0 | 0 | 0 | 0 | -197.8996 | -431.5833 | -479.2043 | -414.824 | 0.40065 | 0.26972 | 0.26972 | 0 | -79.2881 | -116.4065 | -129.2504 | 0
3 | 30 | 16 | 695.9971 | 696.0989 | 693.5619 | 796.2538 | 378.8299 | 100.3275 | 0 | 0 | 39.9131 | 68.0609 | 65.837 | 74.8755 | 0 | 0 | 0 | 0 | 479.9708 | 911.2218 | 1043.1997 | 1080.705 | 0 | 0 | 0 | 0 | -0.25795 | -2.0904 | -3.4243 | -2.5063 | 0 | 0 | 0 | 0 | -202.4587 | -381.4208 | -412.0505 | -356.8203 | 0.40929 | 0.26149 | 0.26306 | 0.18532 | -82.8648 | -99.7361 | -108.3942 | -66.1257
3 | 30 | 17 | 689.7113 | 693.1877 | 694.5067 | 800.7689 | 378.8299 | 100.3275 | 0 | 0 | 44.8827 | 71.4134 | 72.0682 | 78.5077 | 0 | 0 | 0 | 0 | 475.5523 | 809.2418 | 940.0649 | 966.7834 | 141.5984 | 151.5027 | 151.5027 | 151.5027 | -0.25811 | -0.333 | 0.7658 | 1.7562 | 0 | 0 | 0 | 0 | -350.8939 | -438.9647 | -469.8949 | -397.7811 | 0.40752 | 0.28291 | 0.38057 | 0.3842 | -142.995 | -124.1883 | -178.829 | -152.827
3 | 30 | 18 | 689.8994 | 695.8577 | 699.7905 | 808.8138 | 378.8299 | 100.3275 | 0 | 0 | 51.7915 | 91.1797 | 86.8851 | 95.869 | 0 | 0 | 0 | 0 | 403.069 | 546.1289 | 642.2314 | 665.2319 | 141.5984 | 151.5027 | 151.5027 | 151.5027 | 0.52928 | -0.43472 | -0.0055376 | 12.8365 | 0 | 0 | 0 | 0 | -285.9186 | -192.8464 | -180.8233 | -116.6263 | 0.40644 | 0.41154 | 0.3922 | 0.38465 | -116.2094 | -79.364 | -70.9196 | -44.8603
3 | 30 | 19 | 705.0145 | 712.9685 | 719.0142 | 832.6514 | 378.8299 | 100.3275 | 0 | 0 | 54.1227 | 99.2796 | 101.1656 | 102.2798 | 0 | 0 | 0 | 0 | 393.9486 | 402.8482 | 463.7948 | 497.6513 | 141.5984 | 151.5027 | 151.5027 | 151.5027 | 1.2104 | 3.5666 | -0.39377 | 27.9751 | 0 | 0 | 0 | 0 | -264.6956 | -44.5561 | 2.9448 | 53.2425 | 0.41784 | 0.42049 | 0.40026 | 0.38866 | -110.6014 | -18.7355 | 1.1787 | 20.6933
3 | 30 | 20 | 730.6922 | 740.0321 | 747.6894 | 867.3427 | 378.8299 | 100.3275 | 0 | 0 | 55.2844 | 103.8857 | 103.4985 | 110.1243 | 0 | 0 | 0 | 0 | 391.8973 | 400.024 | 472.5502 | 522.106 | 141.5984 | 151.5027 | 151.5027 | 151.5027 | 0.60013 | 9.6744 | 2.0282 | 19.181 | 0 | 0 | 0 | 0 | -237.5179 | -25.3822 | 18.1098 | 64.4286 | 0.41669 | 0.42192 | 0.40093 | 0.38937 | -98.9712 | -10.7094 | 7.2607 | 25.0865
3 | 30 | 21 | 732.6642 | 742.9471 | 751.864 | 873.6239 | 378.8299 | 100.3275 | 0 | 0 | 55.3689 | 106.0807 | 107.4186 | 111.7586 | 0 | 0 | 0 | 0 | 405.2268 | 415.6088 | 491.9928 | 565.4707 | 141.5984 | 151.5027 | 151.5027 | 151.5027 | 0.19249 | 5.7133 | 6.3523 | 31.9483 | 0 | 0 | 0 | 0 | -248.5523 | -36.286 | -5.4024 | 12.9436 | 0.40725 | 0.41222 | 0.39727 | 0.38658 | -101.2218 | -14.9579 | -2.1462 | 5.0037
3 | 30 | 22 | 693.1788 | 703.7677 | 713.2925 | 829.9527 | 378.8299 | 100.3275 | 0 | 0 | 53.355 | 114.0823 | 109.5172 | 113.4538 | 0 | 0 | 0 | 0 | 441.932 | 454.3484 | 528.1517 | 638.611 | 141.5984 | 151.5027 | 151.5027 | 151.5027 | 0.52055 | 3.3317 | 2.782 | 13.7845 | 0 | 0 | 0 | 0 | -323.057 | -119.8249 | -78.6611 | -87.3994 | 0.4092 | 0.40681 | 0.39436 | 0.38072 | -132.1956 | -48.7456 | -31.0209 | -33.2749
3 | 30 | 23 | 636.5512 | 646.6673 | 655.8825 | 763.6012 | 378.8299 | 100.3275 | 0 | 0 | 46.9244 | 104.1878 | 102.2913 | 112.4574 | 0 | 0 | 0 | 0 | 471.6244 | 487.6858 | 566.4943 | 706.1342 | 0 | 0 | 0 | 0 | -0.096574 | 3.0874 | 6.6218 | 13.7252 | 0 | 0 | 0 | 0 | -260.7309 | -48.621 | -19.5249 | -68.7155 | 0.41443 | 0.40564 | 0.38939 | 0.37001 | -108.0539 | -19.7225 | -7.6028 | -25.4254
3 | 30 | 24 | 570.8724 | 578.0437 | 584.0811 | 677.9572 | 378.8299 | 100.3275 | 0 | 0 | 41.8679 | 96.5191 | 106.2689 | 105.3693 | 0 | 0 | 0 | 0 | 483.7177 | 499.9859 | 586.164 | 737.0317 | 0 | 0 | 0 | 0 | -0.18067 | 3.2397 | 2.7159 | 4.1843 | 0 | 0 | 0 | 0 | -333.3625 | -122.0284 | -111.0677 | -168.6282 | 0.41271 | 0.40699 | 0.38318 | 0.36432 | -137.5814 | -49.6642 | -42.5591 | -61.434
3 | 31 | 1 | 525.0624 | 529.0096 | 531.545 | 614.3287 | 378.8299 | 100.3275 | 0 | 0 | 34.4152 | 106.9713 | 97.9834 | 101.0911 | 0 | 0 | 0 | 0 | 476.8238 | 490.0167 | 580.7744 | 737.8829 | 0 | 0 | 0 | 0 | -0.37344 | 4.4025 | 11.8032 | 2.454 | 0 | 0 | 0 | 0 | -364.633 | -172.7083 | -159.0161 | -227.0993 | 0.41329 | 0.40425 | 0.37696 | 0.36409 | -150.6973 | -69.8171 | -59.9421 | -82.6839
3 | 31 | 2 | 497.4621 | 498.6483 | 498.1596 | 573.2127 | 378.8299 | 100.3275 | 0 | 0 | 32.7216 | 98.5371 | 102.0377 | 79.0382 | 0 | 0 | 0 | 0 | 440.5355 | 445.9474 | 540.0543 | 696.5137 | 0 | 0 | 0 | 0 | -0.32521 | 0.26075 | 6.8615 | -1.6685 | 0 | 0 | 0 | 0 | -354.2996 | -146.4245 | -150.7939 | -200.6707 | 0.41212 | 0.40593 | 0.37263 | 0.36396 | -146.0141 | -59.4381 | -56.1898 | -73.0356
3 | 31 | 3 | 480.8881 | 479.4146 | 475.975 | 545.058 | 378.8299 | 100.3275 | 0 | 0 | 33.8004 | 88.3291 | 107.8763 | 77.5051 | 0 | 0 | 0 | 0 | 416.6617 | 416.6845 | 514.6685 | 673.4158 | 0 | 0 | 0 | 0 | -0.32543 | 1.2631 | 5.4003 | -0.54961 | 0 | 0 | 0 | 0 | -348.0785 | -127.1896 | -151.97 | -205.3133 | 0.41162 | 0.4062 | 0.3735 | 0.36453 | -143.2752 | -51.6644 | -56.7609 | -74.8424
3 | 31 | 4 | 473.3619 | 469.7719 | 463.9459 | 529.0659 | 378.8299 | 100.3275 | 0 | 0 | 33.6253 | 86.9821 | 95.348 | 77.5691 | 0 | 0 | 0 | 0 | 410.7802 | 409.5561 | 504.6904 | 665.5783 | 0 | 0 | 0 | 0 | -0.32502 | 0.60869 | 8.0684 | -0.70238 | 0 | 0 | 0 | 0 | -349.5485 | -127.7024 | -144.1609 | -213.3792 | 0.4116 | 0.40613 | 0.376 | 0.36469 | -143.8735 | -51.8641 | -54.2043 | -77.8173
3 | 31 | 5 | 476.0581 | 470.0719 | 461.4339 | 523.5289 | 378.8299 | 100.3275 | 0 | 0 | 39.2703 | 95.0455 | 91.2561 | 86.3172 | 0 | 0 | 0 | 0 | 405.3901 | 399.2431 | 486.9691 | 645.0384 | 0 | 0 | 0 | 0 | -0.24801 | 2.9303 | 13.2777 | -2.5611 | 0 | 0 | 0 | 0 | -347.1843 | -127.4746 | -130.069 | -205.2656 | 0.41177 | 0.4071 | 0.37726 | 0.36626 | -142.9601 | -51.8949 | -49.0693 | -75.1797
3 | 31 | 6 | 494.5246 | 486.4973 | 475.3979 | 537.2867 | 378.8299 | 100.3275 | 0 | 0 | 49.519 | 96.9858 | 95.5714 | 103.1246 | 0 | 0 | 0 | 0 | 398.9396 | 392.401 | 480.1568 | 634.9341 | 0 | 0 | 0 | 0 | 0.30779 | 9.5225 | 13.9681 | 17.6592 | 0 | 0 | 0 | 0 | -333.0717 | -112.7395 | -114.2984 | -218.4313 | 0.41056 | 0.40853 | 0.38849 | 0.36647 | -136.7476 | -46.0572 | -44.4034 | -80.0487
3 | 31 | 7 | 526.6272 | 516.5778 | 502.965 | 566.6238 | 378.8299 | 100.3275 | 0 | 0 | 50.9817 | 97.2754 | 96.0752 | 97.2237 | 0 | 0 | 0 | 0 | 391.1406 | 534.047 | 638.1499 | 787.1784 | 0 | 0 | 0 | 0 | 0.44256 | 2.5049 | 2.3547 | 7.2279 | 0 | 0 | 0 | 0 | -294.7674 | -217.5769 | -233.6148 | -325.0061 | 0.41103 | 0.41035 | 0.39423 | 0.37873 | -121.157 | -89.2822 | -92.0988 | -123.0899
3 | 31 | 8 | 566.1408 | 555.6684 | 541.4049 | 610.2673 | 378.8299 | 100.3275 | 0 | 0 | 46.6252 | 80.3501 | 78.4186 | 79.6189 | 0 | 0 | 0 | 0 | 395.5032 | 713.7877 | 850.1373 | 996.2896 | 0 | 0 | 0 | 0 | -0.3036 | -1.5126 | 1.7883 | 9.1156 | 0 | 0 | 0 | 0 | -254.5139 | -337.2842 | -388.9393 | -474.7567 | 0.409 | 0.28561 | 0.40476 | 0.39541 | -104.0968 | -96.3325 | -157.4278 | -187.7232
3 | 31 | 9 | 605.6355 | 595.8557 | 582.218 | 657.7964 | 378.8299 | 100.3275 | 0 | 0 | 40.8611 | 73.0701 | 67.8055 | 71.7572 | 0 | 0 | 0 | 0 | 431.0212 | 854.2888 | 1018.597 | 1173.5947 | 0 | 0 | 0 | 0 | -0.1606 | -3.8235 | -6.004 | -16.7141 | 0 | 0 | 0 | 0 | -244.916 | -428.0072 | -498.1806 | -570.8413 | 0.40919 | 0.27247 | 0.26264 | 0.26837 | -100.2176 | -116.6212 | -130.8441 | -153.1956
3 | 31 | 10 | 646.3785 | 637.3867 | 624.6279 | 707.6575 | 378.8299 | 100.3275 | 0 | 0 | 38.262 | 63.821 | 63.2833 | 68.3482 | 0 | 0 | 0 | 0 | 475.4083 | 950.5352 | 1134.7729 | 1296.1645 | 0 | 0 | 0 | 0 | -0.30422 | -10.3258 | -17.41 | -36.2085 | 0 | 0 | 0 | 0 | -245.8175 | -466.9711 | -556.0184 | -620.6468 | 0.40293 | 0.26868 | 0.26582 | 0.087318 | -99.0464 | -125.4639 | -147.7998 | -54.1934
3 | 31 | 11 | 667.6774 | 659.7919 | 648.313 | 736.2539 | 378.8299 | 100.3275 | 0 | 0 | 36.3487 | 64.3427 | 61.7851 | 63.7111 | 0 | 0 | 0 | 0 | 521.072 | 1020.9108 | 1221.3234 | 1382.8573 | 0 | 0 | 0 | 0 | -0.30097 | -9.694 | -17.5836 | -37.2643 | 0 | 0 | 0 | 0 | -268.2722 | -516.0951 | -617.2118 | -673.0502 | 0.39688 | 0.26972 | 0.26885 | 0 | -106.4713 | -139.2009 | -165.9405 | 0
3 | 31 | 12 | 668.2248 | 661.0245 | 650.3002 | 739.1742 | 378.8299 | 100.3275 | 0 | 0 | 33.7046 | 62.5938 | 61.1838 | 61.7032 | 0 | 0 | 0 | 0 | 541.6523 | 1038.2305 | 1244.6265 | 1403.1273 | 0 | 0 | 0 | 0 | -0.42907 | -11.704 | -22.4749 | -45.4086 | 0 | 0 | 0 | 0 | -285.5329 | -528.4232 | -633.0352 | -680.2477 | 0.3979 | 0.26972 | 0.26972 | 0 | -113.6125 | -142.5261 | -170.7415 | 0
3 | 31 | 13 | 662.1953 | 656.3089 | 647.0081 | 736.4843 | 378.8299 | 100.3275 | 0 | 0 | 33.1204 | 63.1799 | 61.77 | 61.0005 | 0 | 0 | 0 | 0 | 546.932 | 1044.6721 | 1259.934 | 1416.3794 | 0 | 0 | 0 | 0 | -0.25275 | -11.9536 | -22.7392 | -48.6738 | 0 | 0 | 0 | 0 | -296.4343 | -539.9169 | -651.9568 | -692.2217 | 0.39853 | 0.26972 | 0.26972 | 0 | -118.1371 | -145.6262 | -175.845 | 0
3 | 31 | 14 | 653.9313 | 648.628 | 639.9287 | 728.7031 | 378.8299 | 100.3275 | 0 | 0 | 36.4512 | 62.4698 | 60.973 | 60.1615 | 0 | 0 | 0 | 0 | 577.4365 | 1059.5451 | 1271.907 | 1425.6567 | 0 | 0 | 0 | 0 | -0.37833 | -11.956 | -22.2133 | -31.5925 | 0 | 0 | 0 | 0 | -338.4079 | -561.7585 | -670.738 | -725.5226 | 0.39819 | 0.26972 | 0.26972 | 0 | -134.7493 | -151.5173 | -180.9106 | 0
3 | 31 | 15 | 642.1572 | 637.7442 | 630.042 | 718.0996 | 378.8299 | 100.3275 | 0 | 0 | 38.356 | 64.9825 | 63.3059 | 66.7581 | 0 | 0 | 0 | 0 | 616.4183 | 1093.4231 | 1310.7938 | 1460.228 | 0 | 0 | 0 | 0 | -0.34564 | -7.9899 | -12.5677 | -19.4683 | 0 | 0 | 0 | 0 | -391.1013 | -612.999 | -731.49 | -789.4182 | 0.40065 | 0.26972 | 0.26972 | 0 | -156.6941 | -165.3378 | -197.2966 | 0
3 | 31 | 16 | 628.4141 | 626.5656 | 621.7156 | 710.8451 | 378.8299 | 100.3275 | 0 | 0 | 39.9131 | 68.0609 | 65.837 | 74.8755 | 0 | 0 | 0 | 0 | 627.0687 | 1067.4575 | 1293.2432 | 1427.4317 | 0 | 0 | 0 | 0 | -0.25795 | -2.0904 | -3.4243 | -2.5063 | 0 | 0 | 0 | 0 | -417.1396 | -607.1898 | -733.9403 | -788.9558 | 0.40929 | 0.26149 | 0.26306 | 0.18532 | -170.732 | -158.7715 | -193.0707 | -146.2087
3 | 31 | 17 | 628.5335 | 630.2449 | 629.4707 | 723.4565 | 378.8299 | 100.3275 | 0 | 0 | 44.8827 | 71.4134 | 72.0682 | 78.5077 | 0 | 0 | 0 | 0 | 593.5761 | 945.8149 | 1160.8696 | 1281.2092 | 141.5984 | 151.5027 | 151.5027 | 151.5027 | -0.25811 | -0.333 | 0.7658 | 1.7562 | 0 | 0 | 0 | 0 | -530.0955 | -638.4805 | -755.7357 | -789.5193 | 0.40752 | 0.28291 | 0.38057 | 0.3842 | -216.0226 | -180.6336 | -287.6121 | -303.3323
3 | 31 | 18 | 642.5022 | 647.093 | 649.404 | 748.9163 | 378.8299 | 100.3275 | 0 | 0 | 51.7915 | 91.1797 | 86.8851 | 95.869 | 0 | 0 | 0 | 0 | 500.4432 | 675.1418 | 868.3622 | 965.1042 | 141.5984 | 151.5027 | 151.5027 | 151.5027 | 0.52928 | -0.43472 | -0.0055376 | 12.8365 | 0 | 0 | 0 | 0 | -430.6901 | -370.624 | -457.3405 | -476.3961 | 0.40644 | 0.41154 | 0.3922 | 0.38465 | -175.0507 | -152.5265 | -179.3707 | -183.2456
3 | 31 | 19 | 667.052 | 673.9074 | 678.65 | 784.6644 | 378.8299 | 100.3275 | 0 | 0 | 54.1227 | 99.2796 | 101.1656 | 102.2798 | 0 | 0 | 0 | 0 | 442.5957 | 498.73 | 669.4221 | 747.733 | 141.5984 | 151.5027 | 151.5027 | 151.5027 | 1.2104 | 3.5666 | -0.39377 | 27.9751 | 0 | 0 | 0 | 0 | -351.3051 | -179.499 | -243.0467 | -244.8261 | 0.41784 | 0.42049 | 0.40026 | 0.38866 | -146.7906 | -75.4781 | -97.2825 | -95.1542
3 | 31 | 20 | 699.2335 | 707.6619 | 714.2381 | 827.573 | 378.8299 | 100.3275 | 0 | 0 | 55.2844 | 103.8857 | 103.4985 | 110.1243 | 0 | 0 | 0 | 0 | 448.2972 | 508.9222 | 674.4339 | 745.0605 | 141.5984 | 151.5027 | 151.5027 | 151.5027 | 0.60013 | 9.6744 | 2.0282 | 19.181 | 0 | 0 | 0 | 0 | -325.3766 | -166.6506 | -217.2252 | -198.2955 | 0.41669 | 0.42192 | 0.40093 | 0.38937 | -135.5809 | -70.3139 | -87.0914 | -77.21
3 | 31 | 21 | 704.498 | 713.9579 | 721.8983 | 837.9912 | 378.8299 | 100.3275 | 0 | 0 | 55.3689 | 106.0807 | 107.4186 | 111.7586 | 0 | 0 | 0 | 0 | 457.3504 | 521.9798 | 697.0589 | 772.1667 | 141.5984 | 151.5027 | 151.5027 | 151.5027 | 0.19249 | 5.7133 | 6.3523 | 31.9483 | 0 | 0 | 0 | 0 | -328.8421 | -171.6461 | -240.4342 | -229.3851 | 0.40725 | 0.41222 | 0.39727 | 0.38658 | -133.9194 | -70.7564 | -95.517 | -88.6748
3 | 31 | 22 | 670.2518 | 680.174 | 688.9079 | 800.9598 | 378.8299 | 100.3275 | 0 | 0 | 53.355 | 114.0823 | 109.5172 | 113.4538 | 0 | 0 | 0 | 0 | 450.513 | 512.967 | 690.5936 | 780.2723 | 141.5984 | 151.5027 | 151.5027 | 151.5027 | 0.52055 | 3.3317 | 2.782 | 13.7845 | 0 | 0 | 0 | 0 | -354.565 | -202.0372 | -265.4876 | -258.0536 | 0.4092 | 0.40681 | 0.39436 | 0.38072 | -145.0888 | -82.1902 | -104.6982 | -98.2468
3 | 31 | 23 | 620.9909 | 630.6545 | 639.3329 | 743.924 | 378.8299 | 100.3275 | 0 | 0 | 46.9244 | 104.1878 | 102.2913 | 112.4574 | 0 | 0 | 0 | 0 | 441.5258 | 502.2308 | 675.0894 | 782.9277 | 0 | 0 | 0 | 0 | -0.096574 | 3.0874 | 6.6218 | 13.7252 | 0 | 0 | 0 | 0 | -246.1926 | -79.179 | -144.6696 | -165.1862 | 0.41443 | 0.40564 | 0.38939 | 0.37001 | -102.0289 | -32.1179 | -56.3328 | -61.1204
3 | 31 | 24 | 565.1441 | 572.141 | 577.971 | 670.6843 | 378.8299 | 100.3275 | 0 | 0 | 41.8679 | 96.5191 | 106.2689 | 105.3693 | 0 | 0 | 0 | 0 | 451.3679 | 506.2336 | 668.3469 | 791.5211 | 0 | 0 | 0 | 0 | -0.18067 | 3.2397 | 2.7159 | 4.1843 | 0 | 0 | 0 | 0 | -306.741 | -134.1788 | -199.3608 | -230.3905 | 0.41271 | 0.40699 | 0.38318 | 0.36432 | -126.5945 | -54.6094 | -76.3913 | -83.935
4 | 1 | 1 | 540.6885 | 546.0248 | 550.2681 | 637.7475 | 378.8299 | 100.3275 | 0 | 0 | 52.7815 | 118.0158 | 121.9336 | 121.3352 | 0 | 0 | 0 | 0 | 475.825 | 527.3205 | 675.7429 | 808.9544 | 0 | 0 | 0 | 0 | 0.19031 | 3.4435 | 5.5038 | 12.6882 | 0 | 0 | 0 | 0 | -366.9382 | -203.0824 | -252.9122 | -305.2303 | 0.4113 | 0.42149 | 0.41495 | 0.39673 | -150.9216 | -85.5972 | -104.9458 | -121.0953
4 | 1 | 2 | 507.1503 | 509.3389 | 510.0837 | 588.2771 | 378.8299 | 100.3275 | 0 | 0 | 50.8434 | 122.7317 | 119.3483 | 113.1844 | 0 | 0 | 0 | 0 | 443.0195 | 494.4474 | 636.433 | 771.5217 | 0 | 0 | 0 | 0 | 0.045839 | 2.1568 | 6.9202 | 4.4279 | 0 | 0 | 0 | 0 | -365.5883 | -210.3245 | -252.6177 | -300.857 | 0.41115 | 0.42158 | 0.41337 | 0.39654 | -150.3116 | -88.6678 | -104.4234 | -119.3006
4 | 1 | 3 | 487.5369 | 486.9415 | 484.5845 | 556.1334 | 378.8299 | 100.3275 | 0 | 0 | 49.6803 | 112.2233 | 109.8731 | 111.4868 | 0 | 0 | 0 | 0 | 414.4369 | 462.2326 | 599.0136 | 729.5071 | 0 | 0 | 0 | 0 | -0.065515 | 5.905 | 5.9714 | 0.31234 | 0 | 0 | 0 | 0 | -355.3446 | -193.7469 | -230.2736 | -285.1728 | 0.41121 | 0.42135 | 0.41593 | 0.39646 | -146.1199 | -81.6344 | -95.777 | -113.0604
4 | 1 | 4 | 478.9503 | 475.6921 | 470.2682 | 536.7886 | 378.8299 | 100.3275 | 0 | 0 | 51.541 | 112.8558 | 109.7107 | 110.2749 | 0 | 0 | 0 | 0 | 409.5863 | 452.3937 | 579.2894 | 707.2432 | 0 | 0 | 0 | 0 | 0.14468 | 5.558 | 4.4444 | -0.080094 | 0 | 0 | 0 | 0 | -361.1516 | -195.4428 | -223.1763 | -280.6495 | 0.41164 | 0.4221 | 0.41529 | 0.39674 | -148.6633 | -82.4955 | -92.6826 | -111.3438
4 | 1 | 5 | 476.8764 | 470.0177 | 460.2867 | 521.0632 | 378.8299 | 100.3275 | 0 | 0 | 54.903 | 105.8915 | 105.1902 | 109.0129 | 0 | 0 | 0 | 0 | 408.0331 | 447.0772 | 564.3807 | 688.4938 | 0 | 0 | 0 | 0 | 0.42902 | 7.9325 | 11.0016 | 2.1596 | 0 | 0 | 0 | 0 | -365.3186 | -191.211 | -220.2857 | -278.6032 | 0.41274 | 0.42228 | 0.41522 | 0.39874 | -150.7813 | -80.7449 | -91.4676 | -111.0915
4 | 1 | 6 | 482.7407 | 473.0585 | 459.9122 | 517.2616 | 378.8299 | 100.3275 | 0 | 0 | 54.8567 | 104.253 | 101.7782 | 105.5 | 0 | 0 | 0 | 0 | 394.91 | 438.7589 | 546.5888 | 671.6087 | 0 | 0 | 0 | 0 | 0.35946 | 7.0299 | 8.6276 | 17.791 | 0 | 0 | 0 | 0 | -346.2155 | -177.3107 | -197.0825 | -277.6381 | 0.41319 | 0.42246 | 0.41499 | 0.39779 | -143.0531 | -74.9069 | -81.7874 | -110.443
4 | 1 | 7 | 508.6539 | 496.648 | 480.6236 | 538.3011 | 378.8299 | 100.3275 | 0 | 0 | 51.1529 | 92.5608 | 85.8814 | 89.1232 | 0 | 0 | 0 | 0 | 397.5041 | 559.3612 | 653.4756 | 780.1472 | 0 | 0 | 0 | 0 | -0.32948 | 0.35395 | -0.96675 | -0.56545 | 0 | 0 | 0 | 0 | -318.5036 | -255.9555 | -257.7666 | -330.4038 | 0.41464 | 0.33736 | 0.33191 | 0.39149 | -132.065 | -86.3487 | -85.5541 | -129.3484
4 | 1 | 8 | 541.3294 | 529.0615 | 512.6003 | 574.7008 | 378.8299 | 100.3275 | 0 | 0 | 44.6596 | 79.4935 | 81.016 | 81.1693 | 0 | 0 | 0 | 0 | 433.5257 | 726.4893 | 807.8556 | 938.0941 | 0 | 0 | 0 | 0 | -0.32629 | -4.0418 | -7.4247 | 19.8047 | 0 | 0 | 0 | 0 | -315.3595 | -373.207 | -368.8465 | -464.3672 | 0.41395 | 0.28029 | 0.32029 | 0.31141 | -130.5418 | -104.6075 | -118.1371 | -144.608
4 | 1 | 9 | 585.0759 | 574.1349 | 559.0853 | 629.6053 | 378.8299 | 100.3275 | 0 | 0 | 40.2445 | 77.9855 | 77.8127 | 78.0814 | 0 | 0 | 0 | 0 | 484.5393 | 866.1345 | 960.6304 | 1108.4966 | 0 | 0 | 0 | 0 | -0.2609 | -4.6652 | -9.1077 | -40.3656 | 0 | 0 | 0 | 0 | -318.2769 | -465.6473 | -470.2501 | -516.6071 | 0.39087 | 0 | 0.0068178 | 0 | -124.4052 | 0 | -3.2061 | 0
4 | 1 | 10 | 619.982 | 610.101 | 596.2796 | 673.8037 | 378.8299 | 100.3275 | 0 | 0 | 38.0143 | 73.6754 | 76.4973 | 69.7854 | 0 | 0 | 0 | 0 | 518.3312 | 971.1728 | 1104.6901 | 1260.5871 | 0 | 0 | 0 | 0 | -0.57256 | -9.837 | -12.9684 | -42.5481 | 0 | 0 | 0 | 0 | -314.6209 | -525.2377 | -571.9394 | -614.0207 | 0.39163 | 0 | 0 | 0 | -123.2137 | 0 | 0 | 0
4 | 1 | 11 | 642.7444 | 634.0643 | 621.638 | 704.4522 | 378.8299 | 100.3275 | 0 | 0 | 38.0515 | 74.9813 | 75.0921 | 71.6265 | 0 | 0 | 0 | 0 | 550.0717 | 1013.4737 | 1161.5179 | 1321.221 | 0 | 0 | 0 | 0 | -0.66153 | -10.3042 | -19.1231 | -43.9302 | 0 | 0 | 0 | 0 | -323.5472 | -544.4139 | -595.8488 | -644.465 | 0.38888 | 0 | 0 | 0 | -125.8218 | 0 | 0 | 0
4 | 1 | 12 | 654.2884 | 646.6523 | 635.4085 | 721.4313 | 378.8299 | 100.3275 | 0 | 0 | 37.4132 | 72.1984 | 75.3573 | 67.9292 | 0 | 0 | 0 | 0 | 563.8651 | 1055.7807 | 1232.9685 | 1397.5958 | 0 | 0 | 0 | 0 | -0.70991 | -10.6083 | -23.4928 | -43.5696 | 0 | 0 | 0 | 0 | -325.11 | -571.046 | -649.4244 | -700.524 | 0.38632 | 0 | 0 | 0 | -125.5955 | 0 | 0 | 0
4 | 1 | 13 | 662.1391 | 656.2861 | 647.0259 | 736.551 | 378.8299 | 100.3275 | 0 | 0 | 35.793 | 75.0829 | 75.2907 | 67.9298 | 0 | 0 | 0 | 0 | 561.4429 | 1061.9513 | 1254.4081 | 1418.2896 | 0 | 0 | 0 | 0 | -0.66208 | -10.35 | -23.0023 | -46.1859 | 0 | 0 | 0 | 0 | -313.2647 | -570.7256 | -659.6706 | -703.4824 | 0.38495 | 0 | 0 | 0 | -120.592 | 0 | 0 | 0
4 | 1 | 14 | 662.9749 | 658.4011 | 650.5933 | 741.9543 | 378.8299 | 100.3275 | 0 | 0 | 36.6334 | 75.4877 | 75.4339 | 67.9292 | 0 | 0 | 0 | 0 | 615.1115 | 1122.4156 | 1326.255 | 1483.1638 | 0 | 0 | 0 | 0 | -0.63081 | -10.3456 | -21.3842 | -35.9178 | 0 | 0 | 0 | 0 | -366.9691 | -629.4841 | -729.7114 | -773.2208 | 0.38305 | 0 | 0 | 0 | -140.5663 | 0 | 0 | 0
4 | 1 | 15 | 658.4094 | 655.2063 | 648.9825 | 741.5243 | 378.8299 | 100.3275 | 0 | 0 | 37.0523 | 75.3719 | 76.4565 | 67.9417 | 0 | 0 | 0 | 0 | 679.7659 | 1162.1957 | 1359.9038 | 1505.801 | 0 | 0 | 0 | 0 | -0.43103 | -9.8894 | -18.595 | -33.2253 | 0 | 0 | 0 | 0 | -436.8077 | -672.7994 | -768.7828 | -798.9931 | 0.38528 | 0 | 0 | 0 | -168.2945 | 0 | 0 | 0
4 | 1 | 16 | 659.7701 | 659.6713 | 656.9486 | 753.7737 | 378.8299 | 100.3275 | 0 | 0 | 39.7345 | 79.5339 | 79.8176 | 72.5422 | 0 | 0 | 0 | 0 | 696.0888 | 1140.236 | 1348.4662 | 1471.9053 | 0 | 0 | 0 | 0 | -0.12326 | -5.2803 | -3.0915 | -20.8877 | 0 | 0 | 0 | 0 | -454.7598 | -655.1457 | -768.2437 | -769.7861 | 0.41156 | 0 | 0.007326 | 0 | -187.1592 | 0 | -5.6281 | 0
4 | 1 | 17 | 667.633 | 671.0589 | 672.3562 | 775.1712 | 378.8299 | 100.3275 | 0 | 0 | 43.7579 | 79.751 | 81.4241 | 83.2284 | 0 | 0 | 0 | 0 | 660.69 | 1009.6727 | 1225.8058 | 1346.5306 | 141.5984 | 151.5027 | 151.5027 | 151.5027 | -0.19283 | -0.63158 | -0.46855 | 12.9955 | 0 | 0 | 0 | 0 | -557.0504 | -669.5635 | -785.9078 | -819.0861 | 0.40997 | 0.23762 | 0.31375 | 0.26988 | -228.3752 | -159.1015 | -246.5754 | -221.0589
4 | 1 | 18 | 677.253 | 684.2965 | 689.6131 | 798.5193 | 378.8299 | 100.3275 | 0 | 0 | 50.5723 | 93.5916 | 84.9533 | 101.6129 | 0 | 0 | 0 | 0 | 583.3637 | 795.7619 | 996.0505 | 1099.7074 | 141.5984 | 151.5027 | 151.5027 | 151.5027 | -0.15214 | -1.4889 | -1.4269 | 4.6111 | 0 | 0 | 0 | 0 | -476.9591 | -455.3983 | -541.4665 | -558.9149 | 0.41329 | 0.42469 | 0.41897 | 0.40593 | -197.1212 | -193.4044 | -226.8565 | -226.8793
4 | 1 | 19 | 689.193 | 697.7534 | 704.5938 | 816.8413 | 378.8299 | 100.3275 | 0 | 0 | 55.7775 | 106.6438 | 103.1691 | 110.358 | 0 | 0 | 0 | 0 | 580.3797 | 674.6665 | 845.296 | 962.4909 | 141.5984 | 151.5027 | 151.5027 | 151.5027 | 0.15269 | 3.3839 | 14.4669 | 22.751 | 0 | 0 | 0 | 0 | -467.5451 | -338.771 | -409.8409 | -430.2612 | 0.4157 | 0.42239 | 0.41303 | 0.40197 | -194.3568 | -143.0928 | -169.2754 | -172.95
4 | 1 | 20 | 721.8305 | 732.6975 | 742.2867 | 863.1356 | 378.8299 | 100.3275 | 0 | 0 | 55.2235 | 110.0592 | 110.3027 | 115.2777 | 0 | 0 | 0 | 0 | 570.8423 | 662.7061 | 832.5784 | 952.1384 | 141.5984 | 151.5027 | 151.5027 | 151.5027 | 0.55872 | 4.5315 | 10.168 | 42.9725 | 0 | 0 | 0 | 0 | -425.2224 | -296.4296 | -362.2652 | -398.7557 | 0.42087 | 0.43174 | 0.42154 | 0.40469 | -178.9654 | -127.9815 | -152.7078 | -161.371
4 | 1 | 21 | 760.5004 | 773.6229 | 786.0424 | 916.783 | 378.8299 | 100.3275 | 0 | 0 | 56.4528 | 113.7044 | 114.2079 | 118.9864 | 0 | 0 | 0 | 0 | 509.5345 | 604.0775 | 781.5513 | 893.0879 | 141.5984 | 151.5027 | 151.5027 | 151.5027 | 0.63811 | 6.3914 | 2.2958 | 16.4187 | 0 | 0 | 0 | 0 | -326.5532 | -202.3805 | -263.5153 | -263.2127 | 0.41808 | 0.42369 | 0.41303 | 0.4036 | -136.5257 | -85.7462 | -108.8408 | -106.2338
4 | 1 | 22 | 722.4304 | 736.0441 | 749.297 | 875.453 | 378.8299 | 100.3275 | 0 | 0 | 57.1063 | 113.2055 | 118.842 | 122.7664 | 0 | 0 | 0 | 0 | 455.3317 | 550.1928 | 726.6889 | 824.3749 | 141.5984 | 151.5027 | 151.5027 | 151.5027 | 0.53286 | 3.3308 | 4.8695 | 20.3937 | 0 | 0 | 0 | 0 | -310.9687 | -182.5152 | -252.6061 | -243.5847 | 0.41431 | 0.4215 | 0.41126 | 0.40084 | -128.8368 | -76.9299 | -103.8863 | -97.638
4 | 1 | 23 | 652.0884 | 664.7743 | 677.1734 | 791.5322 | 378.8299 | 100.3275 | 0 | 0 | 55.8736 | 120.0569 | 120.3406 | 125.197 | 0 | 0 | 0 | 0 | 427.9761 | 524.6075 | 689.6664 | 781.2008 | 0 | 0 | 0 | 0 | 0.32435 | 4.0741 | 16.4795 | 15.2587 | 0 | 0 | 0 | 0 | -210.9156 | -84.2916 | -149.313 | -130.1243 | 0.41263 | 0.42045 | 0.41146 | 0.39726 | -87.031 | -35.4407 | -61.4357 | -51.6932
4 | 1 | 24 | 577.8759 | 586.6754 | 594.7339 | 692.3794 | 378.8299 | 100.3275 | 0 | 0 | 53.872 | 113.0467 | 122.6726 | 120.1228 | 0 | 0 | 0 | 0 | 407.9178 | 503.1369 | 655.925 | 755.3065 | 0 | 0 | 0 | 0 | 0.38972 | 1.7328 | 6.2472 | 13.2509 | 0 | 0 | 0 | 0 | -263.1335 | -131.5685 | -190.1109 | -196.3008 | 0.41183 | 0.4219 | 0.41161 | 0.39624 | -108.3651 | -55.5084 | -78.2511 | -77.7824
4 | 2 | 1 | 527.7546 | 532.7236 | 536.5315 | 621.4239 | 378.8299 | 100.3275 | 0 | 0 | 52.7815 | 118.0158 | 121.9336 | 121.3352 | 0 | 0 | 0 | 0 | 412.7631 | 505.1709 | 634.5157 | 738.8809 | 0 | 0 | 0 | 0 | 0.19031 | 3.4435 | 5.5038 | 12.6882 | 0 | 0 | 0 | 0 | -316.8103 | -194.234 | -225.4216 | -251.4804 | 0.4113 | 0.42149 | 0.41495 | 0.39673 | -130.304 | -81.8677 | -93.5386 | -99.7708
4 | 2 | 2 | 498.8891 | 500.8417 | 501.3067 | 577.8457 | 378.8299 | 100.3275 | 0 | 0 | 50.8434 | 122.7317 | 119.3483 | 113.1844 | 0 | 0 | 0 | 0 | 426.7895 | 514.9294 | 632.7802 | 739.2654 | 0 | 0 | 0 | 0 | 0.045839 | 2.1568 | 6.9202 | 4.4279 | 0 | 0 | 0 | 0 | -357.6195 | -239.3037 | -257.7418 | -279.032 | 0.41115 | 0.42158 | 0.41337 | 0.39654 | -147.0353 | -100.8848 | -106.5416 | -110.6462
4 | 2 | 3 | 483.8988 | 483.202 | 480.7249 | 551.549 | 378.8299 | 100.3275 | 0 | 0 | 49.6803 | 112.2233 | 109.8731 | 111.4868 | 0 | 0 | 0 | 0 | 441.9651 | 519.3431 | 627.8548 | 738.0255 | 0 | 0 | 0 | 0 | -0.065515 | 5.905 | 5.9714 | 0.31234 | 0 | 0 | 0 | 0 | -386.511 | -254.5969 | -262.9744 | -298.2756 | 0.41121 | 0.42135 | 0.41593 | 0.39646 | -158.9357 | -107.2733 | -109.3781 | -118.2551
4 | 2 | 4 | 482.7358 | 479.5975 | 474.3166 | 541.6121 | 378.8299 | 100.3275 | 0 | 0 | 51.541 | 112.8558 | 109.7107 | 110.2749 | 0 | 0 | 0 | 0 | 419.6172 | 487.2804 | 584.8484 | 706.4629 | 0 | 0 | 0 | 0 | 0.14468 | 5.558 | 4.4444 | -0.080094 | 0 | 0 | 0 | 0 | -367.3971 | -226.4241 | -224.6869 | -275.0456 | 0.41164 | 0.4221 | 0.41529 | 0.39674 | -151.2342 | -95.5726 | -93.3099 | -109.1205
4 | 2 | 5 | 492.8098 | 486.4391 | 477.2884 | 541.3031 | 378.8299 | 100.3275 | 0 | 0 | 54.903 | 105.8915 | 105.1902 | 109.0129 | 0 | 0 | 0 | 0 | 422.3593 | 479.7868 | 566.9219 | 691.4476 | 0 | 0 | 0 | 0 | 0.42902 | 7.9325 | 11.0016 | 2.1596 | 0 | 0 | 0 | 0 | -363.7114 | -207.4992 | -205.8253 | -261.317 | 0.41274 | 0.42228 | 0.41522 | 0.39874 | -150.1179 | -87.6231 | -85.4633 | -104.1987
4 | 2 | 6 | 529.2997 | 521.0078 | 509.513 | 576.2732 | 378.8299 | 100.3275 | 0 | 0 | 54.8567 | 104.253 | 101.7782 | 105.5 | 0 | 0 | 0 | 0 | 456.7722 | 503.1921 | 583.1941 | 723.2654 | 0 | 0 | 0 | 0 | 0.35946 | 7.0299 | 8.6276 | 17.791 | 0 | 0 | 0 | 0 | -361.5186 | -193.7947 | -184.0869 | -270.2831 | 0.41319 | 0.42246 | 0.41499 | 0.39779 | -149.3763 | -81.8707 | -76.3943 | -107.5172
4 | 2 | 7 | 608.7044 | 599.6148 | 587.0509 | 664.8484 | 378.8299 | 100.3275 | 0 | 0 | 51.1529 | 92.5608 | 85.8814 | 89.1232 | 0 | 0 | 0 | 0 | 484.5079 | 628.6677 | 733.8123 | 875.6104 | 0 | 0 | 0 | 0 | -0.32948 | 0.35395 | -0.96675 | -0.56545 | 0 | 0 | 0 | 0 | -305.4568 | -222.2952 | -231.676 | -299.3197 | 0.41464 | 0.33736 | 0.33191 | 0.39149 | -126.6553 | -74.9931 | -76.8945 | -117.1794
4 | 2 | 8 | 668.1854 | 659.5791 | 647.4604 | 735.0192 | 378.8299 | 100.3275 | 0 | 0 | 44.6596 | 79.4935 | 81.016 | 81.1693 | 0 | 0 | 0 | 0 | 530.4776 | 825.8196 | 949.4105 | 1092.9732 | 0 | 0 | 0 | 0 | -0.32629 | -4.0418 | -7.4247 | 19.8047 | 0 | 0 | 0 | 0 | -285.4554 | -342.0197 | -375.5413 | -458.928 | 0.41395 | 0.28029 | 0.32029 | 0.31141 | -118.1631 | -95.8659 | -120.2814 | -142.9142
4 | 2 | 9 | 703.7199 | 696.2084 | 685.2264 | 779.5638 | 378.8299 | 100.3275 | 0 | 0 | 40.2445 | 77.9855 | 77.8127 | 78.0814 | 0 | 0 | 0 | 0 | 641.8058 | 1048.9805 | 1198.6117 | 1362.1202 | 0 | 0 | 0 | 0 | -0.2609 | -4.6652 | -9.1077 | -40.3656 | 0 | 0 | 0 | 0 | -356.8994 | -526.4199 | -582.0903 | -620.2723 | 0.39087 | 0 | 0.0068178 | 0 | -139.5017 | 0 | -3.9686 | 0
4 | 2 | 10 | 735.0361 | 728.4866 | 718.617 | 819.2463 | 378.8299 | 100.3275 | 0 | 0 | 38.0143 | 73.6754 | 76.4973 | 69.7854 | 0 | 0 | 0 | 0 | 692.9208 | 1183.4975 | 1347.0466 | 1525.0369 | 0 | 0 | 0 | 0 | -0.57256 | -9.837 | -12.9684 | -42.5481 | 0 | 0 | 0 | 0 | -374.1564 | -619.1767 | -691.9585 | -733.0279 | 0.39163 | 0 | 0 | 0 | -146.5294 | 0 | 0 | 0
4 | 2 | 11 | 760.884 | 755.6193 | 747.2439 | 853.7748 | 378.8299 | 100.3275 | 0 | 0 | 38.0515 | 74.9813 | 75.0921 | 71.6265 | 0 | 0 | 0 | 0 | 724.8764 | 1259.9499 | 1432.7533 | 1623.2801 | 0 | 0 | 0 | 0 | -0.66153 | -10.3042 | -19.1231 | -43.9302 | 0 | 0 | 0 | 0 | -380.2123 | -669.3352 | -741.4784 | -797.2016 | 0.38888 | 0 | 0 | 0 | -147.8578 | 0 | 0 | 0
4 | 2 | 12 | 770.6961 | 766.426 | 759.1745 | 868.5675 | 378.8299 | 100.3275 | 0 | 0 | 37.4132 | 72.1984 | 75.3573 | 67.9292 | 0 | 0 | 0 | 0 | 704.5597 | 1251.018 | 1428.327 | 1630.8298 | 0 | 0 | 0 | 0 | -0.70991 | -10.6083 | -23.4928 | -43.5696 | 0 | 0 | 0 | 0 | -349.3968 | -646.5096 | -721.0169 | -786.6219 | 0.38632 | 0 | 0 | 0 | -134.9779 | 0 | 0 | 0
4 | 2 | 13 | 777.8927 | 775.393 | 770.1104 | 882.8833 | 378.8299 | 100.3275 | 0 | 0 | 35.793 | 75.0829 | 75.2907 | 67.9298 | 0 | 0 | 0 | 0 | 669.115 | 1210.8206 | 1385.6636 | 1591.1597 | 0 | 0 | 0 | 0 | -0.66208 | -10.35 | -23.0023 | -46.1859 | 0 | 0 | 0 | 0 | -305.1832 | -600.488 | -667.8415 | -730.0202 | 0.38495 | 0 | 0 | 0 | -117.4809 | 0 | 0 | 0
4 | 2 | 14 | 783.0403 | 781.938 | 778.2478 | 893.7129 | 378.8299 | 100.3275 | 0 | 0 | 36.6334 | 75.4877 | 75.4339 | 67.9292 | 0 | 0 | 0 | 0 | 677.4903 | 1199.6883 | 1377.5459 | 1594.0033 | 0 | 0 | 0 | 0 | -0.63081 | -10.3456 | -21.3842 | -35.9178 | 0 | 0 | 0 | 0 | -309.2825 | -583.2198 | -653.3478 | -732.3017 | 0.38305 | 0 | 0 | 0 | -118.4696 | 0 | 0 | 0
4 | 2 | 15 | 776.7676 | 776.9834 | 774.8144 | 891.1129 | 378.8299 | 100.3275 | 0 | 0 | 37.0523 | 75.3719 | 76.4565 | 67.9417 | 0 | 0 | 0 | 0 | 650.8694 | 1134.139 | 1308.0995 | 1523.1709 | 0 | 0 | 0 | 0 | -0.43103 | -9.8894 | -18.595 | -33.2253 | 0 | 0 | 0 | 0 | -289.553 | -522.9656 | -591.1465 | -666.7745 | 0.38528 | 0 | 0 | 0 | -111.5598 | 0 | 0 | 0
4 | 2 | 16 | 775.0634 | 778.2849 | 779.4996 | 899.4515 | 378.8299 | 100.3275 | 0 | 0 | 39.7345 | 79.5339 | 79.8176 | 72.5422 | 0 | 0 | 0 | 0 | 584.1978 | 1014.1128 | 1181.5611 | 1393.4108 | 0 | 0 | 0 | 0 | -0.12326 | -5.2803 | -3.0915 | -20.8877 | 0 | 0 | 0 | 0 | -227.5755 | -410.409 | -478.7876 | -545.6137 | 0.41156 | 0 | 0.007326 | 0 | -93.6601 | 0 | -3.5076 | 0
4 | 2 | 17 | 771.2887 | 777.6936 | 782.5233 | 906.1219 | 378.8299 | 100.3275 | 0 | 0 | 43.7579 | 79.751 | 81.4241 | 83.2284 | 0 | 0 | 0 | 0 | 499.4851 | 811.9618 | 947.3685 | 1137.5459 | 141.5984 | 151.5027 | 151.5027 | 151.5027 | -0.19283 | -0.63158 | -0.46855 | 12.9955 | 0 | 0 | 0 | 0 | -292.1897 | -365.2178 | -397.3035 | -479.1506 | 0.40997 | 0.23762 | 0.31375 | 0.26988 | -119.7897 | -86.783 | -124.6524 | -129.3155
4 | 2 | 18 | 762.5801 | 772.0784 | 780.3059 | 906.3243 | 378.8299 | 100.3275 | 0 | 0 | 50.5723 | 93.5916 | 84.9533 | 101.6129 | 0 | 0 | 0 | 0 | 440.7485 | 616.4299 | 722.585 | 895.77 | 141.5984 | 151.5027 | 151.5027 | 151.5027 | -0.15214 | -1.4889 | -1.4269 | 4.6111 | 0 | 0 | 0 | 0 | -249.0168 | -188.2844 | -177.3082 | -247.1725 | 0.41329 | 0.42469 | 0.41897 | 0.40593 | -102.9155 | -79.963 | -74.2863 | -100.3343
4 | 2 | 19 | 751.6191 | 761.9879 | 770.9734 | 895.7585 | 378.8299 | 100.3275 | 0 | 0 | 55.7775 | 106.6438 | 103.1691 | 110.358 | 0 | 0 | 0 | 0 | 453.168 | 522.2604 | 604.1562 | 772.7028 | 141.5984 | 151.5027 | 151.5027 | 151.5027 | 0.15269 | 3.3839 | 14.4669 | 22.751 | 0 | 0 | 0 | 0 | -277.9073 | -122.1304 | -102.3214 | -161.556 | 0.4157 | 0.42239 | 0.41303 | 0.40197 | -115.5251 | -51.5864 | -42.2615 | -64.9399
4 | 2 | 20 | 771.4876 | 783.7983 | 795.1002 | 925.9297 | 378.8299 | 100.3275 | 0 | 0 | 55.2235 | 110.0592 | 110.3027 | 115.2777 | 0 | 0 | 0 | 0 | 422.2979 | 490.0194 | 566.929 | 734.2727 | 141.5984 | 151.5027 | 151.5027 | 151.5027 | 0.55872 | 4.5315 | 10.168 | 42.9725 | 0 | 0 | 0 | 0 | -227.0208 | -72.6421 | -43.8022 | -118.0959 | 0.42087 | 0.43174 | 0.42154 | 0.40469 | -95.5474 | -31.3627 | -18.4642 | -47.7918
4 | 2 | 21 | 806.4168 | 820.8675 | 834.8624 | 974.8219 | 378.8299 | 100.3275 | 0 | 0 | 56.4528 | 113.7044 | 114.2079 | 118.9864 | 0 | 0 | 0 | 0 | 390.7462 | 457.8716 | 526.1955 | 699.0314 | 141.5984 | 151.5027 | 151.5027 | 151.5027 | 0.63811 | 6.3914 | 2.2958 | 16.4187 | 0 | 0 | 0 | 0 | -161.8486 | -8.93 | 40.6605 | -11.1173 | 0.41808 | 0.42369 | 0.41303 | 0.4036 | -67.6658 | -3.7835 | 16.7941 | -4.487
4 | 2 | 22 | 753.7182 | 768.2426 | 782.576 | 915.022 | 378.8299 | 100.3275 | 0 | 0 | 57.1063 | 113.2055 | 118.842 | 122.7664 | 0 | 0 | 0 | 0 | 321.1472 | 388.3878 | 452.824 | 627.6181 | 141.5984 | 151.5027 | 151.5027 | 151.5027 | 0.53286 | 3.3308 | 4.8695 | 20.3937 | 0 | 0 | 0 | 0 | -145.4965 | 11.4883 | 54.5378 | -7.2588 | 0.41431 | 0.4215 | 0.41126 | 0.40084 | -60.2803 | 4.8423 | 22.4291 | -2.9096
4 | 2 | 23 | 671.5898 | 684.8499 | 697.9305 | 816.2193 | 378.8299 | 100.3275 | 0 | 0 | 55.8736 | 120.0569 | 120.3406 | 125.197 | 0 | 0 | 0 | 0 | 253.9109 | 317.1528 | 383.4899 | 550.791 | 0 | 0 | 0 | 0 | 0.32435 | 4.0741 | 16.4795 | 15.2587 | 0 | 0 | 0 | 0 | -17.3491 | 143.2385 | 177.6206 | 124.9726 | 0.41263 | 0.42045 | 0.41146 | 0.39726 | -7.1588 | 60.2251 | 73.083 | 49.6467
4 | 2 | 24 | 594.1552 | 603.437 | 612.0681 | 712.9986 | 378.8299 | 100.3275 | 0 | 0 | 53.872 | 113.0467 | 122.6726 | 120.1228 | 0 | 0 | 0 | 0 | 240.3556 | 294.7665 | 362.026 | 516.8124 | 0 | 0 | 0 | 0 | 0.38972 | 1.7328 | 6.2472 | 13.2509 | 0 | 0 | 0 | 0 | -79.2921 | 93.5635 | 121.1223 | 62.8125 | 0.41183 | 0.4219 | 0.41161 | 0.39624 | -32.6545 | 39.4742 | 49.8549 | 24.8889
4 | 3 | 1 | 539.7707 | 545.1023 | 549.3413 | 636.668 | 378.8299 | 100.3275 | 0 | 0 | 52.7815 | 118.0158 | 121.9336 | 121.3352 | 0 | 0 | 0 | 0 | 229.0811 | 273.0665 | 341.9269 | 479.9093 | 0 | 0 | 0 | 0 | 0.19031 | 3.4435 | 5.5038 | 12.6882 | 0 | 0 | 0 | 0 | -121.1122 | 50.2491 | 79.9769 | 22.7353 | 0.4113 | 0.42149 | 0.41495 | 0.39673 | -49.8134 | 21.1795 | 33.1864 | 9.0199
4 | 3 | 2 | 508.6591 | 510.9061 | 511.7211 | 590.2388 | 378.8299 | 100.3275 | 0 | 0 | 50.8434 | 122.7317 | 119.3483 | 113.1844 | 0 | 0 | 0 | 0 | 221.5022 | 254.258 | 324.094 | 441.9554 | 0 | 0 | 0 | 0 | 0.045839 | 2.1568 | 6.9202 | 4.4279 | 0 | 0 | 0 | 0 | -142.5622 | 31.4322 | 61.3587 | 30.6711 | 0.41115 | 0.42158 | 0.41337 | 0.39654 | -58.6145 | 13.2511 | 25.3636 | 12.1622
4 | 3 | 3 | 492.9446 | 492.5245 | 490.3765 | 563.0385 | 378.8299 | 100.3275 | 0 | 0 | 49.6803 | 112.2233 | 109.8731 | 111.4868 | 0 | 0 | 0 | 0 | 204.6818 | 225.5168 | 294.8733 | 404.7367 | 0 | 0 | 0 | 0 | -0.065515 | 5.905 | 5.9714 | 0.31234 | 0 | 0 | 0 | 0 | -140.1819 | 48.5519 | 79.6587 | 46.5026 | 0.41121 | 0.42135 | 0.41593 | 0.39646 | -57.6437 | 20.4571 | 33.1322 | 18.4366
4 | 3 | 4 | 488.8473 | 485.9011 | 480.8487 | 549.3933 | 378.8299 | 100.3275 | 0 | 0 | 51.541 | 112.8558 | 109.7107 | 110.2749 | 0 | 0 | 0 | 0 | 187.5761 | 199.0131 | 266.107 | 370.4022 | 0 | 0 | 0 | 0 | 0.14468 | 5.558 | 4.4444 | -0.080094 | 0 | 0 | 0 | 0 | -129.2444 | 68.1468 | 100.5866 | 68.7963 | 0.41164 | 0.4221 | 0.41529 | 0.39674 | -53.2018 | 28.7645 | 41.7725 | 27.294
4 | 3 | 5 | 496.7204 | 490.4734 | 481.47 | 546.2852 | 378.8299 | 100.3275 | 0 | 0 | 54.903 | 105.8915 | 105.1902 | 109.0129 | 0 | 0 | 0 | 0 | 157.7836 | 163.4773 | 226.8919 | 322.7419 | 0 | 0 | 0 | 0 | 0.42902 | 7.9325 | 11.0016 | 2.1596 | 0 | 0 | 0 | 0 | -95.2251 | 112.8446 | 138.3864 | 112.3707 | 0.41274 | 0.42228 | 0.41522 | 0.39874 | -39.3031 | 47.6522 | 57.4612 | 44.8072
4 | 3 | 6 | 531.1289 | 522.9021 | 511.4852 | 578.6303 | 378.8299 | 100.3275 | 0 | 0 | 54.8567 | 104.253 | 101.7782 | 105.5 | 0 | 0 | 0 | 0 | 129.8903 | 136.5308 | 190.0323 | 272.9785 | 0 | 0 | 0 | 0 | 0.35946 | 7.0299 | 8.6276 | 17.791 | 0 | 0 | 0 | 0 | -32.8074 | 174.761 | 211.047 | 182.3608 | 0.41319 | 0.42246 | 0.41499 | 0.39779 | -13.5557 | 73.8297 | 87.5825 | 72.5422
4 | 3 | 7 | 611.917 | 602.9239 | 590.4747 | 668.9224 | 378.8299 | 100.3275 | 0 | 0 | 51.1529 | 92.5608 | 85.8814 | 89.1232 | 0 | 0 | 0 | 0 | 141.9596 | 299.8639 | 355.6076 | 429.9435 | 0 | 0 | 0 | 0 | -0.32948 | 0.35395 | -0.96675 | -0.56545 | 0 | 0 | 0 | 0 | 40.304 | 109.8177 | 149.9524 | 150.4212 | 0.41464 | 0.33736 | 0.33191 | 0.39149 | 16.7117 | 37.0479 | 49.77 | 58.8878
4 | 3 | 8 | 670.3407 | 661.7983 | 649.7556 | 737.7494 | 378.8299 | 100.3275 | 0 | 0 | 44.6596 | 79.4935 | 81.016 | 81.1693 | 0 | 0 | 0 | 0 | 187.741 | 512.849 | 599.6651 | 679.8319 | 0 | 0 | 0 | 0 | -0.32629 | -4.0418 | -7.4247 | 19.8047 | 0 | 0 | 0 | 0 | 59.4365 | -26.8299 | -23.5008 | -43.0565 | 0.41395 | 0.28029 | 0.32029 | 0.31141 | 24.6035 | -7.5203 | -7.527 | -13.4082
4 | 3 | 9 | 697.9551 | 690.2823 | 679.1095 | 772.2974 | 378.8299 | 100.3275 | 0 | 0 | 40.2445 | 77.9855 | 77.8127 | 78.0814 | 0 | 0 | 0 | 0 | 252.9438 | 678.6324 | 786.0293 | 880.5257 | 0 | 0 | 0 | 0 | -0.2609 | -4.6652 | -9.1077 | -40.3656 | 0 | 0 | 0 | 0 | 26.1977 | -161.9978 | -175.6248 | -145.9441 | 0.39087 | 0 | 0.0068178 | 0 | 10.2399 | 0 | -1.1974 | 0
4 | 3 | 10 | 721.9572 | 715.0412 | 704.7374 | 802.7577 | 378.8299 | 100.3275 | 0 | 0 | 38.0143 | 73.6754 | 76.4973 | 69.7854 | 0 | 0 | 0 | 0 | 307.4163 | 795.2178 | 915.3149 | 1017.8941 | 0 | 0 | 0 | 0 | -0.57256 | -9.837 | -12.9684 | -42.5481 | 0 | 0 | 0 | 0 | -1.7307 | -244.3425 | -274.1063 | -242.3736 | 0.39163 | 0 | 0 | 0 | -0.6778 | 0 | 0 | 0
4 | 3 | 11 | 741.0486 | 735.2308 | 726.2005 | 828.7789 | 378.8299 | 100.3275 | 0 | 0 | 38.0515 | 74.9813 | 75.0921 | 71.6265 | 0 | 0 | 0 | 0 | 342.795 | 857.3932 | 985.403 | 1093.4088 | 0 | 0 | 0 | 0 | -0.66153 | -10.3042 | -19.1231 | -43.9302 | 0 | 0 | 0 | 0 | -17.9664 | -287.1669 | -315.1715 | -292.3262 | 0.38888 | 0 | 0 | 0 | -6.9868 | 0 | 0 | 0
4 | 3 | 12 | 752.3697 | 747.5946 | 739.7456 | 845.4954 | 378.8299 | 100.3275 | 0 | 0 | 37.4132 | 72.1984 | 75.3573 | 67.9292 | 0 | 0 | 0 | 0 | 354.9266 | 873.6048 | 1002.1316 | 1112.3398 | 0 | 0 | 0 | 0 | -0.70991 | -10.6083 | -23.4928 | -43.5696 | 0 | 0 | 0 | 0 | -18.0901 | -287.9278 | -314.2504 | -291.2039 | 0.38632 | 0 | 0 | 0 | -6.9885 | 0 | 0 | 0
4 | 3 | 13 | 761.2724 | 758.3163 | 752.4938 | 861.965 | 378.8299 | 100.3275 | 0 | 0 | 35.793 | 75.0829 | 75.2907 | 67.9298 | 0 | 0 | 0 | 0 | 349.457 | 863.4638 | 996.1656 | 1104.2714 | 0 | 0 | 0 | 0 | -0.66208 | -10.35 | -23.0023 | -46.1859 | 0 | 0 | 0 | 0 | -2.1454 | -270.2079 | -295.9601 | -264.0502 | 0.38495 | 0 | 0 | 0 | -0.82589 | 0 | 0 | 0
4 | 3 | 14 | 764.2778 | 762.6604 | 758.3607 | 870.0987 | 378.8299 | 100.3275 | 0 | 0 | 36.6334 | 75.4877 | 75.4339 | 67.9292 | 0 | 0 | 0 | 0 | 335.228 | 834.9814 | 965.6514 | 1068.3229 | 0 | 0 | 0 | 0 | -0.63081 | -10.3456 | -21.3842 | -35.9178 | 0 | 0 | 0 | 0 | 14.2172 | -237.7906 | -261.3403 | -230.2355 | 0.38305 | 0 | 0 | 0 | 5.4459 | 0 | 0 | 0
4 | 3 | 15 | 761.3349 | 761.1287 | 758.4605 | 871.6957 | 378.8299 | 100.3275 | 0 | 0 | 37.0523 | 75.3719 | 76.4565 | 67.9417 | 0 | 0 | 0 | 0 | 310.451 | 795.9477 | 929.1558 | 1024.974 | 0 | 0 | 0 | 0 | -0.43103 | -9.8894 | -18.595 | -33.2253 | 0 | 0 | 0 | 0 | 35.4327 | -200.629 | -228.5567 | -187.9947 | 0.38528 | 0 | 0 | 0 | 13.6516 | 0 | 0 | 0
4 | 3 | 16 | 754.213 | 756.8646 | 757.4052 | 873.2189 | 378.8299 | 100.3275 | 0 | 0 | 39.7345 | 79.5339 | 79.8176 | 72.5422 | 0 | 0 | 0 | 0 | 278.4534 | 713.2795 | 835.7703 | 917.1012 | 0 | 0 | 0 | 0 | -0.12326 | -5.2803 | -3.0915 | -20.8877 | 0 | 0 | 0 | 0 | 57.3185 | -130.996 | -155.0912 | -95.5367 | 0.41156 | 0 | 0.007326 | 0 | 23.5898 | 0 | -1.1362 | 0
4 | 3 | 17 | 752.7515 | 758.6511 | 762.8834 | 882.8049 | 378.8299 | 100.3275 | 0 | 0 | 43.7579 | 79.751 | 81.4241 | 83.2284 | 0 | 0 | 0 | 0 | 252.3819 | 590.4907 | 693.8577 | 751.9555 | 141.5984 | 151.5027 | 151.5027 | 151.5027 | -0.19283 | -0.63158 | -0.46855 | 12.9955 | 0 | 0 | 0 | 0 | -63.6237 | -162.7892 | -163.4326 | -116.8772 | 0.40997 | 0.23762 | 0.31375 | 0.26988 | -26.084 | -38.6819 | -51.2763 | -31.5434
4 | 3 | 18 | 749.1776 | 758.3116 | 766.1086 | 889.4701 | 378.8299 | 100.3275 | 0 | 0 | 50.5723 | 93.5916 | 84.9533 | 101.6129 | 0 | 0 | 0 | 0 | 186.1521 | 356.2935 | 444.7023 | 491.1177 | 141.5984 | 151.5027 | 151.5027 | 151.5027 | -0.15214 | -1.4889 | -1.4269 | 4.6111 | 0 | 0 | 0 | 0 | -7.8229 | 58.0853 | 86.3771 | 140.6255 | 0.41329 | 0.42469 | 0.41897 | 0.40593 | -3.2331 | 24.6684 | 36.1891 | 57.0839
4 | 3 | 19 | 740.9042 | 750.9784 | 759.6153 | 882.2713 | 378.8299 | 100.3275 | 0 | 0 | 55.7775 | 106.6438 | 103.1691 | 110.358 | 0 | 0 | 0 | 0 | 178.3227 | 221.6825 | 298.7037 | 353.7079 | 141.5984 | 151.5027 | 151.5027 | 151.5027 | 0.15269 | 3.3839 | 14.4669 | 22.751 | 0 | 0 | 0 | 0 | -13.7769 | 167.4381 | 191.773 | 243.9517 | 0.4157 | 0.42239 | 0.41303 | 0.40197 | -5.727 | 70.7238 | 79.2075 | 98.06
4 | 3 | 20 | 760.3765 | 772.3836 | 783.3264 | 911.9508 | 378.8299 | 100.3275 | 0 | 0 | 55.2235 | 110.0592 | 110.3027 | 115.2777 | 0 | 0 | 0 | 0 | 192.9501 | 236.329 | 321.6349 | 379.9101 | 141.5984 | 151.5027 | 151.5027 | 151.5027 | 0.55872 | 4.5315 | 10.168 | 42.9725 | 0 | 0 | 0 | 0 | -8.7841 | 169.6336 | 189.718 | 222.2877 | 0.42087 | 0.43174 | 0.42154 | 0.40469 | -3.697 | 73.2382 | 79.973 | 89.9568
4 | 3 | 21 | 797.1276 | 811.3272 | 825.0253 | 963.1452 | 378.8299 | 100.3275 | 0 | 0 | 56.4528 | 113.7044 | 114.2079 | 118.9864 | 0 | 0 | 0 | 0 | 200.4515 | 243.206 | 329.506 | 382.768 | 141.5984 | 151.5027 | 151.5027 | 151.5027 | 0.63811 | 6.3914 | 2.2958 | 16.4187 | 0 | 0 | 0 | 0 | 19.1569 | 196.1952 | 227.5129 | 293.4694 | 0.41808 | 0.42369 | 0.41303 | 0.4036 | 8.0091 | 83.1256 | 93.9705 | 118.4455
4 | 3 | 22 | 749.9551 | 764.3743 | 778.5831 | 910.2788 | 378.8299 | 100.3275 | 0 | 0 | 57.1063 | 113.2055 | 118.842 | 122.7664 | 0 | 0 | 0 | 0 | 231.7658 | 270.9665 | 357.5368 | 402.7719 | 141.5984 | 151.5027 | 151.5027 | 151.5027 | 0.53286 | 3.3308 | 4.8695 | 20.3937 | 0 | 0 | 0 | 0 | -59.8781 | 125.0413 | 145.8321 | 212.8442 | 0.41431 | 0.4215 | 0.41126 | 0.40084 | -24.808 | 52.7047 | 59.9746 | 85.3161
4 | 3 | 23 | 665.5123 | 678.6024 | 691.4816 | 808.5585 | 378.8299 | 100.3275 | 0 | 0 | 55.8736 | 120.0569 | 120.3406 | 125.197 | 0 | 0 | 0 | 0 | 204.278 | 239.0367 | 333.1475 | 373.6017 | 0 | 0 | 0 | 0 | 0.32435 | 4.0741 | 16.4795 | 15.2587 | 0 | 0 | 0 | 0 | 26.2065 | 215.1072 | 221.5141 | 294.5012 | 0.41263 | 0.42045 | 0.41146 | 0.39726 | 10.8137 | 90.4425 | 91.1432 | 116.9937
4 | 3 | 24 | 589.5484 | 598.706 | 607.1905 | 707.2092 | 378.8299 | 100.3275 | 0 | 0 | 53.872 | 113.0467 | 122.6726 | 120.1228 | 0 | 0 | 0 | 0 | 164.4007 | 194.4653 | 291.4138 | 325.2605 | 0 | 0 | 0 | 0 | 0.38972 | 1.7328 | 6.2472 | 13.2509 | 0 | 0 | 0 | 0 | -7.944 | 189.1337 | 186.8568 | 248.5749 | 0.41183 | 0.4219 | 0.41161 | 0.39624 | -3.2715 | 79.795 | 76.9117 | 98.4955
4 | 4 | 1 | 537.494 | 542.764 | 546.9301 | 633.8058 | 378.8299 | 100.3275 | 0 | 0 | 52.7815 | 118.0158 | 121.9336 | 121.3352 | 0 | 0 | 0 | 0 | 130.8293 | 155.2344 | 257.3424 | 287.1073 | 0 | 0 | 0 | 0 | 0.19031 | 3.4435 | 5.5038 | 12.6882 | 0 | 0 | 0 | 0 | -25.1371 | 165.7428 | 162.1502 | 212.6752 | 0.4113 | 0.42149 | 0.41495 | 0.39673 | -10.3389 | 69.8589 | 67.2842 | 84.3755
4 | 4 | 2 | 509.435 | 511.7068 | 512.5512 | 591.228 | 378.8299 | 100.3275 | 0 | 0 | 50.8434 | 122.7317 | 119.3483 | 113.1844 | 0 | 0 | 0 | 0 | 120.1317 | 139.9504 | 238.8309 | 262.3727 | 0 | 0 | 0 | 0 | 0.045839 | 2.1568 | 6.9202 | 4.4279 | 0 | 0 | 0 | 0 | -40.4158 | 146.5404 | 147.4519 | 211.2429 | 0.41115 | 0.42158 | 0.41337 | 0.39654 | -16.617 | 61.778 | 60.9515 | 83.7654
4 | 4 | 3 | 492.6911 | 492.2625 | 490.1043 | 562.7137 | 378.8299 | 100.3275 | 0 | 0 | 49.6803 | 112.2233 | 109.8731 | 111.4868 | 0 | 0 | 0 | 0 | 114.2613 | 131.6337 | 213.8327 | 229.6451 | 0 | 0 | 0 | 0 | -0.065515 | 5.905 | 5.9714 | 0.31234 | 0 | 0 | 0 | 0 | -50.0149 | 142.173 | 160.427 | 221.2696 | 0.41121 | 0.42135 | 0.41593 | 0.39646 | -20.5664 | 59.904 | 66.7259 | 87.7251
4 | 4 | 4 | 489.5626 | 486.6363 | 481.6074 | 550.2945 | 378.8299 | 100.3275 | 0 | 0 | 51.541 | 112.8558 | 109.7107 | 110.2749 | 0 | 0 | 0 | 0 | 95.8609 | 109.157 | 184.381 | 197.0256 | 0 | 0 | 0 | 0 | 0.14468 | 5.558 | 4.4444 | -0.080094 | 0 | 0 | 0 | 0 | -36.8139 | 158.7381 | 183.0714 | 243.0741 | 0.41164 | 0.4221 | 0.41529 | 0.39674 | -15.1539 | 67.0026 | 76.0275 | 96.4363
4 | 4 | 5 | 496.3226 | 490.0628 | 481.0443 | 545.7779 | 378.8299 | 100.3275 | 0 | 0 | 54.903 | 105.8915 | 105.1902 | 109.0129 | 0 | 0 | 0 | 0 | 87.8744 | 94.6056 | 164.8036 | 175.3306 | 0 | 0 | 0 | 0 | 0.42902 | 7.9325 | 11.0016 | 2.1596 | 0 | 0 | 0 | 0 | -25.7136 | 181.3058 | 200.049 | 259.2747 | 0.41274 | 0.42228 | 0.41522 | 0.39874 | -10.613 | 76.5621 | 83.0649 | 103.3843
4 | 4 | 6 | 530.6145 | 522.357 | 510.9028 | 577.9218 | 378.8299 | 100.3275 | 0 | 0 | 54.8567 | 104.253 | 101.7782 | 105.5 | 0 | 0 | 0 | 0 | 78.979 | 81.7609 | 146.0866 | 155.0088 | 0 | 0 | 0 | 0 | 0.35946 | 7.0299 | 8.6276 | 17.791 | 0 | 0 | 0 | 0 | 17.5895 | 228.9857 | 254.4104 | 299.622 | 0.41319 | 0.42246 | 0.41499 | 0.39779 | 7.2678 | 96.7376 | 105.5779 | 119.1881
4 | 4 | 7 | 609.7867 | 600.7211 | 588.1853 | 666.1896 | 378.8299 | 100.3275 | 0 | 0 | 51.1529 | 92.5608 | 85.8814 | 89.1232 | 0 | 0 | 0 | 0 | 84.968 | 151.1315 | 226.7508 | 231.6918 | 0 | 0 | 0 | 0 | -0.32948 | 0.35395 | -0.96675 | -0.56545 | 0 | 0 | 0 | 0 | 95.1653 | 256.3474 | 276.5199 | 345.94 | 0.41464 | 0.33736 | 0.33191 | 0.39149 | 39.4595 | 86.4809 | 91.7785 | 135.4306
4 | 4 | 8 | 668.8671 | 660.2692 | 648.1598 | 735.8391 | 378.8299 | 100.3275 | 0 | 0 | 44.6596 | 79.4935 | 81.016 | 81.1693 | 0 | 0 | 0 | 0 | 129.3485 | 309.3392 | 400.5867 | 409.8956 | 0 | 0 | 0 | 0 | -0.32629 | -4.0418 | -7.4247 | 19.8047 | 0 | 0 | 0 | 0 | 116.3555 | 175.1507 | 173.9818 | 224.9695 | 0.41395 | 0.28029 | 0.32029 | 0.31141 | 48.1649 | 49.0936 | 55.7243 | 70.0575
4 | 4 | 9 | 698.3922 | 690.7268 | 679.5623 | 772.8302 | 378.8299 | 100.3275 | 0 | 0 | 40.2445 | 77.9855 | 77.8127 | 78.0814 | 0 | 0 | 0 | 0 | 197.0892 | 479.4009 | 585.8412 | 606.7966 | 0 | 0 | 0 | 0 | -0.2609 | -4.6652 | -9.1077 | -40.3656 | 0 | 0 | 0 | 0 | 82.4894 | 37.6781 | 25.016 | 128.3178 | 0.39087 | 0 | 0.0068178 | 0 | 32.2427 | 0 | 0.17055 | 0
4 | 4 | 10 | 720.6201 | 713.6612 | 703.3064 | 801.0521 | 378.8299 | 100.3275 | 0 | 0 | 38.0143 | 73.6754 | 76.4973 | 69.7854 | 0 | 0 | 0 | 0 | 244.5744 | 593.2331 | 716.038 | 744.4779 | 0 | 0 | 0 | 0 | -0.57256 | -9.837 | -12.9684 | -42.5481 | 0 | 0 | 0 | 0 | 59.7741 | -43.7378 | -76.2606 | 29.3369 | 0.39163 | 0 | 0 | 0 | 23.4091 | 0 | 0 | 0
4 | 4 | 11 | 745.6289 | 739.9331 | 731.047 | 834.5298 | 378.8299 | 100.3275 | 0 | 0 | 38.0515 | 74.9813 | 75.0921 | 71.6265 | 0 | 0 | 0 | 0 | 266.9671 | 658.3133 | 795.1578 | 831.2987 | 0 | 0 | 0 | 0 | -0.66153 | -10.3042 | -19.1231 | -43.9302 | 0 | 0 | 0 | 0 | 62.4419 | -83.3847 | -120.0798 | -24.4651 | 0.38888 | 0 | 0 | 0 | 24.2825 | 0 | 0 | 0
4 | 4 | 12 | 759.6473 | 755.0664 | 747.4468 | 854.6342 | 378.8299 | 100.3275 | 0 | 0 | 37.4132 | 72.1984 | 75.3573 | 67.9292 | 0 | 0 | 0 | 0 | 277.681 | 677.4043 | 819.3565 | 866.3592 | 0 | 0 | 0 | 0 | -0.70991 | -10.6083 | -23.4928 | -43.5696 | 0 | 0 | 0 | 0 | 66.4331 | -84.2555 | -123.7741 | -36.0846 | 0.38632 | 0 | 0 | 0 | 25.6642 | 0 | 0 | 0
4 | 4 | 13 | 766.2548 | 763.4313 | 757.7655 | 868.2204 | 378.8299 | 100.3275 | 0 | 0 | 35.793 | 75.0829 | 75.2907 | 67.9298 | 0 | 0 | 0 | 0 | 266.5491 | 650.2663 | 800.3081 | 850.0276 | 0 | 0 | 0 | 0 | -0.66208 | -10.35 | -23.0023 | -46.1859 | 0 | 0 | 0 | 0 | 85.7448 | -51.8954 | -94.831 | -3.5511 | 0.38495 | 0 | 0 | 0 | 33.0077 | 0 | 0 | 0
4 | 4 | 14 | 773.8074 | 772.4472 | 768.4515 | 882.076 | 378.8299 | 100.3275 | 0 | 0 | 36.6334 | 75.4877 | 75.4339 | 67.9292 | 0 | 0 | 0 | 0 | 213.7133 | 510.7521 | 653.4696 | 703.0175 | 0 | 0 | 0 | 0 | -0.63081 | -10.3456 | -21.3842 | -35.9178 | 0 | 0 | 0 | 0 | 145.2617 | 96.2255 | 60.9322 | 147.0472 | 0.38305 | 0 | 0 | 0 | 55.642 | 0 | 0 | 0
4 | 4 | 15 | 775.6472 | 775.8262 | 773.6134 | 889.6807 | 378.8299 | 100.3275 | 0 | 0 | 37.0523 | 75.3719 | 76.4565 | 67.9417 | 0 | 0 | 0 | 0 | 169.282 | 399.9851 | 535.1771 | 581.9937 | 0 | 0 | 0 | 0 | -0.43103 | -9.8894 | -18.595 | -33.2253 | 0 | 0 | 0 | 0 | 190.9139 | 210.0311 | 180.5748 | 272.9705 | 0.38528 | 0 | 0 | 0 | 73.5558 | 0 | 0 | 0
4 | 4 | 16 | 770.4838 | 773.5721 | 774.6287 | 893.6601 | 378.8299 | 100.3275 | 0 | 0 | 39.7345 | 79.5339 | 79.8176 | 72.5422 | 0 | 0 | 0 | 0 | 151.2436 | 354.7824 | 483.8628 | 531.3405 | 0 | 0 | 0 | 0 | -0.12326 | -5.2803 | -3.0915 | -20.8877 | 0 | 0 | 0 | 0 | 200.7991 | 244.2086 | 214.0398 | 310.6651 | 0.41156 | 0 | 0.007326 | 0 | 82.6401 | 0 | 1.568 | 0
4 | 4 | 17 | 766.5991 | 772.8697 | 777.5401 | 900.199 | 378.8299 | 100.3275 | 0 | 0 | 43.7579 | 79.751 | 81.4241 | 83.2284 | 0 | 0 | 0 | 0 | 141.9882 | 310.8805 | 432.9176 | 485.3047 | 141.5984 | 151.5027 | 151.5027 | 151.5027 | -0.19283 | -0.63158 | -0.46855 | 12.9955 | 0 | 0 | 0 | 0 | 60.6175 | 131.0396 | 112.1643 | 167.1677 | 0.40997 | 0.23762 | 0.31375 | 0.26988 | 24.8515 | 31.1376 | 35.1911 | 45.116
4 | 4 | 18 | 763.3558 | 772.8764 | 781.1303 | 907.3042 | 378.8299 | 100.3275 | 0 | 0 | 50.5723 | 93.5916 | 84.9533 | 101.6129 | 0 | 0 | 0 | 0 | 144.5775 | 265.3378 | 361.7512 | 413.4069 | 141.5984 | 151.5027 | 151.5027 | 151.5027 | -0.15214 | -1.4889 | -1.4269 | 4.6111 | 0 | 0 | 0 | 0 | 47.93 | 163.6057 | 184.3499 | 236.1705 | 0.41329 | 0.42469 | 0.41897 | 0.40593 | 19.8089 | 69.4822 | 77.2365 | 95.8683
4 | 4 | 19 | 753.2622 | 763.6788 | 772.721 | 897.8364 | 378.8299 | 100.3275 | 0 | 0 | 55.7775 | 106.6438 | 103.1691 | 110.358 | 0 | 0 | 0 | 0 | 163.3681 | 216.9394 | 292.7835 | 357.1699 | 141.5984 | 151.5027 | 151.5027 | 151.5027 | 0.15269 | 3.3839 | 14.4669 | 22.751 | 0 | 0 | 0 | 0 | 13.5357 | 184.8815 | 210.7989 | 256.0548 | 0.4157 | 0.42239 | 0.41303 | 0.40197 | 5.6267 | 78.0918 | 87.0656 | 102.9251
4 | 4 | 20 | 768.1584 | 780.3723 | 791.5596 | 921.7201 | 378.8299 | 100.3275 | 0 | 0 | 55.2235 | 110.0592 | 110.3027 | 115.2777 | 0 | 0 | 0 | 0 | 170.0062 | 217.0986 | 289.1484 | 358.1043 | 141.5984 | 151.5027 | 151.5027 | 151.5027 | 0.55872 | 4.5315 | 10.168 | 42.9725 | 0 | 0 | 0 | 0 | 21.9417 | 196.8528 | 230.4377 | 253.8628 | 0.42087 | 0.43174 | 0.42154 | 0.40469 | 9.2347 | 84.9899 | 97.1378 | 102.7348
4 | 4 | 21 | 798.1481 | 812.3638 | 826.0802 | 964.3856 | 378.8299 | 100.3275 | 0 | 0 | 56.4528 | 113.7044 | 114.2079 | 118.9864 | 0 | 0 | 0 | 0 | 186.7372 | 229.5855 | 285.9558 | 355.897 | 141.5984 | 151.5027 | 151.5027 | 151.5027 | 0.63811 | 6.3914 | 2.2958 | 16.4187 | 0 | 0 | 0 | 0 | 33.8917 | 210.8522 | 272.118 | 321.5809 | 0.41808 | 0.42369 | 0.41303 | 0.4036 | 14.1695 | 89.3356 | 112.394 | 129.7914
4 | 4 | 22 | 753.2108 | 767.7114 | 782.0159 | 914.3467 | 378.8299 | 100.3275 | 0 | 0 | 57.1063 | 113.2055 | 118.842 | 122.7664 | 0 | 0 | 0 | 0 | 209.142 | 251.7063 | 300.952 | 366.1727 | 141.5984 | 151.5027 | 151.5027 | 151.5027 | 0.53286 | 3.3308 | 4.8695 | 20.3937 | 0 | 0 | 0 | 0 | -33.9987 | 147.6386 | 205.8497 | 253.5112 | 0.41431 | 0.4215 | 0.41126 | 0.40084 | -14.0859 | 62.2294 | 84.6573 | 101.617
4 | 4 | 23 | 671.4891 | 684.7358 | 697.8 | 816.0534 | 378.8299 | 100.3275 | 0 | 0 | 55.8736 | 120.0569 | 120.3406 | 125.197 | 0 | 0 | 0 | 0 | 160.0073 | 198.045 | 244.641 | 299.0463 | 0 | 0 | 0 | 0 | 0.32435 | 4.0741 | 16.4795 | 15.2587 | 0 | 0 | 0 | 0 | 76.4539 | 262.2323 | 316.3389 | 376.5514 | 0.41263 | 0.42045 | 0.41146 | 0.39726 | 31.5475 | 110.2564 | 130.1594 | 149.589
4 | 4 | 24 | 597.3521 | 606.7147 | 615.441 | 716.9966 | 378.8299 | 100.3275 | 0 | 0 | 53.872 | 113.0467 | 122.6726 | 120.1228 | 0 | 0 | 0 | 0 | 100.6025 | 138.8184 | 177.7493 | 227.0811 | 0 | 0 | 0 | 0 | 0.38972 | 1.7328 | 6.2472 | 13.2509 | 0 | 0 | 0 | 0 | 63.6579 | 252.7893 | 308.7719 | 356.5417 | 0.41183 | 0.4219 | 0.41161 | 0.39624 | 26.2159 | 106.6511 | 127.093 | 141.2764
4 | 5 | 1 | 543.5343 | 548.965 | 553.3208 | 641.389 | 378.8299 | 100.3275 | 0 | 0 | 52.7815 | 118.0158 | 121.9336 | 121.3352 | 0 | 0 | 0 | 0 | 71.6638 | 97.679 | 123.5721 | 168.2046 | 0 | 0 | 0 | 0 | 0.19031 | 3.4435 | 5.5038 | 12.6882 | 0 | 0 | 0 | 0 | 40.0687 | 229.4992 | 302.3113 | 339.161 | 0.4113 | 0.42149 | 0.41495 | 0.39673 | 16.4803 | 96.7316 | 125.4439 | 134.5568
4 | 5 | 2 | 514.5851 | 516.9967 | 518.0065 | 597.7041 | 378.8299 | 100.3275 | 0 | 0 | 50.8434 | 122.7317 | 119.3483 | 113.1844 | 0 | 0 | 0 | 0 | 66.3838 | 80.4949 | 94.8424 | 140.9104 | 0 | 0 | 0 | 0 | 0.045839 | 2.1568 | 6.9202 | 4.4279 | 0 | 0 | 0 | 0 | 18.4822 | 211.2858 | 296.8957 | 339.1814 | 0.41115 | 0.42158 | 0.41337 | 0.39654 | 7.5989 | 89.0731 | 122.7264 | 134.4976
4 | 5 | 3 | 497.615 | 497.3269 | 495.3353 | 568.9306 | 378.8299 | 100.3275 | 0 | 0 | 49.6803 | 112.2233 | 109.8731 | 111.4868 | 0 | 0 | 0 | 0 | 64.3401 | 68.4148 | 87.0639 | 135.6221 | 0 | 0 | 0 | 0 | -0.065515 | 5.905 | 5.9714 | 0.31234 | 0 | 0 | 0 | 0 | 4.8302 | 210.4564 | 292.4269 | 321.5094 | 0.41121 | 0.42135 | 0.41593 | 0.39646 | 1.9862 | 88.6749 | 121.6282 | 127.4665
4 | 5 | 4 | 494.3952 | 491.6028 | 486.7325 | 556.3813 | 378.8299 | 100.3275 | 0 | 0 | 51.541 | 112.8558 | 109.7107 | 110.2749 | 0 | 0 | 0 | 0 | 64.461 | 62.8253 | 93.4061 | 147.9121 | 0 | 0 | 0 | 0 | 0.14468 | 5.558 | 4.4444 | -0.080094 | 0 | 0 | 0 | 0 | -0.5814 | 210.0363 | 279.1713 | 298.2745 | 0.41164 | 0.4221 | 0.41529 | 0.39674 | -0.23932 | 88.6554 | 115.9367 | 118.3362
4 | 5 | 5 | 502.9083 | 496.8338 | 488.0348 | 554.0831 | 378.8299 | 100.3275 | 0 | 0 | 54.903 | 105.8915 | 105.1902 | 109.0129 | 0 | 0 | 0 | 0 | 72.2494 | 66.6167 | 111.7326 | 164.8235 | 0 | 0 | 0 | 0 | 0.42902 | 7.9325 | 11.0016 | 2.1596 | 0 | 0 | 0 | 0 | -3.5031 | 216.0656 | 260.1105 | 278.087 | 0.41274 | 0.42228 | 0.41522 | 0.39874 | -1.4458 | 91.2405 | 108.0037 | 110.8857
4 | 5 | 6 | 539.9704 | 531.9823 | 520.8474 | 589.7429 | 378.8299 | 100.3275 | 0 | 0 | 54.8567 | 104.253 | 101.7782 | 105.5 | 0 | 0 | 0 | 0 | 76.5504 | 70.228 | 129.5961 | 184.7722 | 0 | 0 | 0 | 0 | 0.35946 | 7.0299 | 8.6276 | 17.791 | 0 | 0 | 0 | 0 | 29.374 | 250.1439 | 280.8454 | 281.6797 | 0.41319 | 0.42246 | 0.41499 | 0.39779 | 12.1371 | 105.6761 | 116.5482 | 112.0507
4 | 5 | 7 | 622.3787 | 613.6751 | 601.5685 | 682.0977 | 378.8299 | 100.3275 | 0 | 0 | 51.1529 | 92.5608 | 85.8814 | 89.1232 | 0 | 0 | 0 | 0 | 77.1353 | 111.2694 | 209.4536 | 267.4707 | 0 | 0 | 0 | 0 | -0.32948 | 0.35395 | -0.96675 | -0.56545 | 0 | 0 | 0 | 0 | 115.5901 | 309.1635 | 307.2003 | 326.0692 | 0.41464 | 0.33736 | 0.33191 | 0.39149 | 47.9285 | 104.2988 | 101.9615 | 127.6515
4 | 5 | 8 | 684.9266 | 676.7898 | 665.2273 | 756.1261 | 378.8299 | 100.3275 | 0 | 0 | 44.6596 | 79.4935 | 81.016 | 81.1693 | 0 | 0 | 0 | 0 | 95.0577 | 195.6658 | 308.5943 | 374.9829 | 0 | 0 | 0 | 0 | -0.32629 | -4.0418 | -7.4247 | 19.8047 | 0 | 0 | 0 | 0 | 166.7056 | 305.3448 | 283.0418 | 280.1691 | 0.41395 | 0.28029 | 0.32029 | 0.31141 | 69.0071 | 85.5862 | 90.6549 | 87.2471
4 | 5 | 9 | 716.5215 | 709.368 | 698.8099 | 795.6997 | 378.8299 | 100.3275 | 0 | 0 | 40.2445 | 77.9855 | 77.8127 | 78.0814 | 0 | 0 | 0 | 0 | 134.6123 | 294.4019 | 411.5035 | 478.9296 | 0 | 0 | 0 | 0 | -0.2609 | -4.6652 | -9.1077 | -40.3656 | 0 | 0 | 0 | 0 | 163.0957 | 241.3183 | 218.6013 | 279.0543 | 0.39087 | 0 | 0.0068178 | 0 | 63.7494 | 0 | 1.4904 | 0
4 | 5 | 10 | 740.415 | 734.0185 | 724.3302 | 826.0355 | 378.8299 | 100.3275 | 0 | 0 | 38.0143 | 73.6754 | 76.4973 | 69.7854 | 0 | 0 | 0 | 0 | 192.3862 | 428.9693 | 572.1838 | 644.1014 | 0 | 0 | 0 | 0 | -0.57256 | -9.837 | -12.9684 | -42.5481 | 0 | 0 | 0 | 0 | 131.7572 | 140.8834 | 88.6175 | 154.6969 | 0.39163 | 0 | 0 | 0 | 51.5995 | 0 | 0 | 0
4 | 5 | 11 | 766.9421 | 761.8468 | 753.6721 | 861.411 | 378.8299 | 100.3275 | 0 | 0 | 38.0515 | 74.9813 | 75.0921 | 71.6265 | 0 | 0 | 0 | 0 | 237.3644 | 533.0901 | 685.6195 | 754.7113 | 0 | 0 | 0 | 0 | -0.66153 | -10.3042 | -19.1231 | -43.9302 | 0 | 0 | 0 | 0 | 113.3578 | 63.7522 | 12.0837 | 79.0034 | 0.38888 | 0 | 0 | 0 | 44.0828 | 0 | 0 | 0
4 | 5 | 12 | 774.5171 | 770.3562 | 763.2341 | 873.3923 | 378.8299 | 100.3275 | 0 | 0 | 37.4132 | 72.1984 | 75.3573 | 67.9292 | 0 | 0 | 0 | 0 | 291.7179 | 647.8417 | 811.9825 | 878.3873 | 0 | 0 | 0 | 0 | -0.70991 | -10.6083 | -23.4928 | -43.5696 | 0 | 0 | 0 | 0 | 67.266 | -39.4031 | -100.6128 | -29.3545 | 0.38632 | 0 | 0 | 0 | 25.986 | 0 | 0 | 0
4 | 5 | 13 | 778.887 | 776.418 | 771.172 | 884.1474 | 378.8299 | 100.3275 | 0 | 0 | 35.793 | 75.0829 | 75.2907 | 67.9298 | 0 | 0 | 0 | 0 | 317.5756 | 707.1511 | 878.9504 | 942.8121 | 0 | 0 | 0 | 0 | -0.66208 | -10.35 | -23.0023 | -46.1859 | 0 | 0 | 0 | 0 | 47.3505 | -95.7934 | -160.0668 | -80.4085 | 0.38495 | 0 | 0 | 0 | 18.2277 | 0 | 0 | 0
4 | 5 | 14 | 780.0261 | 778.8435 | 775.0584 | 889.9284 | 378.8299 | 100.3275 | 0 | 0 | 36.6334 | 75.4877 | 75.4339 | 67.9292 | 0 | 0 | 0 | 0 | 306.6777 | 677.6083 | 835.0267 | 887.2244 | 0 | 0 | 0 | 0 | -0.63081 | -10.3456 | -21.3842 | -35.9178 | 0 | 0 | 0 | 0 | 58.5159 | -64.2343 | -114.018 | -29.3073 | 0.38305 | 0 | 0 | 0 | 22.4143 | 0 | 0 | 0
4 | 5 | 15 | 776.5855 | 776.7972 | 774.6236 | 890.8873 | 378.8299 | 100.3275 | 0 | 0 | 37.0523 | 75.3719 | 76.4565 | 67.9417 | 0 | 0 | 0 | 0 | 291.3547 | 609.0233 | 748.0693 | 782.771 | 0 | 0 | 0 | 0 | -0.43103 | -9.8894 | -18.595 | -33.2253 | 0 | 0 | 0 | 0 | 69.7795 | 1.964 | -31.3072 | 73.3998 | 0.38528 | 0 | 0 | 0 | 26.8849 | 0 | 0 | 0
4 | 5 | 16 | 770.6719 | 773.7743 | 774.8481 | 893.9297 | 378.8299 | 100.3275 | 0 | 0 | 39.7345 | 79.5339 | 79.8176 | 72.5422 | 0 | 0 | 0 | 0 | 282.9192 | 559.8901 | 684.0594 | 705.1828 | 0 | 0 | 0 | 0 | -0.12326 | -5.2803 | -3.0915 | -20.8877 | 0 | 0 | 0 | 0 | 69.3115 | 39.3031 | 14.0626 | 137.0925 | 0.41156 | 0 | 0.007326 | 0 | 28.5256 | 0 | 0.10302 | 0
4 | 5 | 17 | 766.1729 | 772.438 | 777.1024 | 899.6858 | 378.8299 | 100.3275 | 0 | 0 | 43.7579 | 79.751 | 81.4241 | 83.2284 | 0 | 0 | 0 | 0 | 262.5092 | 460.6486 | 555.1325 | 566.81 | 141.5984 | 151.5027 | 151.5027 | 151.5027 | -0.19283 | -0.63158 | -0.46855 | 12.9955 | 0 | 0 | 0 | 0 | -60.3297 | -19.1602 | -10.4883 | 85.1491 | 0.40997 | 0.23762 | 0.31375 | 0.26988 | -24.7335 | -4.5528 | -3.2907 | 22.9805
4 | 5 | 18 | 761.293 | 770.7554 | 778.9405 | 904.7024 | 378.8299 | 100.3275 | 0 | 0 | 50.5723 | 93.5916 | 84.9533 | 101.6129 | 0 | 0 | 0 | 0 | 267.3507 | 377.423 | 439.1275 | 444.6715 | 141.5984 | 151.5027 | 151.5027 | 151.5027 | -0.15214 | -1.4889 | -1.4269 | 4.6111 | 0 | 0 | 0 | 0 | -76.9061 | 49.3995 | 104.7838 | 202.3041 | 0.41329 | 0.42469 | 0.41897 | 0.40593 | -31.7843 | 20.9796 | 43.901 | 82.121
4 | 5 | 19 | 750.8447 | 761.188 | 770.1431 | 894.7683 | 378.8299 | 100.3275 | 0 | 0 | 55.7775 | 106.6438 | 103.1691 | 110.358 | 0 | 0 | 0 | 0 | 324.7307 | 363.8533 | 400.0353 | 405.7392 | 141.5984 | 151.5027 | 151.5027 | 151.5027 | 0.15269 | 3.3839 | 14.4669 | 22.751 | 0 | 0 | 0 | 0 | -150.2445 | 35.4769 | 100.9692 | 204.4174 | 0.4157 | 0.42239 | 0.41303 | 0.40197 | -62.4561 | 14.985 | 41.703 | 82.1686
4 | 5 | 20 | 770.4073 | 782.6903 | 793.9596 | 924.5774 | 378.8299 | 100.3275 | 0 | 0 | 55.2235 | 110.0592 | 110.3027 | 115.2777 | 0 | 0 | 0 | 0 | 376.6868 | 406.8389 | 446.6329 | 453.0211 | 141.5984 | 151.5027 | 151.5027 | 151.5027 | 0.55872 | 4.5315 | 10.168 | 42.9725 | 0 | 0 | 0 | 0 | -182.4901 | 9.4304 | 75.3533 | 161.8034 | 0.42087 | 0.43174 | 0.42154 | 0.40469 | -76.8055 | 4.0715 | 31.7641 | 65.4796
4 | 5 | 21 | 800.4653 | 814.7551 | 828.5598 | 967.3407 | 378.8299 | 100.3275 | 0 | 0 | 56.4528 | 113.7044 | 114.2079 | 118.9864 | 0 | 0 | 0 | 0 | 311.148 | 333.2303 | 385.8221 | 390.594 | 141.5984 | 151.5027 | 151.5027 | 151.5027 | 0.63811 | 6.3914 | 2.2958 | 16.4187 | 0 | 0 | 0 | 0 | -88.2018 | 109.5989 | 174.7313 | 289.8389 | 0.41808 | 0.42369 | 0.41303 | 0.4036 | -36.8755 | 46.4357 | 72.17 | 116.9802
4 | 5 | 22 | 759.4621 | 774.1526 | 788.6829 | 922.282 | 378.8299 | 100.3275 | 0 | 0 | 57.1063 | 113.2055 | 118.842 | 122.7664 | 0 | 0 | 0 | 0 | 216.8971 | 234.4696 | 299.3913 | 302.2459 | 141.5984 | 151.5027 | 151.5027 | 151.5027 | 0.53286 | 3.3308 | 4.8695 | 20.3937 | 0 | 0 | 0 | 0 | -35.5025 | 171.3165 | 214.0773 | 325.3733 | 0.41431 | 0.4215 | 0.41126 | 0.40084 | -14.7089 | 72.2096 | 88.041 | 130.422
4 | 5 | 23 | 681.6343 | 695.1827 | 708.6053 | 828.9077 | 378.8299 | 100.3275 | 0 | 0 | 55.8736 | 120.0569 | 120.3406 | 125.197 | 0 | 0 | 0 | 0 | 161.3987 | 178.5327 | 240.1985 | 242.624 | 0 | 0 | 0 | 0 | 0.32435 | 4.0741 | 16.4795 | 15.2587 | 0 | 0 | 0 | 0 | 85.2077 | 292.1915 | 331.5868 | 445.828 | 0.41263 | 0.42045 | 0.41146 | 0.39726 | 35.1596 | 122.8529 | 136.4333 | 177.1098
4 | 5 | 24 | 606.7228 | 616.3672 | 625.4283 | 728.8806 | 378.8299 | 100.3275 | 0 | 0 | 53.872 | 113.0467 | 122.6726 | 120.1228 | 0 | 0 | 0 | 0 | 133.5946 | 150.3695 | 212.7728 | 216.0939 | 0 | 0 | 0 | 0 | 0.38972 | 1.7328 | 6.2472 | 13.2509 | 0 | 0 | 0 | 0 | 40.0366 | 250.8907 | 283.7357 | 379.413 | 0.41183 | 0.4219 | 0.41161 | 0.39624 | 16.4881 | 105.85 | 116.7878 | 150.3389
4 | 6 | 1 | 551.8565 | 557.5313 | 562.1769 | 651.9209 | 378.8299 | 100.3275 | 0 | 0 | 52.7815 | 118.0158 | 121.9336 | 121.3352 | 0 | 0 | 0 | 0 | 133.7242 | 150.3063 | 204.0274 | 211.8504 | 0 | 0 | 0 | 0 | 0.19031 | 3.4435 | 5.5038 | 12.6882 | 0 | 0 | 0 | 0 | -13.6695 | 185.4383 | 230.7121 | 306.0471 | 0.4113 | 0.42149 | 0.41495 | 0.39673 | -5.6222 | 78.1604 | 95.7339 | 121.4194
4 | 6 | 2 | 521.5651 | 524.1802 | 525.4315 | 606.5328 | 378.8299 | 100.3275 | 0 | 0 | 50.8434 | 122.7317 | 119.3483 | 113.1844 | 0 | 0 | 0 | 0 | 145.1344 | 160.2432 | 208.5518 | 218.9223 | 0 | 0 | 0 | 0 | 0.045839 | 2.1568 | 6.9202 | 4.4279 | 0 | 0 | 0 | 0 | -53.2884 | 138.7211 | 190.6112 | 269.9981 | 0.41115 | 0.42158 | 0.41337 | 0.39654 | -21.9095 | 58.4815 | 78.7921 | 107.0639
4 | 6 | 3 | 504.1228 | 504.0166 | 502.2403 | 577.1328 | 378.8299 | 100.3275 | 0 | 0 | 49.6803 | 112.2233 | 109.8731 | 111.4868 | 0 | 0 | 0 | 0 | 143.7224 | 158.7816 | 205.2034 | 214.8875 | 0 | 0 | 0 | 0 | -0.065515 | 5.905 | 5.9714 | 0.31234 | 0 | 0 | 0 | 0 | -68.0442 | 126.7792 | 181.1923 | 250.4462 | 0.41121 | 0.42135 | 0.41593 | 0.39646 | -27.9802 | 53.4179 | 75.3628 | 99.2926
4 | 6 | 4 | 500.0983 | 497.4632 | 492.7792 | 563.5621 | 378.8299 | 100.3275 | 0 | 0 | 51.541 | 112.8558 | 109.7107 | 110.2749 | 0 | 0 | 0 | 0 | 114.0512 | 132.0589 | 175.5941 | 187.203 | 0 | 0 | 0 | 0 | 0.14468 | 5.558 | 4.4444 | -0.080094 | 0 | 0 | 0 | 0 | -44.4685 | 146.6631 | 203.0299 | 266.1643 | 0.41164 | 0.4221 | 0.41529 | 0.39674 | -18.3049 | 61.9058 | 84.316 | 105.597
4 | 6 | 5 | 507.5297 | 501.5848 | 492.9394 | 559.9097 | 378.8299 | 100.3275 | 0 | 0 | 54.903 | 105.8915 | 105.1902 | 109.0129 | 0 | 0 | 0 | 0 | 118.0311 | 137.377 | 175.9163 | 183.8988 | 0 | 0 | 0 | 0 | 0.42902 | 7.9325 | 11.0016 | 2.1596 | 0 | 0 | 0 | 0 | -44.6633 | 150.0563 | 200.8313 | 264.8383 | 0.41274 | 0.42228 | 0.41522 | 0.39874 | -18.4343 | 63.366 | 83.3897 | 105.6028
4 | 6 | 6 | 541.0233 | 533.06 | 521.9542 | 591.053 | 378.8299 | 100.3275 | 0 | 0 | 54.8567 | 104.253 | 101.7782 | 105.5 | 0 | 0 | 0 | 0 | 135.2364 | 159.927 | 195.9052 | 200.3069 | 0 | 0 | 0 | 0 | 0.35946 | 7.0299 | 8.6276 | 17.791 | 0 | 0 | 0 | 0 | -28.2591 | 161.5226 | 215.6432 | 267.4551 | 0.41319 | 0.42246 | 0.41499 | 0.39779 | -11.6764 | 68.237 | 89.4899 | 106.3922
4 | 6 | 7 | 618.8703 | 610.0601 | 597.8266 | 677.6438 | 378.8299 | 100.3275 | 0 | 0 | 51.1529 | 92.5608 | 85.8814 | 89.1232 | 0 | 0 | 0 | 0 | 155.1092 | 309.5154 | 379.1717 | 381.2269 | 0 | 0 | 0 | 0 | -0.32948 | 0.35395 | -0.96675 | -0.56545 | 0 | 0 | 0 | 0 | 34.1078 | 107.3024 | 133.7402 | 207.8592 | 0.41464 | 0.33736 | 0.33191 | 0.39149 | 14.1425 | 36.1993 | 44.3891 | 81.3739
4 | 6 | 8 | 681.6444 | 673.4088 | 661.729 | 751.9632 | 378.8299 | 100.3275 | 0 | 0 | 44.6596 | 79.4935 | 81.016 | 81.1693 | 0 | 0 | 0 | 0 | 182.5183 | 474.2946 | 578.2908 | 584.9346 | 0 | 0 | 0 | 0 | -0.32629 | -4.0418 | -7.4247 | 19.8047 | 0 | 0 | 0 | 0 | 75.9628 | 23.335 | 9.8469 | 66.0546 | 0.41395 | 0.28029 | 0.32029 | 0.31141 | 31.4445 | 6.5407 | 3.1538 | 20.57
4 | 6 | 9 | 714.932 | 707.7353 | 697.1262 | 793.7009 | 378.8299 | 100.3275 | 0 | 0 | 40.2445 | 77.9855 | 77.8127 | 78.0814 | 0 | 0 | 0 | 0 | 256.2066 | 648.6216 | 771.7047 | 786.8972 | 0 | 0 | 0 | 0 | -0.2609 | -4.6652 | -9.1077 | -40.3656 | 0 | 0 | 0 | 0 | 39.9119 | -114.534 | -143.2836 | -30.9121 | 0.39087 | 0 | 0.0068178 | 0 | 15.6004 | 0 | -0.97688 | 0
4 | 6 | 10 | 736.4342 | 729.9218 | 720.0959 | 821.0008 | 378.8299 | 100.3275 | 0 | 0 | 38.0143 | 73.6754 | 76.4973 | 69.7854 | 0 | 0 | 0 | 0 | 313.6497 | 750.8501 | 889.5159 | 911.0304 | 0 | 0 | 0 | 0 | -0.57256 | -9.837 | -12.9684 | -42.5481 | 0 | 0 | 0 | 0 | 6.5129 | -185.0942 | -232.949 | -117.2669 | 0.39163 | 0 | 0 | 0 | 2.5506 | 0 | 0 | 0
4 | 6 | 11 | 756.5767 | 751.1881 | 742.6657 | 848.3329 | 378.8299 | 100.3275 | 0 | 0 | 38.0515 | 74.9813 | 75.0921 | 71.6265 | 0 | 0 | 0 | 0 | 365.5852 | 863.5117 | 1015.722 | 1042.6451 | 0 | 0 | 0 | 0 | -0.66153 | -10.3042 | -19.1231 | -43.9302 | 0 | 0 | 0 | 0 | -25.2283 | -277.3282 | -329.0252 | -222.0086 | 0.38888 | 0 | 0 | 0 | -9.8109 | 0 | 0 | 0
4 | 6 | 12 | 763.9341 | 759.4646 | 751.9762 | 860.0059 | 378.8299 | 100.3275 | 0 | 0 | 37.4132 | 72.1984 | 75.3573 | 67.9292 | 0 | 0 | 0 | 0 | 394.5434 | 895.1859 | 1045.7888 | 1074.384 | 0 | 0 | 0 | 0 | -0.70991 | -10.6083 | -23.4928 | -43.5696 | 0 | 0 | 0 | 0 | -46.1424 | -297.639 | -345.677 | -238.7376 | 0.38632 | 0 | 0 | 0 | -17.8256 | 0 | 0 | 0
4 | 6 | 13 | 766.1831 | 763.3399 | 757.6497 | 868.0648 | 378.8299 | 100.3275 | 0 | 0 | 35.793 | 75.0829 | 75.2907 | 67.9298 | 0 | 0 | 0 | 0 | 425.6711 | 921.47 | 1073.4417 | 1103.6687 | 0 | 0 | 0 | 0 | -0.66208 | -10.35 | -23.0023 | -46.1859 | 0 | 0 | 0 | 0 | -73.449 | -323.1904 | -368.0803 | -257.3478 | 0.38495 | 0 | 0 | 0 | -28.2743 | 0 | 0 | 0
4 | 6 | 14 | 770.2533 | 768.7778 | 764.6447 | 877.5377 | 378.8299 | 100.3275 | 0 | 0 | 36.6334 | 75.4877 | 75.4339 | 67.9292 | 0 | 0 | 0 | 0 | 440.849 | 943.6179 | 1113.202 | 1142.9152 | 0 | 0 | 0 | 0 | -0.63081 | -10.3456 | -21.3842 | -35.9178 | 0 | 0 | 0 | 0 | -85.4282 | -340.3097 | -402.6069 | -297.3888 | 0.38305 | 0 | 0 | 0 | -32.723 | 0 | 0 | 0
4 | 6 | 15 | 765.3096 | 765.186 | 762.614 | 876.6004 | 378.8299 | 100.3275 | 0 | 0 | 37.0523 | 75.3719 | 76.4565 | 67.9417 | 0 | 0 | 0 | 0 | 474.7743 | 975.9513 | 1153.4082 | 1183.9715 | 0 | 0 | 0 | 0 | -0.43103 | -9.8894 | -18.595 | -33.2253 | 0 | 0 | 0 | 0 | -124.9159 | -376.5753 | -448.6557 | -342.0876 | 0.38528 | 0 | 0 | 0 | -48.1279 | 0 | 0 | 0
4 | 6 | 16 | 756.5667 | 759.2555 | 759.8384 | 876.08 | 378.8299 | 100.3275 | 0 | 0 | 39.7345 | 79.5339 | 79.8176 | 72.5422 | 0 | 0 | 0 | 0 | 426.3366 | 864.776 | 1044.1106 | 1075.3259 | 0 | 0 | 0 | 0 | -0.12326 | -5.2803 | -3.0915 | -20.8877 | 0 | 0 | 0 | 0 | -88.211 | -280.1016 | -360.9983 | -250.9003 | 0.41156 | 0 | 0.007326 | 0 | -36.3038 | 0 | -2.6447 | 0
4 | 6 | 17 | 751.8401 | 757.6898 | 761.8614 | 881.5659 | 378.8299 | 100.3275 | 0 | 0 | 43.7579 | 79.751 | 81.4241 | 83.2284 | 0 | 0 | 0 | 0 | 324.4124 | 681.6335 | 866.181 | 903.3369 | 141.5984 | 151.5027 | 151.5027 | 151.5027 | -0.19283 | -0.63158 | -0.46855 | 12.9955 | 0 | 0 | 0 | 0 | -136.5656 | -254.8933 | -336.7778 | -269.4977 | 0.40997 | 0.23762 | 0.31375 | 0.26988 | -55.9881 | -60.5677 | -105.6627 | -72.7333
4 | 6 | 18 | 743.6979 | 752.6569 | 760.2453 | 882.4826 | 378.8299 | 100.3275 | 0 | 0 | 50.5723 | 93.5916 | 84.9533 | 101.6129 | 0 | 0 | 0 | 0 | 291.202 | 518.1297 | 680.991 | 731.147 | 141.5984 | 151.5027 | 151.5027 | 151.5027 | -0.15214 | -1.4889 | -1.4269 | 4.6111 | 0 | 0 | 0 | 0 | -118.3525 | -109.4057 | -155.7749 | -106.3912 | 0.41329 | 0.42469 | 0.41897 | 0.40593 | -48.9136 | -46.4638 | -65.2645 | -43.1872
4 | 6 | 19 | 727.7702 | 737.458 | 745.6363 | 865.646 | 378.8299 | 100.3275 | 0 | 0 | 55.7775 | 106.6438 | 103.1691 | 110.358 | 0 | 0 | 0 | 0 | 271.2428 | 381.9852 | 546.09 | 610.5663 | 141.5984 | 151.5027 | 151.5027 | 151.5027 | 0.15269 | 3.3839 | 14.4669 | 22.751 | 0 | 0 | 0 | 0 | -119.831 | -6.3851 | -69.5923 | -29.532 | 0.4157 | 0.42239 | 0.41303 | 0.40197 | -49.8133 | -2.697 | -28.7435 | -11.8708
4 | 6 | 20 | 743.1413 | 754.6418 | 764.9834 | 890.1358 | 378.8299 | 100.3275 | 0 | 0 | 55.2235 | 110.0592 | 110.3027 | 115.2777 | 0 | 0 | 0 | 0 | 285.1552 | 394.3394 | 546.9369 | 608.0326 | 141.5984 | 151.5027 | 151.5027 | 151.5027 | 0.55872 | 4.5315 | 10.168 | 42.9725 | 0 | 0 | 0 | 0 | -118.2244 | -6.1186 | -53.927 | -27.6497 | 0.42087 | 0.43174 | 0.42154 | 0.40469 | -49.7577 | -2.6416 | -22.7322 | -11.1895
4 | 6 | 21 | 773.63 | 787.1547 | 800.0527 | 933.4619 | 378.8299 | 100.3275 | 0 | 0 | 56.4528 | 113.7044 | 114.2079 | 118.9864 | 0 | 0 | 0 | 0 | 312.7689 | 426.7783 | 569.3045 | 637.4736 | 141.5984 | 151.5027 | 151.5027 | 151.5027 | 0.63811 | 6.3914 | 2.2958 | 16.4187 | 0 | 0 | 0 | 0 | -116.6581 | -11.5495 | -37.2583 | 9.0805 | 0.41808 | 0.42369 | 0.41303 | 0.4036 | -48.7725 | -4.8934 | -15.3889 | 3.6649
4 | 6 | 22 | 737.2062 | 751.2772 | 765.0742 | 894.2401 | 378.8299 | 100.3275 | 0 | 0 | 57.1063 | 113.2055 | 118.842 | 122.7664 | 0 | 0 | 0 | 0 | 313.9375 | 431.7978 | 555.1421 | 622.2119 | 141.5984 | 151.5027 | 151.5027 | 151.5027 | 0.53286 | 3.3308 | 4.8695 | 20.3937 | 0 | 0 | 0 | 0 | -154.7988 | -48.8871 | -65.2821 | -22.6346 | 0.41431 | 0.4215 | 0.41126 | 0.40084 | -64.1343 | -20.6058 | -26.8478 | -9.0728
4 | 6 | 23 | 674.2358 | 687.58 | 700.7607 | 819.5917 | 378.8299 | 100.3275 | 0 | 0 | 55.8736 | 120.0569 | 120.3406 | 125.197 | 0 | 0 | 0 | 0 | 301.442 | 426.0008 | 546.3758 | 604.0872 | 0 | 0 | 0 | 0 | 0.32435 | 4.0741 | 16.4795 | 15.2587 | 0 | 0 | 0 | 0 | -62.2341 | 37.1207 | 17.565 | 75.0488 | 0.41263 | 0.42045 | 0.41146 | 0.39726 | -25.6799 | 15.6075 | 7.2272 | 29.8139
4 | 6 | 24 | 609.1085 | 618.8146 | 627.9485 | 731.8694 | 378.8299 | 100.3275 | 0 | 0 | 53.872 | 113.0467 | 122.6726 | 120.1228 | 0 | 0 | 0 | 0 | 278.333 | 400.3262 | 512.3194 | 572.2885 | 0 | 0 | 0 | 0 | 0.38972 | 1.7328 | 6.2472 | 13.2509 | 0 | 0 | 0 | 0 | -102.3161 | 3.3814 | -13.2907 | 26.2071 | 0.41183 | 0.4219 | 0.41161 | 0.39624 | -42.1364 | 1.4266 | -5.4706 | 10.3843
4 | 7 | 1 | 549.7234 | 555.3386 | 559.9136 | 649.2324 | 378.8299 | 100.3275 | 0 | 0 | 52.7815 | 118.0158 | 121.9336 | 121.3352 | 0 | 0 | 0 | 0 | 258.1662 | 378.2121 | 483.3771 | 548.9966 | 0 | 0 | 0 | 0 | 0.19031 | 3.4435 | 5.5038 | 12.6882 | 0 | 0 | 0 | 0 | -140.2446 | -44.6602 | -50.9009 | -33.7876 | 0.4113 | 0.42149 | 0.41495 | 0.39673 | -57.6826 | -18.8238 | -21.1213 | -13.4047
4 | 7 | 2 | 517.7313 | 520.2362 | 521.3568 | 601.6894 | 378.8299 | 100.3275 | 0 | 0 | 50.8434 | 122.7317 | 119.3483 | 113.1844 | 0 | 0 | 0 | 0 | 228.517 | 346.518 | 447.7984 | 517.3741 | 0 | 0 | 0 | 0 | 0.045839 | 2.1568 | 6.9202 | 4.4279 | 0 | 0 | 0 | 0 | -140.5048 | -51.4978 | -52.71 | -33.297 | 0.41115 | 0.42158 | 0.41337 | 0.39654 | -57.7686 | -21.7103 | -21.7885 | -13.2035
4 | 7 | 3 | 498.7788 | 498.5154 | 496.5524 | 570.3683 | 378.8299 | 100.3275 | 0 | 0 | 49.6803 | 112.2233 | 109.8731 | 111.4868 | 0 | 0 | 0 | 0 | 218.4904 | 335.5753 | 422.6617 | 489.7703 | 0 | 0 | 0 | 0 | -0.065515 | 5.905 | 5.9714 | 0.31234 | 0 | 0 | 0 | 0 | -148.1563 | -55.5157 | -41.9538 | -31.2012 | 0.41121 | 0.42135 | 0.41593 | 0.39646 | -60.9228 | -23.3913 | -17.4497 | -12.3701
4 | 7 | 4 | 489.9713 | 487.0408 | 482.006 | 550.752 | 378.8299 | 100.3275 | 0 | 0 | 51.541 | 112.8558 | 109.7107 | 110.2749 | 0 | 0 | 0 | 0 | 210.2533 | 322.6483 | 407.5629 | 478.4403 | 0 | 0 | 0 | 0 | 0.14468 | 5.558 | 4.4444 | -0.080094 | 0 | 0 | 0 | 0 | -150.7976 | -54.3487 | -39.712 | -37.8831 | 0.41164 | 0.4221 | 0.41529 | 0.39674 | -62.0739 | -22.9404 | -16.4919 | -15.0296
4 | 7 | 5 | 490.575 | 484.1243 | 474.878 | 538.4219 | 378.8299 | 100.3275 | 0 | 0 | 54.903 | 105.8915 | 105.1902 | 109.0129 | 0 | 0 | 0 | 0 | 227.9368 | 336.267 | 426.7521 | 500.2271 | 0 | 0 | 0 | 0 | 0.42902 | 7.9325 | 11.0016 | 2.1596 | 0 | 0 | 0 | 0 | -171.5237 | -66.2942 | -68.0659 | -72.9777 | 0.41274 | 0.42228 | 0.41522 | 0.39874 | -70.7945 | -27.9948 | -28.2625 | -29.0995
4 | 7 | 6 | 502.6777 | 493.5764 | 481.1192 | 542.4775 | 378.8299 | 100.3275 | 0 | 0 | 54.8567 | 104.253 | 101.7782 | 105.5 | 0 | 0 | 0 | 0 | 241.0168 | 343.1082 | 442.6125 | 514.1789 | 0 | 0 | 0 | 0 | 0.35946 | 7.0299 | 8.6276 | 17.791 | 0 | 0 | 0 | 0 | -172.3852 | -61.1422 | -71.8992 | -94.9924 | 0.41319 | 0.42246 | 0.41499 | 0.39779 | -71.228 | -25.8302 | -29.8375 | -37.7875
4 | 7 | 7 | 533.256 | 521.9726 | 506.8059 | 569.4386 | 378.8299 | 100.3275 | 0 | 0 | 51.1529 | 92.5608 | 85.8814 | 89.1232 | 0 | 0 | 0 | 0 | 246.143 | 444.1252 | 545.6105 | 601.6555 | 0 | 0 | 0 | 0 | -0.32948 | 0.35395 | -0.96675 | -0.56545 | 0 | 0 | 0 | 0 | -142.5403 | -115.3949 | -123.7193 | -120.7746 | 0.41464 | 0.33736 | 0.33191 | 0.39149 | -59.1032 | -38.9294 | -41.0631 | -47.2815
4 | 7 | 8 | 572.7573 | 561.4052 | 546.0308 | 614.4511 | 378.8299 | 100.3275 | 0 | 0 | 44.6596 | 79.4935 | 81.016 | 81.1693 | 0 | 0 | 0 | 0 | 280.838 | 605.4148 | 694.7912 | 750.0127 | 0 | 0 | 0 | 0 | -0.32629 | -4.0418 | -7.4247 | 19.8047 | 0 | 0 | 0 | 0 | -131.2439 | -219.7888 | -222.3517 | -236.5356 | 0.41395 | 0.28029 | 0.32029 | 0.31141 | -54.3279 | -61.6054 | -71.2166 | -73.6593
4 | 7 | 9 | 616.1828 | 606.1591 | 592.1986 | 668.9895 | 378.8299 | 100.3275 | 0 | 0 | 40.2445 | 77.9855 | 77.8127 | 78.0814 | 0 | 0 | 0 | 0 | 335.8163 | 751.3038 | 864.3019 | 923.4586 | 0 | 0 | 0 | 0 | -0.2609 | -4.6652 | -9.1077 | -40.3656 | 0 | 0 | 0 | 0 | -138.4471 | -318.7925 | -340.8083 | -292.1849 | 0.39087 | 0 | 0.0068178 | 0 | -54.115 | 0 | -2.3236 | 0
4 | 7 | 10 | 649.1104 | 640.0945 | 627.3006 | 710.7056 | 378.8299 | 100.3275 | 0 | 0 | 38.0143 | 73.6754 | 76.4973 | 69.7854 | 0 | 0 | 0 | 0 | 395.5295 | 884.0668 | 1011.3723 | 1074.6856 | 0 | 0 | 0 | 0 | -0.57256 | -9.837 | -12.9684 | -42.5481 | 0 | 0 | 0 | 0 | -162.6908 | -408.1381 | -447.6006 | -391.2174 | 0.39163 | 0 | 0 | 0 | -63.7139 | 0 | 0 | 0
4 | 7 | 11 | 674.7085 | 666.9675 | 655.6558 | 744.9085 | 378.8299 | 100.3275 | 0 | 0 | 38.0515 | 74.9813 | 75.0921 | 71.6265 | 0 | 0 | 0 | 0 | 462.8885 | 1005.7493 | 1155.9505 | 1228.113 | 0 | 0 | 0 | 0 | -0.66153 | -10.3042 | -19.1231 | -43.9302 | 0 | 0 | 0 | 0 | -204.3998 | -503.7864 | -556.2637 | -510.9008 | 0.38888 | 0 | 0 | 0 | -79.4875 | 0 | 0 | 0
4 | 7 | 12 | 677.9712 | 671.0367 | 660.626 | 751.4276 | 378.8299 | 100.3275 | 0 | 0 | 37.4132 | 72.1984 | 75.3573 | 67.9292 | 0 | 0 | 0 | 0 | 517.5452 | 1080.6714 | 1245.6186 | 1329.2218 | 0 | 0 | 0 | 0 | -0.70991 | -10.6083 | -23.4928 | -43.5696 | 0 | 0 | 0 | 0 | -255.1072 | -571.5523 | -636.8571 | -602.1537 | 0.38632 | 0 | 0 | 0 | -98.5522 | 0 | 0 | 0
4 | 7 | 13 | 677.8891 | 672.5111 | 663.8154 | 756.5308 | 378.8299 | 100.3275 | 0 | 0 | 35.793 | 75.0829 | 75.2907 | 67.9298 | 0 | 0 | 0 | 0 | 601.2714 | 1147.9188 | 1316.2827 | 1409.2378 | 0 | 0 | 0 | 0 | -0.66208 | -10.35 | -23.0023 | -46.1859 | 0 | 0 | 0 | 0 | -337.3431 | -640.468 | -704.7557 | -674.4508 | 0.38495 | 0 | 0 | 0 | -129.861 | 0 | 0 | 0
4 | 7 | 14 | 676.1496 | 671.9697 | 664.63 | 758.6549 | 378.8299 | 100.3275 | 0 | 0 | 36.6334 | 75.4877 | 75.4339 | 67.9292 | 0 | 0 | 0 | 0 | 522.6707 | 1048.2865 | 1219.8073 | 1314.3146 | 0 | 0 | 0 | 0 | -0.63081 | -10.3456 | -21.3842 | -35.9178 | 0 | 0 | 0 | 0 | -261.3536 | -541.7863 | -609.227 | -587.671 | 0.38305 | 0 | 0 | 0 | -100.1106 | 0 | 0 | 0
4 | 7 | 15 | 667.5607 | 664.6351 | 658.7412 | 753.139 | 378.8299 | 100.3275 | 0 | 0 | 37.0523 | 75.3719 | 76.4565 | 67.9417 | 0 | 0 | 0 | 0 | 450.6652 | 930.5743 | 1113.9465 | 1208.0504 | 0 | 0 | 0 | 0 | -0.43103 | -9.8894 | -18.595 | -33.2253 | 0 | 0 | 0 | 0 | -198.5557 | -431.7492 | -513.0668 | -489.6279 | 0.38528 | 0 | 0 | 0 | -76.5001 | 0 | 0 | 0
4 | 7 | 16 | 664.8188 | 664.8779 | 662.3432 | 760.1991 | 378.8299 | 100.3275 | 0 | 0 | 39.7345 | 79.5339 | 79.8176 | 72.5422 | 0 | 0 | 0 | 0 | 460.1956 | 888.5412 | 1073.1195 | 1162.9804 | 0 | 0 | 0 | 0 | -0.12326 | -5.2803 | -3.0915 | -20.8877 | 0 | 0 | 0 | 0 | -213.8179 | -398.2443 | -487.5024 | -454.4358 | 0.41156 | 0 | 0.007326 | 0 | -87.9981 | 0 | -3.5714 | 0
4 | 7 | 17 | 668.2009 | 671.6515 | 672.9788 | 775.9198 | 378.8299 | 100.3275 | 0 | 0 | 43.7579 | 79.751 | 81.4241 | 83.2284 | 0 | 0 | 0 | 0 | 458.4258 | 795.5326 | 991.1563 | 1084.751 | 141.5984 | 151.5027 | 151.5027 | 151.5027 | -0.19283 | -0.63158 | -0.46855 | 12.9955 | 0 | 0 | 0 | 0 | -354.2182 | -454.8307 | -550.6358 | -556.5578 | 0.40997 | 0.23762 | 0.31375 | 0.26988 | -145.2197 | -108.0768 | -172.7598 | -150.2065
4 | 7 | 18 | 676.3869 | 683.4219 | 688.7297 | 797.486 | 378.8299 | 100.3275 | 0 | 0 | 50.5723 | 93.5916 | 84.9533 | 101.6129 | 0 | 0 | 0 | 0 | 517.798 | 703.2908 | 873.6489 | 967.6795 | 141.5984 | 151.5027 | 151.5027 | 151.5027 | -0.15214 | -1.4889 | -1.4269 | 4.6111 | 0 | 0 | 0 | 0 | -412.2595 | -363.8018 | -419.9484 | -427.9202 | 0.41329 | 0.42469 | 0.41897 | 0.40593 | -170.3817 | -154.504 | -175.9445 | -173.7049
4 | 7 | 19 | 682.3447 | 690.7218 | 697.3457 | 808.2397 | 378.8299 | 100.3275 | 0 | 0 | 55.7775 | 106.6438 | 103.1691 | 110.358 | 0 | 0 | 0 | 0 | 527.3894 | 611.1529 | 761.3937 | 862.2144 | 141.5984 | 151.5027 | 151.5027 | 151.5027 | 0.15269 | 3.3839 | 14.4669 | 22.751 | 0 | 0 | 0 | 0 | -421.4031 | -282.289 | -333.1867 | -338.5864 | 0.4157 | 0.42239 | 0.41303 | 0.40197 | -175.1757 | -119.2355 | -137.6151 | -136.0999
4 | 7 | 20 | 701.5806 | 711.8845 | 720.8071 | 837.6232 | 378.8299 | 100.3275 | 0 | 0 | 55.2235 | 110.0592 | 110.3027 | 115.2777 | 0 | 0 | 0 | 0 | 515.6889 | 591.6865 | 732.0725 | 829.9431 | 141.5984 | 151.5027 | 151.5027 | 151.5027 | 0.55872 | 4.5315 | 10.168 | 42.9725 | 0 | 0 | 0 | 0 | -390.3189 | -246.2229 | -283.2389 | -302.0728 | 0.42087 | 0.43174 | 0.42154 | 0.40469 | -164.2754 | -106.3051 | -119.3954 | -122.2448
4 | 7 | 21 | 735.9644 | 748.4094 | 760.0273 | 885.8884 | 378.8299 | 100.3275 | 0 | 0 | 56.4528 | 113.7044 | 114.2079 | 118.9864 | 0 | 0 | 0 | 0 | 505.8047 | 582.1467 | 692.3595 | 781.0945 | 141.5984 | 151.5027 | 151.5027 | 151.5027 | 0.63811 | 6.3914 | 2.2958 | 16.4187 | 0 | 0 | 0 | 0 | -347.3594 | -205.6632 | -200.3386 | -182.1139 | 0.41808 | 0.42369 | 0.41303 | 0.4036 | -145.2244 | -87.1371 | -82.7467 | -73.502
4 | 7 | 22 | 702.9754 | 716.0615 | 728.6906 | 850.9912 | 378.8299 | 100.3275 | 0 | 0 | 57.1063 | 113.2055 | 118.842 | 122.7664 | 0 | 0 | 0 | 0 | 501.1543 | 583.221 | 666.8107 | 750.5674 | 141.5984 | 151.5027 | 151.5027 | 151.5027 | 0.53286 | 3.3308 | 4.8695 | 20.3937 | 0 | 0 | 0 | 0 | -376.2463 | -235.526 | -213.3344 | -194.239 | 0.41431 | 0.4215 | 0.41126 | 0.40084 | -155.8818 | -99.2738 | -87.7355 | -77.8584
4 | 7 | 23 | 650.6918 | 663.3568 | 675.7322 | 789.8389 | 378.8299 | 100.3275 | 0 | 0 | 55.8736 | 120.0569 | 120.3406 | 125.197 | 0 | 0 | 0 | 0 | 467.8099 | 553.6407 | 617.9561 | 699.29 | 0 | 0 | 0 | 0 | 0.32435 | 4.0741 | 16.4795 | 15.2587 | 0 | 0 | 0 | 0 | -252.146 | -114.7424 | -79.0439 | -49.9068 | 0.41263 | 0.42045 | 0.41146 | 0.39726 | -104.0441 | -48.2438 | -32.5231 | -19.826
4 | 7 | 24 | 591.1455 | 600.3392 | 608.8658 | 709.1904 | 378.8299 | 100.3275 | 0 | 0 | 53.872 | 113.0467 | 122.6726 | 120.1228 | 0 | 0 | 0 | 0 | 480.8104 | 565.9092 | 615.2311 | 692.4291 | 0 | 0 | 0 | 0 | 0.38972 | 1.7328 | 6.2472 | 13.2509 | 0 | 0 | 0 | 0 | -322.7565 | -180.677 | -135.2852 | -116.6124 | 0.41183 | 0.4219 | 0.41161 | 0.39624 | -132.9194 | -76.2271 | -55.6844 | -46.2066
4 | 8 | 1 | 540.6952 | 546.0433 | 550.3012 | 637.7986 | 378.8299 | 100.3275 | 0 | 0 | 52.7815 | 118.0158 | 121.9336 | 121.3352 | 0 | 0 | 0 | 0 | 476.8617 | 560.3303 | 600.4889 | 663.8336 | 0 | 0 | 0 | 0 | 0.19031 | 3.4435 | 5.5038 | 12.6882 | 0 | 0 | 0 | 0 | -367.9682 | -236.0737 | -177.6252 | -160.0583 | 0.4113 | 0.42149 | 0.41495 | 0.39673 | -151.3452 | -99.5027 | -73.7055 | -63.5006
4 | 8 | 2 | 507.1511 | 509.3411 | 510.0877 | 588.2833 | 378.8299 | 100.3275 | 0 | 0 | 50.8434 | 122.7317 | 119.3483 | 113.1844 | 0 | 0 | 0 | 0 | 482.8345 | 561.4296 | 600.3024 | 649.5297 | 0 | 0 | 0 | 0 | 0.045839 | 2.1568 | 6.9202 | 4.4279 | 0 | 0 | 0 | 0 | -405.4025 | -277.3044 | -216.4831 | -178.8588 | 0.41115 | 0.42158 | 0.41337 | 0.39654 | -166.6812 | -116.905 | -89.4866 | -70.9239
4 | 8 | 3 | 487.5365 | 486.9404 | 484.5825 | 556.1303 | 378.8299 | 100.3275 | 0 | 0 | 49.6803 | 112.2233 | 109.8731 | 111.4868 | 0 | 0 | 0 | 0 | 495.2766 | 565.018 | 606.8944 | 657.904 | 0 | 0 | 0 | 0 | -0.065515 | 5.905 | 5.9714 | 0.31234 | 0 | 0 | 0 | 0 | -436.1847 | -296.5334 | -238.1564 | -213.5728 | 0.41121 | 0.42135 | 0.41593 | 0.39646 | -179.3619 | -124.9431 | -99.0557 | -84.6736
4 | 8 | 4 | 478.9521 | 475.697 | 470.2769 | 536.802 | 378.8299 | 100.3275 | 0 | 0 | 51.541 | 112.8558 | 109.7107 | 110.2749 | 0 | 0 | 0 | 0 | 488.585 | 551.2978 | 595.5537 | 642.7758 | 0 | 0 | 0 | 0 | 0.14468 | 5.558 | 4.4444 | -0.080094 | 0 | 0 | 0 | 0 | -440.1485 | -294.3421 | -239.4319 | -216.1686 | 0.41164 | 0.4221 | 0.41529 | 0.39674 | -181.1814 | -124.2404 | -99.4334 | -85.7619
4 | 8 | 5 | 476.8793 | 470.0257 | 460.3011 | 521.0854 | 378.8299 | 100.3275 | 0 | 0 | 54.903 | 105.8915 | 105.1902 | 109.0129 | 0 | 0 | 0 | 0 | 496.3467 | 552.2627 | 600.8461 | 646.9161 | 0 | 0 | 0 | 0 | 0.42902 | 7.9325 | 11.0016 | 2.1596 | 0 | 0 | 0 | 0 | -453.6293 | -296.3885 | -256.7368 | -237.0032 | 0.41274 | 0.42228 | 0.41522 | 0.39874 | -187.2306 | -125.1594 | -106.6029 | -94.5037
4 | 8 | 6 | 482.7484 | 473.0799 | 459.9504 | 517.3206 | 378.8299 | 100.3275 | 0 | 0 | 54.8567 | 104.253 | 101.7782 | 105.5 | 0 | 0 | 0 | 0 | 477.9397 | 533.73 | 587.9901 | 633.6164 | 0 | 0 | 0 | 0 | 0.35946 | 7.0299 | 8.6276 | 17.791 | 0 | 0 | 0 | 0 | -429.2373 | -272.2605 | -238.4455 | -239.5868 | 0.41319 | 0.42246 | 0.41499 | 0.39779 | -177.357 | -115.0195 | -98.9526 | -95.3064
4 | 8 | 7 | 508.6633 | 496.6737 | 480.6696 | 538.3722 | 378.8299 | 100.3275 | 0 | 0 | 51.1529 | 92.5608 | 85.8814 | 89.1232 | 0 | 0 | 0 | 0 | 442.2282 | 586.1111 | 659.3848 | 706.2076 | 0 | 0 | 0 | 0 | -0.32948 | 0.35395 | -0.96675 | -0.56545 | 0 | 0 | 0 | 0 | -363.2182 | -282.6797 | -263.6298 | -256.3931 | 0.41464 | 0.33736 | 0.33191 | 0.39149 | -150.6056 | -95.3643 | -87.5002 | -100.3743
4 | 8 | 8 | 541.3368 | 529.0816 | 512.6364 | 574.7565 | 378.8299 | 100.3275 | 0 | 0 | 44.6596 | 79.4935 | 81.016 | 81.1693 | 0 | 0 | 0 | 0 | 404.851 | 679.9652 | 785.2094 | 845.6724 | 0 | 0 | 0 | 0 | -0.32629 | -4.0418 | -7.4247 | 19.8047 | 0 | 0 | 0 | 0 | -286.6775 | -326.6627 | -346.1644 | -371.8899 | 0.41395 | 0.28029 | 0.32029 | 0.31141 | -118.669 | -91.5614 | -110.8723 | -115.8098
4 | 8 | 9 | 585.0778 | 574.1402 | 559.0949 | 629.6201 | 378.8299 | 100.3275 | 0 | 0 | 40.2445 | 77.9855 | 77.8127 | 78.0814 | 0 | 0 | 0 | 0 | 416.6694 | 788.5993 | 923.6204 | 995.8291 | 0 | 0 | 0 | 0 | -0.2609 | -4.6652 | -9.1077 | -40.3656 | 0 | 0 | 0 | 0 | -250.4051 | -388.1068 | -433.2305 | -403.9248 | 0.39087 | 0 | 0.0068178 | 0 | -97.8761 | 0 | -2.9537 | 0
4 | 8 | 10 | 619.9812 | 610.0988 | 596.2757 | 673.7976 | 378.8299 | 100.3275 | 0 | 0 | 38.0143 | 73.6754 | 76.4973 | 69.7854 | 0 | 0 | 0 | 0 | 429.5906 | 861.1769 | 1016.2818 | 1098.2753 | 0 | 0 | 0 | 0 | -0.57256 | -9.837 | -12.9684 | -42.5481 | 0 | 0 | 0 | 0 | -225.8812 | -415.244 | -483.5351 | -451.715 | 0.39163 | 0 | 0 | 0 | -88.4609 | 0 | 0 | 0
4 | 8 | 11 | 642.7409 | 634.0548 | 621.621 | 704.4259 | 378.8299 | 100.3275 | 0 | 0 | 38.0515 | 74.9813 | 75.0921 | 71.6265 | 0 | 0 | 0 | 0 | 438.3629 | 936.2959 | 1111.8975 | 1205.2127 | 0 | 0 | 0 | 0 | -0.66153 | -10.3042 | -19.1231 | -43.9302 | 0 | 0 | 0 | 0 | -211.8419 | -467.2456 | -546.2455 | -528.4831 | 0.38888 | 0 | 0 | 0 | -82.3816 | 0 | 0 | 0
4 | 8 | 12 | 654.2792 | 646.6272 | 635.3635 | 721.3619 | 378.8299 | 100.3275 | 0 | 0 | 37.4132 | 72.1984 | 75.3573 | 67.9292 | 0 | 0 | 0 | 0 | 452.7407 | 981.0143 | 1173.8293 | 1276.9347 | 0 | 0 | 0 | 0 | -0.70991 | -10.6083 | -23.4928 | -43.5696 | 0 | 0 | 0 | 0 | -213.9946 | -496.3047 | -590.3302 | -579.9323 | 0.38632 | 0 | 0 | 0 | -82.6698 | 0 | 0 | 0
4 | 8 | 13 | 662.1298 | 656.2606 | 646.9803 | 736.4805 | 378.8299 | 100.3275 | 0 | 0 | 35.793 | 75.0829 | 75.2907 | 67.9298 | 0 | 0 | 0 | 0 | 482.8536 | 1038.2085 | 1240.6302 | 1350.6775 | 0 | 0 | 0 | 0 | -0.66208 | -10.35 | -23.0023 | -46.1859 | 0 | 0 | 0 | 0 | -234.6847 | -547.0083 | -645.9383 | -635.9409 | 0.38495 | 0 | 0 | 0 | -90.3424 | 0 | 0 | 0
4 | 8 | 14 | 662.9616 | 658.3644 | 650.5277 | 741.8529 | 378.8299 | 100.3275 | 0 | 0 | 36.6334 | 75.4877 | 75.4339 | 67.9292 | 0 | 0 | 0 | 0 | 473.8945 | 1018.5625 | 1226.8071 | 1337.9259 | 0 | 0 | 0 | 0 | -0.63081 | -10.3456 | -21.3842 | -35.9178 | 0 | 0 | 0 | 0 | -225.7655 | -525.6677 | -630.3291 | -628.0844 | 0.38305 | 0 | 0 | 0 | -86.4787 | 0 | 0 | 0
4 | 8 | 15 | 658.3927 | 655.1604 | 648.9004 | 741.3974 | 378.8299 | 100.3275 | 0 | 0 | 37.0523 | 75.3719 | 76.4565 | 67.9417 | 0 | 0 | 0 | 0 | 453.89 | 977.4508 | 1193.7354 | 1304.8968 | 0 | 0 | 0 | 0 | -0.43103 | -9.8894 | -18.595 | -33.2253 | 0 | 0 | 0 | 0 | -210.9485 | -488.1004 | -602.6965 | -598.2159 | 0.38528 | 0 | 0 | 0 | -81.2748 | 0 | 0 | 0
4 | 8 | 16 | 659.7512 | 659.6194 | 656.8557 | 753.63 | 378.8299 | 100.3275 | 0 | 0 | 39.7345 | 79.5339 | 79.8176 | 72.5422 | 0 | 0 | 0 | 0 | 439.8076 | 916.4369 | 1137.5193 | 1243.489 | 0 | 0 | 0 | 0 | -0.12326 | -5.2803 | -3.0915 | -20.8877 | 0 | 0 | 0 | 0 | -198.4976 | -431.3985 | -557.3898 | -541.5134 | 0.41156 | 0 | 0.007326 | 0 | -81.6929 | 0 | -4.0834 | 0
4 | 8 | 17 | 667.6134 | 671.005 | 672.2599 | 775.0222 | 378.8299 | 100.3275 | 0 | 0 | 43.7579 | 79.751 | 81.4241 | 83.2284 | 0 | 0 | 0 | 0 | 387.9794 | 772.2907 | 1002.5232 | 1097.7064 | 141.5984 | 151.5027 | 151.5027 | 151.5027 | -0.19283 | -0.63158 | -0.46855 | 12.9955 | 0 | 0 | 0 | 0 | -284.3593 | -432.2353 | -562.7216 | -570.4108 | 0.40997 | 0.23762 | 0.31375 | 0.26988 | -116.5795 | -102.7077 | -176.5516 | -153.9452
4 | 8 | 18 | 677.2342 | 684.2447 | 689.5205 | 798.3761 | 378.8299 | 100.3275 | 0 | 0 | 50.5723 | 93.5916 | 84.9533 | 101.6129 | 0 | 0 | 0 | 0 | 284.7169 | 520.0738 | 744.8121 | 826.9425 | 141.5984 | 151.5027 | 151.5027 | 151.5027 | -0.15214 | -1.4889 | -1.4269 | 4.6111 | 0 | 0 | 0 | 0 | -178.3311 | -179.7619 | -290.3207 | -286.2932 | 0.41329 | 0.42469 | 0.41897 | 0.40593 | -73.702 | -76.3436 | -121.6348 | -116.2145
4 | 8 | 19 | 689.1751 | 697.7043 | 704.5059 | 816.7055 | 378.8299 | 100.3275 | 0 | 0 | 55.7775 | 106.6438 | 103.1691 | 110.358 | 0 | 0 | 0 | 0 | 300.384 | 410.4261 | 624.1148 | 702.5269 | 141.5984 | 151.5027 | 151.5027 | 151.5027 | 0.15269 | 3.3839 | 14.4669 | 22.751 | 0 | 0 | 0 | 0 | -187.5673 | -74.5797 | -188.7475 | -170.4331 | 0.4157 | 0.42239 | 0.41303 | 0.40197 | -77.971 | -31.5016 | -77.9578 | -68.5082
4 | 8 | 20 | 721.8183 | 732.664 | 742.2268 | 863.043 | 378.8299 | 100.3275 | 0 | 0 | 55.2235 | 110.0592 | 110.3027 | 115.2777 | 0 | 0 | 0 | 0 | 350.8521 | 453.08 | 656.4384 | 733.1963 | 141.5984 | 151.5027 | 151.5027 | 151.5027 | 0.55872 | 4.5315 | 10.168 | 42.9725 | 0 | 0 | 0 | 0 | -205.2443 | -86.837 | -186.1851 | -179.9063 | 0.42087 | 0.43174 | 0.42154 | 0.40469 | -86.3822 | -37.4913 | -78.4837 | -72.8056
4 | 8 | 21 | 760.4906 | 773.596 | 785.9943 | 916.7086 | 378.8299 | 100.3275 | 0 | 0 | 56.4528 | 113.7044 | 114.2079 | 118.9864 | 0 | 0 | 0 | 0 | 339.8305 | 438.0536 | 630.2709 | 704.8475 | 141.5984 | 151.5027 | 151.5027 | 151.5027 | 0.63811 | 6.3914 | 2.2958 | 16.4187 | 0 | 0 | 0 | 0 | -156.859 | -36.3835 | -112.2831 | -75.0467 | 0.41808 | 0.42369 | 0.41303 | 0.4036 | -65.5798 | -15.4153 | -46.3767 | -30.2892
4 | 8 | 22 | 722.4244 | 736.0277 | 749.2675 | 875.4074 | 378.8299 | 100.3275 | 0 | 0 | 57.1063 | 113.2055 | 118.842 | 122.7664 | 0 | 0 | 0 | 0 | 377.132 | 468.6689 | 656.3117 | 729.6573 | 141.5984 | 151.5027 | 151.5027 | 151.5027 | 0.53286 | 3.3308 | 4.8695 | 20.3937 | 0 | 0 | 0 | 0 | -232.775 | -101.0078 | -182.2584 | -148.9127 | 0.41431 | 0.4215 | 0.41126 | 0.40084 | -96.4405 | -42.5746 | -74.9552 | -59.6899
4 | 8 | 23 | 652.0869 | 664.7703 | 677.1662 | 791.521 | 378.8299 | 100.3275 | 0 | 0 | 55.8736 | 120.0569 | 120.3406 | 125.197 | 0 | 0 | 0 | 0 | 314.1126 | 411.1794 | 590.8034 | 665.5049 | 0 | 0 | 0 | 0 | 0.32435 | 4.0741 | 16.4795 | 15.2587 | 0 | 0 | 0 | 0 | -97.0536 | 29.1325 | -50.4572 | -14.4395 | 0.41263 | 0.42045 | 0.41146 | 0.39726 | -40.0476 | 12.2488 | -20.7609 | -5.7362
4 | 8 | 24 | 577.876 | 586.6757 | 594.7344 | 692.3802 | 378.8299 | 100.3275 | 0 | 0 | 53.872 | 113.0467 | 122.6726 | 120.1228 | 0 | 0 | 0 | 0 | 273.7757 | 374.8972 | 564.2597 | 643.762 | 0 | 0 | 0 | 0 | 0.38972 | 1.7328 | 6.2472 | 13.2509 | 0 | 0 | 0 | 0 | -128.9914 | -3.3285 | -98.4451 | -84.7556 | 0.41183 | 0.4219 | 0.41161 | 0.39624 | -53.122 | -1.4043 | -40.5208 | -33.5836
4 | 9 | 1 | 527.7543 | 532.7229 | 536.5303 | 621.422 | 378.8299 | 100.3275 | 0 | 0 | 52.7815 | 118.0158 | 121.9336 | 121.3352 | 0 | 0 | 0 | 0 | 267.4211 | 369.1238 | 554.9129 | 641.3444 | 0 | 0 | 0 | 0 | 0.19031 | 3.4435 | 5.5038 | 12.6882 | 0 | 0 | 0 | 0 | -171.4686 | -58.1876 | -145.82 | -153.9457 | 0.4113 | 0.42149 | 0.41495 | 0.39673 | -70.525 | -24.5255 | -60.508 | -61.0755
4 | 9 | 2 | 498.8911 | 500.8473 | 501.3168 | 577.8613 | 378.8299 | 100.3275 | 0 | 0 | 50.8434 | 122.7317 | 119.3483 | 113.1844 | 0 | 0 | 0 | 0 | 268.3342 | 372.6756 | 545.0851 | 645.6014 | 0 | 0 | 0 | 0 | 0.045839 | 2.1568 | 6.9202 | 4.4279 | 0 | 0 | 0 | 0 | -199.1622 | -97.0443 | -170.0367 | -185.3524 | 0.41115 | 0.42158 | 0.41337 | 0.39654 | -81.8855 | -40.9116 | -70.2873 | -73.4989
4 | 9 | 3 | 483.8989 | 483.2024 | 480.7257 | 551.5501 | 378.8299 | 100.3275 | 0 | 0 | 49.6803 | 112.2233 | 109.8731 | 111.4868 | 0 | 0 | 0 | 0 | 285.6568 | 388.2161 | 553.5599 | 669.9437 | 0 | 0 | 0 | 0 | -0.065515 | 5.905 | 5.9714 | 0.31234 | 0 | 0 | 0 | 0 | -230.2025 | -123.4695 | -188.6788 | -230.1927 | 0.41121 | 0.42135 | 0.41593 | 0.39646 | -94.6607 | -52.0233 | -78.4766 | -91.2628
4 | 9 | 4 | 482.7372 | 479.6014 | 474.3234 | 541.6227 | 378.8299 | 100.3275 | 0 | 0 | 51.541 | 112.8558 | 109.7107 | 110.2749 | 0 | 0 | 0 | 0 | 323.9878 | 416.7184 | 580.6415 | 719.7114 | 0 | 0 | 0 | 0 | 0.14468 | 5.558 | 4.4444 | -0.080094 | 0 | 0 | 0 | 0 | -271.7662 | -155.8583 | -220.4731 | -288.2835 | 0.41164 | 0.4221 | 0.41529 | 0.39674 | -111.869 | -65.7871 | -91.56 | -114.3725
4 | 9 | 5 | 492.8141 | 486.4509 | 477.3096 | 541.3358 | 378.8299 | 100.3275 | 0 | 0 | 54.903 | 105.8915 | 105.1902 | 109.0129 | 0 | 0 | 0 | 0 | 367.6982 | 451.2642 | 610.2935 | 764.6948 | 0 | 0 | 0 | 0 | 0.42902 | 7.9325 | 11.0016 | 2.1596 | 0 | 0 | 0 | 0 | -309.046 | -178.9648 | -249.1757 | -334.5315 | 0.41274 | 0.42228 | 0.41522 | 0.39874 | -127.5554 | -75.5735 | -103.4634 | -133.3926
4 | 9 | 6 | 529.2943 | 520.9932 | 509.4868 | 576.2328 | 378.8299 | 100.3275 | 0 | 0 | 54.8567 | 104.253 | 101.7782 | 105.5 | 0 | 0 | 0 | 0 | 367.3093 | 455.712 | 604.432 | 765.9624 | 0 | 0 | 0 | 0 | 0.35946 | 7.0299 | 8.6276 | 17.791 | 0 | 0 | 0 | 0 | -272.0611 | -146.3292 | -205.3511 | -313.0206 | 0.41319 | 0.42246 | 0.41499 | 0.39779 | -112.4132 | -61.8184 | -85.2187 | -124.518
4 | 9 | 7 | 608.7023 | 599.6089 | 587.0404 | 664.8321 | 378.8299 | 100.3275 | 0 | 0 | 51.1529 | 92.5608 | 85.8814 | 89.1232 | 0 | 0 | 0 | 0 | 415.3238 | 658.8723 | 813.8628 | 971.1472 | 0 | 0 | 0 | 0 | -0.32948 | 0.35395 | -0.96675 | -0.56545 | 0 | 0 | 0 | 0 | -236.2749 | -252.5056 | -311.737 | -394.8728 | 0.41464 | 0.33736 | 0.33191 | 0.39149 | -97.9695 | -85.1848 | -103.4672 | -154.5871
4 | 9 | 8 | 668.1889 | 659.5885 | 647.4774 | 735.0454 | 378.8299 | 100.3275 | 0 | 0 | 44.6596 | 79.4935 | 81.016 | 81.1693 | 0 | 0 | 0 | 0 | 495.0055 | 884.7063 | 1063.0947 | 1232.9622 | 0 | 0 | 0 | 0 | -0.32629 | -4.0418 | -7.4247 | 19.8047 | 0 | 0 | 0 | 0 | -249.9798 | -400.897 | -489.2085 | -598.8908 | 0.41395 | 0.28029 | 0.32029 | 0.31141 | -103.4781 | -112.3688 | -156.6877 | -186.4999
4 | 9 | 9 | 703.7237 | 696.2188 | 685.245 | 779.5925 | 378.8299 | 100.3275 | 0 | 0 | 40.2445 | 77.9855 | 77.8127 | 78.0814 | 0 | 0 | 0 | 0 | 646.3916 | 1148.7692 | 1357.8364 | 1539.8427 | 0 | 0 | 0 | 0 | -0.2609 | -4.6652 | -9.1077 | -40.3656 | 0 | 0 | 0 | 0 | -361.4814 | -626.1982 | -741.2964 | -797.966 | 0.39087 | 0 | 0.0068178 | 0 | -141.2927 | 0 | -5.054 | 0
4 | 9 | 10 | 735.0391 | 728.495 | 718.632 | 819.2695 | 378.8299 | 100.3275 | 0 | 0 | 38.0143 | 73.6754 | 76.4973 | 69.7854 | 0 | 0 | 0 | 0 | 749.7858 | 1321.5514 | 1550.9814 | 1740.4301 | 0 | 0 | 0 | 0 | -0.57256 | -9.837 | -12.9684 | -42.5481 | 0 | 0 | 0 | 0 | -431.0184 | -757.2223 | -895.8783 | -948.3979 | 0.39163 | 0 | 0 | 0 | -168.798 | 0 | 0 | 0
4 | 9 | 11 | 760.8876 | 755.6292 | 747.2616 | 853.8022 | 378.8299 | 100.3275 | 0 | 0 | 38.0515 | 74.9813 | 75.0921 | 71.6265 | 0 | 0 | 0 | 0 | 795.4506 | 1392.9381 | 1633.6504 | 1834.3947 | 0 | 0 | 0 | 0 | -0.66153 | -10.3042 | -19.1231 | -43.9302 | 0 | 0 | 0 | 0 | -450.7829 | -802.3134 | -942.3578 | -1008.2888 | 0.38888 | 0 | 0 | 0 | -175.3015 | 0 | 0 | 0
4 | 9 | 12 | 770.699 | 766.4339 | 759.1886 | 868.5893 | 378.8299 | 100.3275 | 0 | 0 | 37.4132 | 72.1984 | 75.3573 | 67.9292 | 0 | 0 | 0 | 0 | 857.539 | 1461.6704 | 1709.7794 | 1912.3181 | 0 | 0 | 0 | 0 | -0.70991 | -10.6083 | -23.4928 | -43.5696 | 0 | 0 | 0 | 0 | -502.3732 | -857.1541 | -1002.4552 | -1068.0883 | 0.38632 | 0 | 0 | 0 | -194.0753 | 0 | 0 | 0
4 | 9 | 13 | 777.8961 | 775.4024 | 770.1274 | 882.9096 | 378.8299 | 100.3275 | 0 | 0 | 35.793 | 75.0829 | 75.2907 | 67.9298 | 0 | 0 | 0 | 0 | 881.4 | 1486.0753 | 1740.0439 | 1946.8925 | 0 | 0 | 0 | 0 | -0.66208 | -10.35 | -23.0023 | -46.1859 | 0 | 0 | 0 | 0 | -517.4647 | -875.7332 | -1022.2049 | -1085.7268 | 0.38495 | 0 | 0 | 0 | -199.1992 | 0 | 0 | 0
4 | 9 | 14 | 783.0403 | 781.938 | 778.2478 | 893.7129 | 378.8299 | 100.3275 | 0 | 0 | 36.6334 | 75.4877 | 75.4339 | 67.9292 | 0 | 0 | 0 | 0 | 877.5414 | 1449.6916 | 1693.8473 | 1901.8379 | 0 | 0 | 0 | 0 | -0.63081 | -10.3456 | -21.3842 | -35.9178 | 0 | 0 | 0 | 0 | -509.3336 | -833.2231 | -969.6492 | -1040.1364 | 0.38305 | 0 | 0 | 0 | -195.0985 | 0 | 0 | 0
4 | 9 | 15 | 776.7645 | 776.9747 | 774.7989 | 891.0889 | 378.8299 | 100.3275 | 0 | 0 | 37.0523 | 75.3719 | 76.4565 | 67.9417 | 0 | 0 | 0 | 0 | 876.5763 | 1434.7103 | 1685.6805 | 1897.4928 | 0 | 0 | 0 | 0 | -0.43103 | -9.8894 | -18.595 | -33.2253 | 0 | 0 | 0 | 0 | -515.263 | -823.5456 | -968.7431 | -1041.1204 | 0.38528 | 0 | 0 | 0 | -198.522 | 0 | 0 | 0
4 | 9 | 16 | 775.0611 | 778.2786 | 779.4882 | 899.4339 | 378.8299 | 100.3275 | 0 | 0 | 39.7345 | 79.5339 | 79.8176 | 72.5422 | 0 | 0 | 0 | 0 | 885.9564 | 1411.3652 | 1672.3937 | 1881.6604 | 0 | 0 | 0 | 0 | -0.12326 | -5.2803 | -3.0915 | -20.8877 | 0 | 0 | 0 | 0 | -529.3364 | -807.6677 | -969.6317 | -1033.881 | 0.41156 | 0 | 0.007326 | 0 | -217.8517 | 0 | -7.1035 | 0
4 | 9 | 17 | 771.2893 | 777.6954 | 782.5264 | 906.1267 | 378.8299 | 100.3275 | 0 | 0 | 43.7579 | 79.751 | 81.4241 | 83.2284 | 0 | 0 | 0 | 0 | 834.5653 | 1256.9794 | 1507.5887 | 1707.4796 | 141.5984 | 151.5027 | 151.5027 | 151.5027 | -0.19283 | -0.63158 | -0.46855 | 12.9955 | 0 | 0 | 0 | 0 | -627.2693 | -810.2336 | -957.5205 | -1049.0795 | 0.40997 | 0.23762 | 0.31375 | 0.26988 | -257.1631 | -192.5276 | -300.4182 | -283.1306
4 | 9 | 18 | 762.5815 | 772.082 | 780.3124 | 906.3343 | 378.8299 | 100.3275 | 0 | 0 | 50.5723 | 93.5916 | 84.9533 | 101.6129 | 0 | 0 | 0 | 0 | 724.7539 | 958.1889 | 1172.9203 | 1353.8969 | 141.5984 | 151.5027 | 151.5027 | 151.5027 | -0.15214 | -1.4889 | -1.4269 | 4.6111 | 0 | 0 | 0 | 0 | -533.0208 | -530.0398 | -627.637 | -705.2894 | 0.41329 | 0.42469 | 0.41897 | 0.40593 | -220.2908 | -225.1042 | -262.9592 | -286.2969
4 | 9 | 19 | 751.6184 | 761.9861 | 770.9703 | 895.7536 | 378.8299 | 100.3275 | 0 | 0 | 55.7775 | 106.6438 | 103.1691 | 110.358 | 0 | 0 | 0 | 0 | 680.532 | 786.2024 | 979.7761 | 1172.3378 | 141.5984 | 151.5027 | 151.5027 | 151.5027 | 0.15269 | 3.3839 | 14.4669 | 22.751 | 0 | 0 | 0 | 0 | -505.272 | -386.0742 | -477.9445 | -561.1958 | 0.4157 | 0.42239 | 0.41303 | 0.40197 | -210.0397 | -163.0732 | -197.404 | -225.5811
4 | 9 | 20 | 771.4902 | 783.8053 | 795.1128 | 925.9491 | 378.8299 | 100.3275 | 0 | 0 | 55.2235 | 110.0592 | 110.3027 | 115.2777 | 0 | 0 | 0 | 0 | 655.4491 | 760.5608 | 962.9997 | 1160.8185 | 141.5984 | 151.5027 | 151.5027 | 151.5027 | 0.55872 | 4.5315 | 10.168 | 42.9725 | 0 | 0 | 0 | 0 | -460.1695 | -343.1765 | -439.8604 | -544.6223 | 0.42087 | 0.43174 | 0.42154 | 0.40469 | -193.6738 | -148.1642 | -185.417 | -220.4013
4 | 9 | 21 | 806.4209 | 820.8788 | 834.8826 | 974.8531 | 378.8299 | 100.3275 | 0 | 0 | 56.4528 | 113.7044 | 114.2079 | 118.9864 | 0 | 0 | 0 | 0 | 665.9444 | 769.4007 | 948.3539 | 1142.6352 | 141.5984 | 151.5027 | 151.5027 | 151.5027 | 0.63811 | 6.3914 | 2.2958 | 16.4187 | 0 | 0 | 0 | 0 | -437.0426 | -320.4479 | -381.4777 | -454.6899 | 0.41808 | 0.42369 | 0.41303 | 0.4036 | -182.7193 | -135.77 | -157.5632 | -183.5148
4 | 9 | 22 | 753.7212 | 768.2511 | 782.5911 | 915.0454 | 378.8299 | 100.3275 | 0 | 0 | 57.1063 | 113.2055 | 118.842 | 122.7664 | 0 | 0 | 0 | 0 | 685.2586 | 787.485 | 968.9211 | 1145.2974 | 141.5984 | 151.5027 | 151.5027 | 151.5027 | 0.53286 | 3.3308 | 4.8695 | 20.3937 | 0 | 0 | 0 | 0 | -509.6048 | -387.6004 | -461.5442 | -524.9147 | 0.41431 | 0.4215 | 0.41126 | 0.40084 | -211.1333 | -163.373 | -189.8137 | -210.4058
4 | 9 | 23 | 671.5938 | 684.8609 | 697.9503 | 816.2499 | 378.8299 | 100.3275 | 0 | 0 | 55.8736 | 120.0569 | 120.3406 | 125.197 | 0 | 0 | 0 | 0 | 688.7926 | 788.5078 | 974.4298 | 1127.4539 | 0 | 0 | 0 | 0 | 0.32435 | 4.0741 | 16.4795 | 15.2587 | 0 | 0 | 0 | 0 | -452.2268 | -328.1054 | -413.2995 | -451.6597 | 0.41263 | 0.42045 | 0.41146 | 0.39726 | -186.6042 | -137.953 | -170.0544 | -179.4265
4 | 9 | 24 | 594.1617 | 603.4547 | 612.0999 | 713.0477 | 378.8299 | 100.3275 | 0 | 0 | 53.872 | 113.0467 | 122.6726 | 120.1228 | 0 | 0 | 0 | 0 | 698.9367 | 796.0448 | 972.6027 | 1131.0174 | 0 | 0 | 0 | 0 | 0.38972 | 1.7328 | 6.2472 | 13.2509 | 0 | 0 | 0 | 0 | -537.8667 | -407.6971 | -489.4226 | -551.3434 | 0.41183 | 0.4219 | 0.41161 | 0.39624 | -221.5073 | -172.0062 | -201.4502 | -218.4648
4 | 10 | 1 | 539.7764 | 545.1181 | 549.3696 | 636.7119 | 378.8299 | 100.3275 | 0 | 0 | 52.7815 | 118.0158 | 121.9336 | 121.3352 | 0 | 0 | 0 | 0 | 689.1702 | 783.1664 | 949.6719 | 1135.11 | 0 | 0 | 0 | 0 | 0.19031 | 3.4435 | 5.5038 | 12.6882 | 0 | 0 | 0 | 0 | -581.1955 | -459.835 | -527.7397 | -632.4215 | 0.4113 | 0.42149 | 0.41495 | 0.39673 | -239.0456 | -193.8158 | -218.9854 | -250.9032
4 | 10 | 2 | 508.6661 | 510.9254 | 511.7556 | 590.2921 | 378.8299 | 100.3275 | 0 | 0 | 50.8434 | 122.7317 | 119.3483 | 113.1844 | 0 | 0 | 0 | 0 | 677.7703 | 770.1206 | 936.0082 | 1116.7863 | 0 | 0 | 0 | 0 | 0.045839 | 2.1568 | 6.9202 | 4.4279 | 0 | 0 | 0 | 0 | -598.8232 | -484.4112 | -550.521 | -644.1065 | 0.41115 | 0.42158 | 0.41337 | 0.39654 | -246.2062 | -204.2163 | -227.5663 | -255.4113
4 | 10 | 3 | 492.9497 | 492.5387 | 490.402 | 563.0779 | 378.8299 | 100.3275 | 0 | 0 | 49.6803 | 112.2233 | 109.8731 | 111.4868 | 0 | 0 | 0 | 0 | 687.3777 | 778.4336 | 950.7291 | 1136.6871 | 0 | 0 | 0 | 0 | -0.065515 | 5.905 | 5.9714 | 0.31234 | 0 | 0 | 0 | 0 | -622.8726 | -504.3507 | -576.1717 | -685.4083 | 0.41121 | 0.42135 | 0.41593 | 0.39646 | -256.1291 | -212.506 | -239.6453 | -271.7388
4 | 10 | 4 | 488.8508 | 485.9106 | 480.8657 | 549.4195 | 378.8299 | 100.3275 | 0 | 0 | 51.541 | 112.8558 | 109.7107 | 110.2749 | 0 | 0 | 0 | 0 | 665.8455 | 754.6858 | 933.055 | 1117.4303 | 0 | 0 | 0 | 0 | 0.14468 | 5.558 | 4.4444 | -0.080094 | 0 | 0 | 0 | 0 | -607.5102 | -487.5164 | -566.3444 | -678.2056 | 0.41164 | 0.4221 | 0.41529 | 0.39674 | -250.0737 | -205.7785 | -235.1964 | -269.0686
4 | 10 | 5 | 496.7272 | 490.4918 | 481.5031 | 546.3363 | 378.8299 | 100.3275 | 0 | 0 | 54.903 | 105.8915 | 105.1902 | 109.0129 | 0 | 0 | 0 | 0 | 632.928 | 719.9077 | 899.5256 | 1086.9525 | 0 | 0 | 0 | 0 | 0.42902 | 7.9325 | 11.0016 | 2.1596 | 0 | 0 | 0 | 0 | -570.3627 | -443.5674 | -534.2143 | -651.7887 | 0.41274 | 0.42228 | 0.41522 | 0.39874 | -235.411 | -187.3103 | -221.8178 | -259.8972
4 | 10 | 6 | 531.1298 | 522.9047 | 511.4898 | 578.6374 | 378.8299 | 100.3275 | 0 | 0 | 54.8567 | 104.253 | 101.7782 | 105.5 | 0 | 0 | 0 | 0 | 627.2023 | 722.669 | 902.0173 | 1086.0598 | 0 | 0 | 0 | 0 | 0.35946 | 7.0299 | 8.6276 | 17.791 | 0 | 0 | 0 | 0 | -530.1185 | -411.3746 | -500.9334 | -630.7134 | 0.41319 | 0.42246 | 0.41499 | 0.39779 | -219.0402 | -173.7898 | -207.8826 | -250.8945
4 | 10 | 7 | 611.9171 | 602.9243 | 590.4755 | 668.9236 | 378.8299 | 100.3275 | 0 | 0 | 51.1529 | 92.5608 | 85.8814 | 89.1232 | 0 | 0 | 0 | 0 | 636.2874 | 909.283 | 1115.7082 | 1303.2907 | 0 | 0 | 0 | 0 | -0.32948 | 0.35395 | -0.96675 | -0.56545 | 0 | 0 | 0 | 0 | -454.0236 | -499.601 | -610.1473 | -722.9249 | 0.41464 | 0.33736 | 0.33191 | 0.39149 | -188.2573 | -168.5444 | -202.5113 | -283.0148
4 | 10 | 8 | 670.342 | 661.8017 | 649.7616 | 737.7587 | 378.8299 | 100.3275 | 0 | 0 | 44.6596 | 79.4935 | 81.016 | 81.1693 | 0 | 0 | 0 | 0 | 675.9039 | 1108.4569 | 1325.8099 | 1528.4617 | 0 | 0 | 0 | 0 | -0.32629 | -4.0418 | -7.4247 | 19.8047 | 0 | 0 | 0 | 0 | -428.7251 | -622.4344 | -749.6395 | -891.677 | 0.41395 | 0.28029 | 0.32029 | 0.31141 | -177.469 | -174.4643 | -240.1006 | -277.676
4 | 10 | 9 | 697.9587 | 690.2922 | 679.1272 | 772.3248 | 378.8299 | 100.3275 | 0 | 0 | 40.2445 | 77.9855 | 77.8127 | 78.0814 | 0 | 0 | 0 | 0 | 746.1707 | 1286.3057 | 1525.2205 | 1732.4217 | 0 | 0 | 0 | 0 | -0.2609 | -4.6652 | -9.1077 | -40.3656 | 0 | 0 | 0 | 0 | -467.0256 | -769.6612 | -914.7984 | -997.8127 | 0.39087 | 0 | 0.0068178 | 0 | -182.5468 | 0 | -6.2369 | 0
4 | 10 | 10 | 721.9606 | 715.0505 | 704.7542 | 802.7836 | 378.8299 | 100.3275 | 0 | 0 | 38.0143 | 73.6754 | 76.4973 | 69.7854 | 0 | 0 | 0 | 0 | 817.7051 | 1415.1035 | 1663.1358 | 1875.5422 | 0 | 0 | 0 | 0 | -0.57256 | -9.837 | -12.9684 | -42.5481 | 0 | 0 | 0 | 0 | -512.0161 | -864.2188 | -1021.9105 | -1099.9959 | 0.39163 | 0 | 0 | 0 | -200.5188 | 0 | 0 | 0
4 | 10 | 11 | 741.052 | 735.2401 | 726.2172 | 828.8047 | 378.8299 | 100.3275 | 0 | 0 | 38.0515 | 74.9813 | 75.0921 | 71.6265 | 0 | 0 | 0 | 0 | 852.562 | 1469.7842 | 1714.7203 | 1932.9748 | 0 | 0 | 0 | 0 | -0.66153 | -10.3042 | -19.1231 | -43.9302 | 0 | 0 | 0 | 0 | -527.7299 | -899.5486 | -1044.4721 | -1131.8664 | 0.38888 | 0 | 0 | 0 | -205.2248 | 0 | 0 | 0
4 | 10 | 12 | 752.3717 | 747.6002 | 739.7555 | 845.5106 | 378.8299 | 100.3275 | 0 | 0 | 37.4132 | 72.1984 | 75.3573 | 67.9292 | 0 | 0 | 0 | 0 | 850.4451 | 1471.6807 | 1708.6751 | 1929.3355 | 0 | 0 | 0 | 0 | -0.70991 | -10.6083 | -23.4928 | -43.5696 | 0 | 0 | 0 | 0 | -513.6065 | -885.9982 | -1020.7841 | -1108.1844 | 0.38632 | 0 | 0 | 0 | -198.4149 | 0 | 0 | 0
4 | 10 | 13 | 761.2738 | 758.3202 | 752.5007 | 861.9757 | 378.8299 | 100.3275 | 0 | 0 | 35.793 | 75.0829 | 75.2907 | 67.9298 | 0 | 0 | 0 | 0 | 837.7454 | 1452.2663 | 1682.0853 | 1912.1701 | 0 | 0 | 0 | 0 | -0.66208 | -10.35 | -23.0023 | -46.1859 | 0 | 0 | 0 | 0 | -490.4324 | -859.0065 | -981.873 | -1071.9383 | 0.38495 | 0 | 0 | 0 | -188.793 | 0 | 0 | 0
4 | 10 | 14 | 764.2784 | 762.662 | 758.3637 | 870.1033 | 378.8299 | 100.3275 | 0 | 0 | 36.6334 | 75.4877 | 75.4339 | 67.9292 | 0 | 0 | 0 | 0 | 834.7335 | 1443.8879 | 1663.4059 | 1898.0672 | 0 | 0 | 0 | 0 | -0.63081 | -10.3456 | -21.3842 | -35.9178 | 0 | 0 | 0 | 0 | -485.2876 | -846.6955 | -959.0919 | -1059.9752 | 0.38305 | 0 | 0 | 0 | -185.8878 | 0 | 0 | 0
4 | 10 | 15 | 761.3313 | 761.1187 | 758.4428 | 871.6683 | 378.8299 | 100.3275 | 0 | 0 | 37.0523 | 75.3719 | 76.4565 | 67.9417 | 0 | 0 | 0 | 0 | 805.6913 | 1384.0141 | 1580.0158 | 1801.4391 | 0 | 0 | 0 | 0 | -0.43103 | -9.8894 | -18.595 | -33.2253 | 0 | 0 | 0 | 0 | -459.8112 | -788.7054 | -879.4345 | -964.4873 | 0.38528 | 0 | 0 | 0 | -177.1573 | 0 | 0 | 0
4 | 10 | 16 | 754.2086 | 756.8526 | 757.3837 | 873.1857 | 378.8299 | 100.3275 | 0 | 0 | 39.7345 | 79.5339 | 79.8176 | 72.5422 | 0 | 0 | 0 | 0 | 712.5955 | 1219.3833 | 1379.4684 | 1600.5458 | 0 | 0 | 0 | 0 | -0.12326 | -5.2803 | -3.0915 | -20.8877 | 0 | 0 | 0 | 0 | -376.828 | -637.1117 | -698.8108 | -779.0146 | 0.41156 | 0 | 0.007326 | 0 | -155.0859 | 0 | -5.1195 | 0
4 | 10 | 17 | 752.7481 | 758.642 | 762.867 | 882.7796 | 378.8299 | 100.3275 | 0 | 0 | 43.7579 | 79.751 | 81.4241 | 83.2284 | 0 | 0 | 0 | 0 | 600.7679 | 1000.8233 | 1135.038 | 1334.2562 | 141.5984 | 151.5027 | 151.5027 | 151.5027 | -0.19283 | -0.63158 | -0.46855 | 12.9955 | 0 | 0 | 0 | 0 | -412.0131 | -573.131 | -604.6292 | -699.2033 | 0.40997 | 0.23762 | 0.31375 | 0.26988 | -168.914 | -136.1873 | -189.7 | -188.7043
4 | 10 | 18 | 749.1758 | 758.3067 | 766.0997 | 889.4563 | 378.8299 | 100.3275 | 0 | 0 | 50.5723 | 93.5916 | 84.9533 | 101.6129 | 0 | 0 | 0 | 0 | 479.0012 | 690.5767 | 788.862 | 952.1348 | 141.5984 | 151.5027 | 151.5027 | 151.5027 | -0.15214 | -1.4889 | -1.4269 | 4.6111 | 0 | 0 | 0 | 0 | -300.6738 | -276.2029 | -257.7915 | -320.4053 | 0.41329 | 0.42469 | 0.41897 | 0.40593 | -124.2647 | -117.3014 | -108.0061 | -130.0615
4 | 10 | 19 | 740.9002 | 750.9674 | 759.5957 | 882.241 | 378.8299 | 100.3275 | 0 | 0 | 55.7775 | 106.6438 | 103.1691 | 110.358 | 0 | 0 | 0 | 0 | 428.9317 | 531.2187 | 611.8511 | 749.444 | 141.5984 | 151.5027 | 151.5027 | 151.5027 | 0.15269 | 3.3839 | 14.4669 | 22.751 | 0 | 0 | 0 | 0 | -264.3899 | -142.1092 | -121.3941 | -151.8147 | 0.4157 | 0.42239 | 0.41303 | 0.40197 | -109.9059 | -60.0252 | -50.139 | -61.0242
4 | 10 | 20 | 760.3692 | 772.3633 | 783.2902 | 911.8948 | 378.8299 | 100.3275 | 0 | 0 | 55.2235 | 110.0592 | 110.3027 | 115.2777 | 0 | 0 | 0 | 0 | 395.6448 | 495.5323 | 599.6135 | 736.1994 | 141.5984 | 151.5027 | 151.5027 | 151.5027 | 0.55872 | 4.5315 | 10.168 | 42.9725 | 0 | 0 | 0 | 0 | -211.4862 | -89.5899 | -88.2967 | -134.0576 | 0.42087 | 0.43174 | 0.42154 | 0.40469 | -89.0092 | -38.6799 | -37.2203 | -54.2513
4 | 10 | 21 | 797.1207 | 811.3084 | 824.9916 | 963.0932 | 378.8299 | 100.3275 | 0 | 0 | 56.4528 | 113.7044 | 114.2079 | 118.9864 | 0 | 0 | 0 | 0 | 298.5247 | 406.3998 | 516.2728 | 655.4101 | 141.5984 | 151.5027 | 151.5027 | 151.5027 | 0.63811 | 6.3914 | 2.2958 | 16.4187 | 0 | 0 | 0 | 0 | -78.9231 | 32.9826 | 40.7124 | 20.7753 | 0.41808 | 0.42369 | 0.41303 | 0.4036 | -32.9963 | 13.9744 | 16.8156 | 8.385
4 | 10 | 22 | 749.9554 | 764.3752 | 778.5846 | 910.2812 | 378.8299 | 100.3275 | 0 | 0 | 57.1063 | 113.2055 | 118.842 | 122.7664 | 0 | 0 | 0 | 0 | 263.2723 | 379.7766 | 495.792 | 629.2913 | 141.5984 | 151.5027 | 151.5027 | 151.5027 | 0.53286 | 3.3308 | 4.8695 | 20.3937 | 0 | 0 | 0 | 0 | -91.3843 | 16.232 | 7.5784 | -13.6729 | 0.41431 | 0.4215 | 0.41126 | 0.40084 | -37.8612 | 6.8418 | 3.1167 | -5.4806
4 | 10 | 23 | 665.5161 | 678.6126 | 691.5 | 808.5869 | 378.8299 | 100.3275 | 0 | 0 | 55.8736 | 120.0569 | 120.3406 | 125.197 | 0 | 0 | 0 | 0 | 239.5233 | 361.6107 | 471.1212 | 588.8825 | 0 | 0 | 0 | 0 | 0.32435 | 4.0741 | 16.4795 | 15.2587 | 0 | 0 | 0 | 0 | -9.0351 | 92.5435 | 83.5588 | 79.2487 | 0.41263 | 0.42045 | 0.41146 | 0.39726 | -3.7282 | 38.9102 | 34.3807 | 31.4824
4 | 10 | 24 | 589.5465 | 598.7008 | 607.1811 | 707.1948 | 378.8299 | 100.3275 | 0 | 0 | 53.872 | 113.0467 | 122.6726 | 120.1228 | 0 | 0 | 0 | 0 | 191.8679 | 314.3473 | 416.8298 | 527.559 | 0 | 0 | 0 | 0 | 0.38972 | 1.7328 | 6.2472 | 13.2509 | 0 | 0 | 0 | 0 | -35.4132 | 69.2465 | 61.4315 | 46.2621 | 0.41183 | 0.4219 | 0.41161 | 0.39624 | -14.584 | 29.2149 | 25.2857 | 18.3309
4 | 11 | 1 | 537.4949 | 542.7665 | 546.9347 | 633.8129 | 378.8299 | 100.3275 | 0 | 0 | 52.7815 | 118.0158 | 121.9336 | 121.3352 | 0 | 0 | 0 | 0 | 170.0609 | 291.5898 | 395.7666 | 492.2554 | 0 | 0 | 0 | 0 | 0.19031 | 3.4435 | 5.5038 | 12.6882 | 0 | 0 | 0 | 0 | -64.3677 | 29.39 | 23.7306 | 7.5341 | 0.4113 | 0.42149 | 0.41495 | 0.39673 | -26.4744 | 12.3876 | 9.847 | 2.989
4 | 11 | 2 | 509.4383 | 511.7159 | 512.5676 | 591.2533 | 378.8299 | 100.3275 | 0 | 0 | 50.8434 | 122.7317 | 119.3483 | 113.1844 | 0 | 0 | 0 | 0 | 158.523 | 280.3788 | 403.4792 | 499.6615 | 0 | 0 | 0 | 0 | 0.045839 | 2.1568 | 6.9202 | 4.4279 | 0 | 0 | 0 | 0 | -78.8038 | 6.1211 | -17.18 | -26.0205 | 0.41115 | 0.42158 | 0.41337 | 0.39654 | -32.4002 | 2.5805 | -7.1016 | -10.3181
4 | 11 | 3 | 492.697 | 492.2787 | 490.1333 | 562.7586 | 378.8299 | 100.3275 | 0 | 0 | 49.6803 | 112.2233 | 109.8731 | 111.4868 | 0 | 0 | 0 | 0 | 148.6906 | 268.8941 | 400.6919 | 490.5108 | 0 | 0 | 0 | 0 | -0.065515 | 5.905 | 5.9714 | 0.31234 | 0 | 0 | 0 | 0 | -84.4383 | 4.9288 | -26.4031 | -39.5513 | 0.41121 | 0.42135 | 0.41593 | 0.39646 | -34.7216 | 2.0767 | -10.9818 | -15.6806
4 | 11 | 4 | 489.5676 | 486.6499 | 481.6319 | 550.3324 | 378.8299 | 100.3275 | 0 | 0 | 51.541 | 112.8558 | 109.7107 | 110.2749 | 0 | 0 | 0 | 0 | 140.7316 | 258.4995 | 390.4383 | 481.3369 | 0 | 0 | 0 | 0 | 0.14468 | 5.558 | 4.4444 | -0.080094 | 0 | 0 | 0 | 0 | -81.6796 | 9.4092 | -22.9614 | -41.1993 | 0.41164 | 0.4221 | 0.41529 | 0.39674 | -33.6224 | 3.9716 | -9.5356 | -16.3453
4 | 11 | 5 | 496.329 | 490.0803 | 481.0756 | 545.8262 | 378.8299 | 100.3275 | 0 | 0 | 54.903 | 105.8915 | 105.1902 | 109.0129 | 0 | 0 | 0 | 0 | 153.8231 | 269.7905 | 385.9344 | 481.7749 | 0 | 0 | 0 | 0 | 0.42902 | 7.9325 | 11.0016 | 2.1596 | 0 | 0 | 0 | 0 | -91.656 | 6.1383 | -21.0505 | -47.1213 | 0.41274 | 0.42228 | 0.41522 | 0.39874 | -37.83 | 2.5921 | -8.7406 | -18.7893
4 | 11 | 6 | 530.624 | 522.3831 | 510.9495 | 577.9939 | 378.8299 | 100.3275 | 0 | 0 | 54.8567 | 104.253 | 101.7782 | 105.5 | 0 | 0 | 0 | 0 | 178.5938 | 296.2057 | 398.7543 | 498.5206 | 0 | 0 | 0 | 0 | 0.35946 | 7.0299 | 8.6276 | 17.791 | 0 | 0 | 0 | 0 | -82.0159 | 14.5671 | 1.7893 | -43.8176 | 0.41319 | 0.42246 | 0.41499 | 0.39779 | -33.8882 | 6.154 | 0.74254 | -17.4304
4 | 11 | 7 | 609.7993 | 600.7557 | 588.2472 | 666.2852 | 378.8299 | 100.3275 | 0 | 0 | 51.1529 | 92.5608 | 85.8814 | 89.1232 | 0 | 0 | 0 | 0 | 201.8827 | 431.4131 | 521.3447 | 629.5129 | 0 | 0 | 0 | 0 | -0.32948 | 0.35395 | -0.96675 | -0.56545 | 0 | 0 | 0 | 0 | -21.7367 | -23.8997 | -18.0122 | -51.7854 | 0.41464 | 0.33736 | 0.33191 | 0.39149 | -9.013 | -8.0627 | -5.9783 | -20.2732
4 | 11 | 8 | 668.8826 | 660.3116 | 648.2359 | 735.9567 | 378.8299 | 100.3275 | 0 | 0 | 44.6596 | 79.4935 | 81.016 | 81.1693 | 0 | 0 | 0 | 0 | 240.3344 | 561.142 | 662.2555 | 781.6433 | 0 | 0 | 0 | 0 | -0.32629 | -4.0418 | -7.4247 | 19.8047 | 0 | 0 | 0 | 0 | 5.385 | -76.6095 | -87.6108 | -146.6606 | 0.41395 | 0.28029 | 0.32029 | 0.31141 | 2.2291 | -21.4732 | -28.0607 | -45.6714
4 | 11 | 9 | 698.4059 | 690.7643 | 679.6295 | 772.9342 | 378.8299 | 100.3275 | 0 | 0 | 40.2445 | 77.9855 | 77.8127 | 78.0814 | 0 | 0 | 0 | 0 | 319.5156 | 689.403 | 821.023 | 949.8943 | 0 | 0 | 0 | 0 | -0.2609 | -4.6652 | -9.1077 | -40.3656 | 0 | 0 | 0 | 0 | -39.9233 | -172.2864 | -210.0985 | -214.6759 | 0.39087 | 0 | 0.0068178 | 0 | -15.6049 | 0 | -1.4324 | 0
4 | 11 | 10 | 720.6365 | 713.7063 | 703.3871 | 801.1769 | 378.8299 | 100.3275 | 0 | 0 | 38.0143 | 73.6754 | 76.4973 | 69.7854 | 0 | 0 | 0 | 0 | 402.9034 | 799.9445 | 949.9471 | 1083.3514 | 0 | 0 | 0 | 0 | -0.57256 | -9.837 | -12.9684 | -42.5481 | 0 | 0 | 0 | 0 | -98.5386 | -250.4041 | -310.089 | -309.4119 | 0.39163 | 0 | 0 | 0 | -38.5903 | 0 | 0 | 0
4 | 11 | 11 | 745.6427 | 739.9711 | 731.1149 | 834.6349 | 378.8299 | 100.3275 | 0 | 0 | 38.0515 | 74.9813 | 75.0921 | 71.6265 | 0 | 0 | 0 | 0 | 464.8098 | 899.6395 | 1068.9022 | 1211.648 | 0 | 0 | 0 | 0 | -0.66153 | -10.3042 | -19.1231 | -43.9302 | 0 | 0 | 0 | 0 | -135.387 | -324.673 | -393.7563 | -404.7094 | 0.38888 | 0 | 0 | 0 | -52.6496 | 0 | 0 | 0
4 | 11 | 12 | 759.6565 | 755.0917 | 747.492 | 854.704 | 378.8299 | 100.3275 | 0 | 0 | 37.4132 | 72.1984 | 75.3573 | 67.9292 | 0 | 0 | 0 | 0 | 516.9357 | 1015.5858 | 1218.7093 | 1370.6424 | 0 | 0 | 0 | 0 | -0.70991 | -10.6083 | -23.4928 | -43.5696 | 0 | 0 | 0 | 0 | -172.8124 | -422.4118 | -523.0817 | -540.2979 | 0.38632 | 0 | 0 | 0 | -66.7604 | 0 | 0 | 0
4 | 11 | 13 | 766.2599 | 763.4454 | 757.7908 | 868.2595 | 378.8299 | 100.3275 | 0 | 0 | 35.793 | 75.0829 | 75.2907 | 67.9298 | 0 | 0 | 0 | 0 | 505.9013 | 1026.2347 | 1255.1209 | 1416.1753 | 0 | 0 | 0 | 0 | -0.66208 | -10.35 | -23.0023 | -46.1859 | 0 | 0 | 0 | 0 | -153.6022 | -427.8496 | -549.6186 | -569.6597 | 0.38495 | 0 | 0 | 0 | -59.1295 | 0 | 0 | 0
4 | 11 | 14 | 773.8116 | 772.4585 | 768.4716 | 882.1072 | 378.8299 | 100.3275 | 0 | 0 | 36.6334 | 75.4877 | 75.4339 | 67.9292 | 0 | 0 | 0 | 0 | 490.4126 | 1016.0524 | 1262.4057 | 1427.7283 | 0 | 0 | 0 | 0 | -0.63081 | -10.3456 | -21.3842 | -35.9178 | 0 | 0 | 0 | 0 | -131.4335 | -409.0635 | -547.9837 | -577.6324 | 0.38305 | 0 | 0 | 0 | -50.3452 | 0 | 0 | 0
4 | 11 | 15 | 775.6504 | 775.8351 | 773.6293 | 889.7053 | 378.8299 | 100.3275 | 0 | 0 | 37.0523 | 75.3719 | 76.4565 | 67.9417 | 0 | 0 | 0 | 0 | 439.0085 | 906.3287 | 1132.2959 | 1301.1753 | 0 | 0 | 0 | 0 | -0.43103 | -9.8894 | -18.595 | -33.2253 | 0 | 0 | 0 | 0 | -78.8093 | -296.3036 | -416.528 | -446.1865 | 0.38528 | 0 | 0 | 0 | -30.3639 | 0 | 0 | 0
4 | 11 | 16 | 770.4864 | 773.5794 | 774.6417 | 893.6803 | 378.8299 | 100.3275 | 0 | 0 | 39.7345 | 79.5339 | 79.8176 | 72.5422 | 0 | 0 | 0 | 0 | 361.4603 | 805.7469 | 1050.3418 | 1207.1634 | 0 | 0 | 0 | 0 | -0.12326 | -5.2803 | -3.0915 | -20.8877 | 0 | 0 | 0 | 0 | -9.4151 | -206.7486 | -352.4262 | -365.1376 | 0.41156 | 0 | 0.007326 | 0 | -3.8748 | 0 | -2.5819 | 0
4 | 11 | 17 | 766.6014 | 772.876 | 777.5515 | 900.2166 | 378.8299 | 100.3275 | 0 | 0 | 43.7579 | 79.751 | 81.4241 | 83.2284 | 0 | 0 | 0 | 0 | 286.6622 | 619.478 | 838.7871 | 975.8918 | 141.5984 | 151.5027 | 151.5027 | 151.5027 | -0.19283 | -0.63158 | -0.46855 | 12.9955 | 0 | 0 | 0 | 0 | -84.0542 | -177.5516 | -293.6939 | -323.4018 | 0.40997 | 0.23762 | 0.31375 | 0.26988 | -34.4599 | -42.1898 | -92.1453 | -87.2812
4 | 11 | 18 | 763.3583 | 772.8832 | 781.1426 | 907.3232 | 378.8299 | 100.3275 | 0 | 0 | 50.5723 | 93.5916 | 84.9533 | 101.6129 | 0 | 0 | 0 | 0 | 213.0897 | 430.9907 | 612.5199 | 730.4609 | 141.5984 | 151.5027 | 151.5027 | 151.5027 | -0.15214 | -1.4889 | -1.4269 | 4.6111 | 0 | 0 | 0 | 0 | -20.5797 | -2.0404 | -66.4064 | -80.8644 | 0.41329 | 0.42469 | 0.41897 | 0.40593 | -8.5053 | -0.86654 | -27.8221 | -32.8252
4 | 11 | 19 | 753.261 | 763.6756 | 772.7153 | 897.8275 | 378.8299 | 100.3275 | 0 | 0 | 55.7775 | 106.6438 | 103.1691 | 110.358 | 0 | 0 | 0 | 0 | 244.1161 | 378.814 | 537.8731 | 638.5826 | 141.5984 | 151.5027 | 151.5027 | 151.5027 | 0.15269 | 3.3839 | 14.4669 | 22.751 | 0 | 0 | 0 | 0 | -67.2135 | 23.0037 | -34.2965 | -25.3668 | 0.4157 | 0.42239 | 0.41303 | 0.40197 | -27.9404 | 9.7165 | -14.1654 | -10.1966
4 | 11 | 20 | 768.1649 | 780.3902 | 791.5916 | 921.7696 | 378.8299 | 100.3275 | 0 | 0 | 55.2235 | 110.0592 | 110.3027 | 115.2777 | 0 | 0 | 0 | 0 | 378.8442 | 501.2094 | 642.5052 | 739.794 | 141.5984 | 151.5027 | 151.5027 | 151.5027 | 0.55872 | 4.5315 | 10.168 | 42.9725 | 0 | 0 | 0 | 0 | -186.8899 | -87.2401 | -122.8871 | -127.7774 | 0.42087 | 0.43174 | 0.42154 | 0.40469 | -78.6573 | -37.6653 | -51.8013 | -51.7098
4 | 11 | 21 | 798.157 | 812.3884 | 826.1244 | 964.4539 | 378.8299 | 100.3275 | 0 | 0 | 56.4528 | 113.7044 | 114.2079 | 118.9864 | 0 | 0 | 0 | 0 | 398.8424 | 519.6003 | 663.936 | 758.671 | 141.5984 | 151.5027 | 151.5027 | 151.5027 | 0.63811 | 6.3914 | 2.2958 | 16.4187 | 0 | 0 | 0 | 0 | -178.2045 | -79.1379 | -105.818 | -81.1249 | 0.41808 | 0.42369 | 0.41303 | 0.4036 | -74.5039 | -33.5298 | -43.7064 | -32.7423
4 | 11 | 22 | 753.2233 | 767.7457 | 782.0773 | 914.4416 | 378.8299 | 100.3275 | 0 | 0 | 57.1063 | 113.2055 | 118.842 | 122.7664 | 0 | 0 | 0 | 0 | 417.0516 | 536.8841 | 680.2014 | 765.5025 | 141.5984 | 151.5027 | 151.5027 | 151.5027 | 0.53286 | 3.3308 | 4.8695 | 20.3937 | 0 | 0 | 0 | 0 | -241.8957 | -137.5049 | -173.3384 | -145.7236 | 0.41431 | 0.4215 | 0.41126 | 0.40084 | -100.2193 | -57.9581 | -71.2868 | -58.4116
4 | 11 | 23 | 671.5039 | 684.7762 | 697.8723 | 816.1652 | 378.8299 | 100.3275 | 0 | 0 | 55.8736 | 120.0569 | 120.3406 | 125.197 | 0 | 0 | 0 | 0 | 433.2156 | 552.568 | 704.5326 | 778.8653 | 0 | 0 | 0 | 0 | 0.32435 | 4.0741 | 16.4795 | 15.2587 | 0 | 0 | 0 | 0 | -196.7397 | -92.2502 | -143.4803 | -103.1558 | 0.41263 | 0.42045 | 0.41146 | 0.39726 | -81.1815 | -38.7869 | -59.0358 | -40.9797
4 | 11 | 24 | 597.367 | 606.7557 | 615.5144 | 717.11 | 378.8299 | 100.3275 | 0 | 0 | 53.872 | 113.0467 | 122.6726 | 120.1228 | 0 | 0 | 0 | 0 | 420.1055 | 539.0617 | 681.9431 | 743.5332 | 0 | 0 | 0 | 0 | 0.38972 | 1.7328 | 6.2472 | 13.2509 | 0 | 0 | 0 | 0 | -255.8302 | -147.413 | -195.3485 | -159.797 | 0.41183 | 0.4219 | 0.41161 | 0.39624 | -105.3574 | -62.1931 | -80.407 | -63.3181
4 | 12 | 1 | 543.5434 | 548.9898 | 553.3653 | 641.4578 | 378.8299 | 100.3275 | 0 | 0 | 52.7815 | 118.0158 | 121.9336 | 121.3352 | 0 | 0 | 0 | 0 | 405.4491 | 521.5685 | 663.9171 | 716.0048 | 0 | 0 | 0 | 0 | 0.19031 | 3.4435 | 5.5038 | 12.6882 | 0 | 0 | 0 | 0 | -293.7075 | -194.3654 | -237.9893 | -208.5704 | 0.4113 | 0.42149 | 0.41495 | 0.39673 | -120.8018 | -81.9231 | -98.7535 | -82.747
4 | 12 | 2 | 514.5954 | 517.0249 | 518.0569 | 597.7821 | 378.8299 | 100.3275 | 0 | 0 | 50.8434 | 122.7317 | 119.3483 | 113.1844 | 0 | 0 | 0 | 0 | 404.5517 | 518.0603 | 646.1923 | 700.6283 | 0 | 0 | 0 | 0 | 0.045839 | 2.1568 | 6.9202 | 4.4279 | 0 | 0 | 0 | 0 | -319.6754 | -226.2514 | -254.4038 | -220.4586 | 0.41115 | 0.42158 | 0.41337 | 0.39654 | -131.4346 | -95.3822 | -105.1617 | -87.4197
4 | 12 | 3 | 497.6215 | 497.3448 | 495.3674 | 568.9802 | 378.8299 | 100.3275 | 0 | 0 | 49.6803 | 112.2233 | 109.8731 | 111.4868 | 0 | 0 | 0 | 0 | 385.6616 | 499.2053 | 625.5821 | 690.5668 | 0 | 0 | 0 | 0 | -0.065515 | 5.905 | 5.9714 | 0.31234 | 0 | 0 | 0 | 0 | -316.4848 | -220.3163 | -246.0592 | -233.3858 | 0.41121 | 0.42135 | 0.41593 | 0.39646 | -130.1405 | -92.8293 | -102.3427 | -92.5287
4 | 12 | 4 | 494.4015 | 491.6201 | 486.7636 | 556.4294 | 378.8299 | 100.3275 | 0 | 0 | 51.541 | 112.8558 | 109.7107 | 110.2749 | 0 | 0 | 0 | 0 | 365.4396 | 478.9283 | 602.6862 | 675.8675 | 0 | 0 | 0 | 0 | 0.14468 | 5.558 | 4.4444 | -0.080094 | 0 | 0 | 0 | 0 | -301.5537 | -206.0494 | -230.0777 | -229.6329 | 0.41164 | 0.4221 | 0.41529 | 0.39674 | -124.1306 | -86.9725 | -95.5487 | -91.1037
4 | 12 | 5 | 502.9199 | 496.8656 | 488.0917 | 554.171 | 378.8299 | 100.3275 | 0 | 0 | 54.903 | 105.8915 | 105.1902 | 109.0129 | 0 | 0 | 0 | 0 | 380.6091 | 498.9106 | 620.4636 | 692.8417 | 0 | 0 | 0 | 0 | 0.42902 | 7.9325 | 11.0016 | 2.1596 | 0 | 0 | 0 | 0 | -311.8511 | -216.1965 | -248.5637 | -249.8432 | 0.41274 | 0.42228 | 0.41522 | 0.39874 | -128.7132 | -91.2958 | -103.2092 | -99.6236
4 | 12 | 6 | 539.9821 | 532.0141 | 520.9044 | 589.8311 | 378.8299 | 100.3275 | 0 | 0 | 54.8567 | 104.253 | 101.7782 | 105.5 | 0 | 0 | 0 | 0 | 397.0406 | 527.8855 | 656.6629 | 717.9457 | 0 | 0 | 0 | 0 | 0.35946 | 7.0299 | 8.6276 | 17.791 | 0 | 0 | 0 | 0 | -291.1046 | -207.4817 | -246.1643 | -251.4056 | 0.41319 | 0.42246 | 0.41499 | 0.39779 | -120.2818 | -87.653 | -102.1558 | -100.0078
4 | 12 | 7 | 622.3867 | 613.6969 | 601.6076 | 682.158 | 378.8299 | 100.3275 | 0 | 0 | 51.1529 | 92.5608 | 85.8814 | 89.1232 | 0 | 0 | 0 | 0 | 432.0688 | 731.2632 | 890.0298 | 935.6909 | 0 | 0 | 0 | 0 | -0.32948 | 0.35395 | -0.96675 | -0.56545 | 0 | 0 | 0 | 0 | -239.3355 | -310.8086 | -373.3369 | -342.0906 | 0.41464 | 0.33736 | 0.33191 | 0.39149 | -99.2386 | -104.8538 | -123.9126 | -133.9236
4 | 12 | 8 | 684.9349 | 676.8126 | 665.2681 | 756.1891 | 378.8299 | 100.3275 | 0 | 0 | 44.6596 | 79.4935 | 81.016 | 81.1693 | 0 | 0 | 0 | 0 | 494.8276 | 929.6743 | 1126.8353 | 1177.4601 | 0 | 0 | 0 | 0 | -0.32629 | -4.0418 | -7.4247 | 19.8047 | 0 | 0 | 0 | 0 | -233.0559 | -428.641 | -535.1585 | -522.245 | 0.41395 | 0.28029 | 0.32029 | 0.31141 | -96.4725 | -120.1453 | -171.4049 | -162.6317
4 | 12 | 9 | 716.5294 | 709.3899 | 698.8491 | 795.7604 | 378.8299 | 100.3275 | 0 | 0 | 40.2445 | 77.9855 | 77.8127 | 78.0814 | 0 | 0 | 0 | 0 | 584.5207 | 1099.8177 | 1346.7563 | 1406.1182 | 0 | 0 | 0 | 0 | -0.2609 | -4.6652 | -9.1077 | -40.3656 | 0 | 0 | 0 | 0 | -286.8048 | -564.0756 | -716.6122 | -648.0736 | 0.39087 | 0 | 0.0068178 | 0 | -112.1037 | 0 | -4.8857 | 0
4 | 12 | 10 | 740.4184 | 734.0277 | 724.3466 | 826.0609 | 378.8299 | 100.3275 | 0 | 0 | 38.0143 | 73.6754 | 76.4973 | 69.7854 | 0 | 0 | 0 | 0 | 642.2591 | 1180.1374 | 1452.6804 | 1526.8765 | 0 | 0 | 0 | 0 | -0.57256 | -9.837 | -12.9684 | -42.5481 | 0 | 0 | 0 | 0 | -318.1124 | -610.2755 | -791.8627 | -728.0528 | 0.39163 | 0 | 0 | 0 | -124.5811 | 0 | 0 | 0
4 | 12 | 11 | 766.9453 | 761.8557 | 753.6879 | 861.4355 | 378.8299 | 100.3275 | 0 | 0 | 38.0515 | 74.9813 | 75.0921 | 71.6265 | 0 | 0 | 0 | 0 | 650.5376 | 1202.9464 | 1473.4536 | 1566.4129 | 0 | 0 | 0 | 0 | -0.66153 | -10.3042 | -19.1231 | -43.9302 | 0 | 0 | 0 | 0 | -299.8122 | -606.0953 | -775.7347 | -732.6738 | 0.38888 | 0 | 0 | 0 | -116.5917 | 0 | 0 | 0
4 | 12 | 12 | 774.514 | 770.3478 | 763.2191 | 873.3691 | 378.8299 | 100.3275 | 0 | 0 | 37.4132 | 72.1984 | 75.3573 | 67.9292 | 0 | 0 | 0 | 0 | 637.098 | 1208.3778 | 1471.9833 | 1577.2964 | 0 | 0 | 0 | 0 | -0.70991 | -10.6083 | -23.4928 | -43.5696 | 0 | 0 | 0 | 0 | -278.1171 | -599.9476 | -760.6286 | -728.2868 | 0.38632 | 0 | 0 | 0 | -107.4414 | 0 | 0 | 0
4 | 12 | 13 | 778.8782 | 776.3938 | 771.1287 | 884.0805 | 378.8299 | 100.3275 | 0 | 0 | 35.793 | 75.0829 | 75.2907 | 67.9298 | 0 | 0 | 0 | 0 | 642.1414 | 1212.0984 | 1465.7199 | 1581.0788 | 0 | 0 | 0 | 0 | -0.66208 | -10.35 | -23.0023 | -46.1859 | 0 | 0 | 0 | 0 | -277.2241 | -600.7649 | -746.8796 | -718.7422 | 0.38495 | 0 | 0 | 0 | -106.718 | 0 | 0 | 0
4 | 12 | 14 | 780.014 | 778.8104 | 774.9992 | 889.8368 | 378.8299 | 100.3275 | 0 | 0 | 36.6334 | 75.4877 | 75.4339 | 67.9292 | 0 | 0 | 0 | 0 | 691.2377 | 1287.7747 | 1547.4785 | 1666.3427 | 0 | 0 | 0 | 0 | -0.63081 | -10.3456 | -21.3842 | -35.9178 | 0 | 0 | 0 | 0 | -326.0562 | -674.4338 | -826.529 | -808.5172 | 0.38305 | 0 | 0 | 0 | -124.8947 | 0 | 0 | 0
4 | 12 | 15 | 776.571 | 776.7577 | 774.5527 | 890.7778 | 378.8299 | 100.3275 | 0 | 0 | 37.0523 | 75.3719 | 76.4565 | 67.9417 | 0 | 0 | 0 | 0 | 730.2827 | 1332.4021 | 1585.4798 | 1703.7383 | 0 | 0 | 0 | 0 | -0.43103 | -9.8894 | -18.595 | -33.2253 | 0 | 0 | 0 | 0 | -369.1629 | -721.4544 | -868.7885 | -847.677 | 0.38528 | 0 | 0 | 0 | -142.2321 | 0 | 0 | 0
4 | 12 | 16 | 770.6582 | 773.7368 | 774.781 | 893.826 | 378.8299 | 100.3275 | 0 | 0 | 39.7345 | 79.5339 | 79.8176 | 72.5422 | 0 | 0 | 0 | 0 | 723.1244 | 1280.3089 | 1519.7395 | 1631.2886 | 0 | 0 | 0 | 0 | -0.12326 | -5.2803 | -3.0915 | -20.8877 | 0 | 0 | 0 | 0 | -370.9073 | -681.1532 | -821.6847 | -789.1171 | 0.41156 | 0 | 0.007326 | 0 | -152.6492 | 0 | -6.0196 | 0
4 | 12 | 17 | 766.1626 | 772.4097 | 777.0517 | 899.6073 | 378.8299 | 100.3275 | 0 | 0 | 43.7579 | 79.751 | 81.4241 | 83.2284 | 0 | 0 | 0 | 0 | 708.0777 | 1179.5285 | 1397.1218 | 1505.9676 | 141.5984 | 151.5027 | 151.5027 | 151.5027 | -0.19283 | -0.63158 | -0.46855 | 12.9955 | 0 | 0 | 0 | 0 | -505.9084 | -738.0684 | -852.5284 | -854.0868 | 0.40997 | 0.23762 | 0.31375 | 0.26988 | -207.4085 | -175.3797 | -267.4774 | -230.505
4 | 12 | 18 | 761.2836 | 770.7295 | 778.8943 | 904.631 | 378.8299 | 100.3275 | 0 | 0 | 50.5723 | 93.5916 | 84.9533 | 101.6129 | 0 | 0 | 0 | 0 | 633.5602 | 915.8776 | 1079.6528 | 1168.2715 | 141.5984 | 151.5027 | 151.5027 | 151.5027 | -0.15214 | -1.4889 | -1.4269 | 4.6111 | 0 | 0 | 0 | 0 | -443.125 | -489.0809 | -535.7877 | -521.3673 | 0.41329 | 0.42469 | 0.41897 | 0.40593 | -183.138 | -207.7092 | -224.4773 | -211.6377
4 | 12 | 19 | 750.8378 | 761.1689 | 770.109 | 894.7155 | 378.8299 | 100.3275 | 0 | 0 | 55.7775 | 106.6438 | 103.1691 | 110.358 | 0 | 0 | 0 | 0 | 612.269 | 755.3641 | 871.0398 | 950.1493 | 141.5984 | 151.5027 | 151.5027 | 151.5027 | 0.15269 | 3.3839 | 14.4669 | 22.751 | 0 | 0 | 0 | 0 | -437.7897 | -356.053 | -370.0695 | -340.0455 | 0.4157 | 0.42239 | 0.41303 | 0.40197 | -181.9876 | -150.3926 | -152.8487 | -136.6864
4 | 12 | 20 | 770.4051 | 782.6843 | 793.9489 | 924.5608 | 378.8299 | 100.3275 | 0 | 0 | 55.2235 | 110.0592 | 110.3027 | 115.2777 | 0 | 0 | 0 | 0 | 617.8292 | 746.3787 | 859.0054 | 928.9115 | 141.5984 | 151.5027 | 151.5027 | 151.5027 | 0.55872 | 4.5315 | 10.168 | 42.9725 | 0 | 0 | 0 | 0 | -423.6347 | -330.1154 | -337.03 | -314.1036 | 0.42087 | 0.43174 | 0.42154 | 0.40469 | -178.2972 | -142.5251 | -142.0703 | -127.1135
4 | 12 | 21 | 800.4652 | 814.7546 | 828.559 | 967.3394 | 378.8299 | 100.3275 | 0 | 0 | 56.4528 | 113.7044 | 114.2079 | 118.9864 | 0 | 0 | 0 | 0 | 581.66 | 711.9418 | 820.9458 | 870.202 | 141.5984 | 151.5027 | 151.5027 | 151.5027 | 0.63811 | 6.3914 | 2.2958 | 16.4187 | 0 | 0 | 0 | 0 | -358.7139 | -269.1131 | -260.3933 | -189.7704 | 0.41808 | 0.42369 | 0.41303 | 0.4036 | -149.9715 | -114.0201 | -107.5513 | -76.5922
4 | 12 | 22 | 759.4627 | 774.1542 | 788.6859 | 922.2866 | 378.8299 | 100.3275 | 0 | 0 | 57.1063 | 113.2055 | 118.842 | 122.7664 | 0 | 0 | 0 | 0 | 540.3365 | 669.0021 | 774.9493 | 819.9431 | 141.5984 | 151.5027 | 151.5027 | 151.5027 | 0.53286 | 3.3308 | 4.8695 | 20.3937 | 0 | 0 | 0 | 0 | -358.9413 | -263.2144 | -261.4776 | -192.3193 | 0.41431 | 0.4215 | 0.41126 | 0.40084 | -148.7122 | -110.9445 | -107.5347 | -77.0889
4 | 12 | 23 | 681.6375 | 695.1917 | 708.6214 | 828.9325 | 378.8299 | 100.3275 | 0 | 0 | 55.8736 | 120.0569 | 120.3406 | 125.197 | 0 | 0 | 0 | 0 | 517.7398 | 637.5376 | 748.0346 | 788.5413 | 0 | 0 | 0 | 0 | 0.32435 | 4.0741 | 16.4795 | 15.2587 | 0 | 0 | 0 | 0 | -271.1302 | -166.8043 | -176.2332 | -100.0645 | 0.41263 | 0.42045 | 0.41146 | 0.39726 | -111.8776 | -70.1334 | -72.5121 | -39.7516
4 | 12 | 24 | 606.724 | 616.3704 | 625.4341 | 728.8897 | 378.8299 | 100.3275 | 0 | 0 | 53.872 | 113.0467 | 122.6726 | 120.1228 | 0 | 0 | 0 | 0 | 537.7755 | 646.8875 | 773.2158 | 801.9739 | 0 | 0 | 0 | 0 | 0.38972 | 1.7328 | 6.2472 | 13.2509 | 0 | 0 | 0 | 0 | -364.1432 | -245.624 | -276.7015 | -206.458 | 0.41183 | 0.4219 | 0.41161 | 0.39624 | -149.9635 | -103.628 | -113.8925 | -81.8071
4 | 13 | 1 | 551.8592 | 557.5386 | 562.1899 | 651.9409 | 378.8299 | 100.3275 | 0 | 0 | 52.7815 | 118.0158 | 121.9336 | 121.3352 | 0 | 0 | 0 | 0 | 546.9812 | 648.7328 | 772.8958 | 796.8383 | 0 | 0 | 0 | 0 | 0.19031 | 3.4435 | 5.5038 | 12.6882 | 0 | 0 | 0 | 0 | -426.9238 | -312.9809 | -338.1434 | -278.9207 | 0.4113 | 0.42149 | 0.41495 | 0.39673 | -175.5936 | -131.9183 | -140.3125 | -110.6574
4 | 13 | 2 | 521.5707 | 524.1956 | 525.4592 | 606.5756 | 378.8299 | 100.3275 | 0 | 0 | 50.8434 | 122.7317 | 119.3483 | 113.1844 | 0 | 0 | 0 | 0 | 510.8384 | 607.0719 | 723.8582 | 749.8961 | 0 | 0 | 0 | 0 | 0.045839 | 2.1568 | 6.9202 | 4.4279 | 0 | 0 | 0 | 0 | -418.9868 | -308.0922 | -324.6675 | -260.9328 | 0.41115 | 0.42158 | 0.41337 | 0.39654 | -172.2664 | -129.8844 | -134.2063 | -103.4692
4 | 13 | 3 | 504.1299 | 504.036 | 502.2751 | 577.1866 | 378.8299 | 100.3275 | 0 | 0 | 49.6803 | 112.2233 | 109.8731 | 111.4868 | 0 | 0 | 0 | 0 | 475.7057 | 568.8545 | 681.4411 | 713.5008 | 0 | 0 | 0 | 0 | -0.065515 | 5.905 | 5.9714 | 0.31234 | 0 | 0 | 0 | 0 | -400.0204 | -283.2743 | -295.0106 | -248.1132 | 0.41121 | 0.42135 | 0.41593 | 0.39646 | -164.4909 | -119.3564 | -122.7029 | -98.3676
4 | 13 | 4 | 500.1058 | 497.484 | 492.8162 | 563.6194 | 378.8299 | 100.3275 | 0 | 0 | 51.541 | 112.8558 | 109.7107 | 110.2749 | 0 | 0 | 0 | 0 | 431.9925 | 523.5628 | 634.5172 | 662.5162 | 0 | 0 | 0 | 0 | 0.14468 | 5.558 | 4.4444 | -0.080094 | 0 | 0 | 0 | 0 | -362.4023 | -244.82 | -255.856 | -209.0916 | 0.41164 | 0.4221 | 0.41529 | 0.39674 | -149.1782 | -103.3374 | -106.2541 | -82.9542
4 | 13 | 5 | 507.5408 | 501.6153 | 492.9939 | 559.9939 | 378.8299 | 100.3275 | 0 | 0 | 54.903 | 105.8915 | 105.1902 | 109.0129 | 0 | 0 | 0 | 0 | 385.1536 | 467.81 | 580.3562 | 611.6903 | 0 | 0 | 0 | 0 | 0.42902 | 7.9325 | 11.0016 | 2.1596 | 0 | 0 | 0 | 0 | -311.7747 | -180.3462 | -203.5541 | -162.8689 | 0.41274 | 0.42228 | 0.41522 | 0.39874 | -128.6816 | -76.1569 | -84.5203 | -64.9431
4 | 13 | 6 | 541.0365 | 533.0962 | 522.0191 | 591.1533 | 378.8299 | 100.3275 | 0 | 0 | 54.8567 | 104.253 | 101.7782 | 105.5 | 0 | 0 | 0 | 0 | 342.2441 | 428.0774 | 537.7591 | 581.0476 | 0 | 0 | 0 | 0 | 0.35946 | 7.0299 | 8.6276 | 17.791 | 0 | 0 | 0 | 0 | -235.2536 | -106.5915 | -126.1458 | -113.1853 | 0.41319 | 0.42246 | 0.41499 | 0.39779 | -97.2047 | -45.0308 | -52.3493 | -45.0245
4 | 13 | 7 | 618.8826 | 610.0938 | 597.8869 | 677.7371 | 378.8299 | 100.3275 | 0 | 0 | 51.1529 | 92.5608 | 85.8814 | 89.1232 | 0 | 0 | 0 | 0 | 348.7252 | 616.8905 | 752.8121 | 787.5071 | 0 | 0 | 0 | 0 | -0.32948 | 0.35395 | -0.96675 | -0.56545 | 0 | 0 | 0 | 0 | -159.4959 | -200.039 | -239.8397 | -198.3277 | 0.41464 | 0.33736 | 0.33191 | 0.39149 | -66.1337 | -67.4848 | -79.6041 | -77.6425
4 | 13 | 8 | 681.6556 | 673.4397 | 661.7843 | 752.0487 | 378.8299 | 100.3275 | 0 | 0 | 44.6596 | 79.4935 | 81.016 | 81.1693 | 0 | 0 | 0 | 0 | 425.1474 | 846.0395 | 992.9987 | 1042.4462 | 0 | 0 | 0 | 0 | -0.32629 | -4.0418 | -7.4247 | 19.8047 | 0 | 0 | 0 | 0 | -166.6549 | -348.379 | -404.8057 | -391.3714 | 0.41395 | 0.28029 | 0.32029 | 0.31141 | -68.9861 | -97.6484 | -129.6544 | -121.8765
4 | 13 | 9 | 714.9376 | 707.7506 | 697.1535 | 793.7431 | 378.8299 | 100.3275 | 0 | 0 | 40.2445 | 77.9855 | 77.8127 | 78.0814 | 0 | 0 | 0 | 0 | 526.8838 | 1045.5431 | 1221.9341 | 1289.9172 | 0 | 0 | 0 | 0 | -0.2609 | -4.6652 | -9.1077 | -40.3656 | 0 | 0 | 0 | 0 | -230.7598 | -511.4403 | -593.4856 | -533.8898 | 0.39087 | 0 | 0.0068178 | 0 | -90.1973 | 0 | -4.0463 | 0
4 | 13 | 10 | 736.4428 | 729.9452 | 720.1377 | 821.0656 | 378.8299 | 100.3275 | 0 | 0 | 38.0143 | 73.6754 | 76.4973 | 69.7854 | 0 | 0 | 0 | 0 | 566.0267 | 1123.5832 | 1315.4063 | 1395.408 | 0 | 0 | 0 | 0 | -0.57256 | -9.837 | -12.9684 | -42.5481 | 0 | 0 | 0 | 0 | -245.8556 | -557.8039 | -658.7975 | -601.5797 | 0.39163 | 0 | 0 | 0 | -96.2834 | 0 | 0 | 0
4 | 13 | 11 | 756.5849 | 751.2106 | 742.706 | 848.3951 | 378.8299 | 100.3275 | 0 | 0 | 38.0515 | 74.9813 | 75.0921 | 71.6265 | 0 | 0 | 0 | 0 | 558.2372 | 1129.43 | 1328.2597 | 1412.2755 | 0 | 0 | 0 | 0 | -0.66153 | -10.3042 | -19.1231 | -43.9302 | 0 | 0 | 0 | 0 | -217.8722 | -543.224 | -641.5227 | -591.5767 | 0.38888 | 0 | 0 | 0 | -84.7266 | 0 | 0 | 0
4 | 13 | 12 | 763.9436 | 759.4906 | 752.0227 | 860.0778 | 378.8299 | 100.3275 | 0 | 0 | 37.4132 | 72.1984 | 75.3573 | 67.9292 | 0 | 0 | 0 | 0 | 532.8855 | 1102.1165 | 1311.3672 | 1396.1312 | 0 | 0 | 0 | 0 | -0.70991 | -10.6083 | -23.4928 | -43.5696 | 0 | 0 | 0 | 0 | -184.4751 | -504.5435 | -611.2089 | -560.4129 | 0.38632 | 0 | 0 | 0 | -71.2658 | 0 | 0 | 0
4 | 13 | 13 | 766.1941 | 763.3701 | 757.7038 | 868.1484 | 378.8299 | 100.3275 | 0 | 0 | 35.793 | 75.0829 | 75.2907 | 67.9298 | 0 | 0 | 0 | 0 | 510.5962 | 1072.1097 | 1286.2849 | 1373.4717 | 0 | 0 | 0 | 0 | -0.66208 | -10.35 | -23.0023 | -46.1859 | 0 | 0 | 0 | 0 | -158.363 | -473.7999 | -580.8695 | -527.0672 | 0.38495 | 0 | 0 | 0 | -60.9622 | 0 | 0 | 0
4 | 13 | 14 | 770.264 | 768.8072 | 764.6974 | 877.6192 | 378.8299 | 100.3275 | 0 | 0 | 36.6334 | 75.4877 | 75.4339 | 67.9292 | 0 | 0 | 0 | 0 | 469.9432 | 1019.6042 | 1231.9961 | 1319.316 | 0 | 0 | 0 | 0 | -0.63081 | -10.3456 | -21.3842 | -35.9178 | 0 | 0 | 0 | 0 | -114.5117 | -416.2665 | -521.3483 | -473.7081 | 0.38305 | 0 | 0 | 0 | -43.8633 | 0 | 0 | 0
4 | 13 | 15 | 765.3201 | 765.2146 | 762.6651 | 876.6795 | 378.8299 | 100.3275 | 0 | 0 | 37.0523 | 75.3719 | 76.4565 | 67.9417 | 0 | 0 | 0 | 0 | 429.6023 | 955.0994 | 1161.1605 | 1243.7697 | 0 | 0 | 0 | 0 | -0.43103 | -9.8894 | -18.595 | -33.2253 | 0 | 0 | 0 | 0 | -79.7334 | -355.6948 | -456.3568 | -401.8067 | 0.38528 | 0 | 0 | 0 | -30.7199 | 0 | 0 | 0
4 | 13 | 16 | 756.5742 | 759.2762 | 759.8754 | 876.1372 | 378.8299 | 100.3275 | 0 | 0 | 39.7345 | 79.5339 | 79.8176 | 72.5422 | 0 | 0 | 0 | 0 | 360.8068 | 819.1087 | 1008.192 | 1074.901 | 0 | 0 | 0 | 0 | -0.12326 | -5.2803 | -3.0915 | -20.8877 | 0 | 0 | 0 | 0 | -22.6738 | -234.4136 | -325.0427 | -250.4183 | 0.41156 | 0 | 0.007326 | 0 | -9.3315 | 0 | -2.3812 | 0
4 | 13 | 17 | 751.8436 | 757.6995 | 761.8788 | 881.5928 | 378.8299 | 100.3275 | 0 | 0 | 43.7579 | 79.751 | 81.4241 | 83.2284 | 0 | 0 | 0 | 0 | 274.1714 | 606.4669 | 762.4854 | 806.3481 | 141.5984 | 151.5027 | 151.5027 | 151.5027 | -0.19283 | -0.63158 | -0.46855 | 12.9955 | 0 | 0 | 0 | 0 | -86.3211 | -179.717 | -233.0648 | -172.482 | 0.40997 | 0.23762 | 0.31375 | 0.26988 | -35.3893 | -42.7043 | -73.1232 | -46.5503
4 | 13 | 18 | 743.6958 | 752.6509 | 760.2346 | 882.4661 | 378.8299 | 100.3275 | 0 | 0 | 50.5723 | 93.5916 | 84.9533 | 101.6129 | 0 | 0 | 0 | 0 | 201.4976 | 361.9718 | 517.7673 | 543.7465 | 141.5984 | 151.5027 | 151.5027 | 151.5027 | -0.15214 | -1.4889 | -1.4269 | 4.6111 | 0 | 0 | 0 | 0 | -28.6502 | 46.7463 | 7.4382 | 80.9928 | 0.41329 | 0.42469 | 0.41897 | 0.40593 | -11.8408 | 19.8528 | 3.1163 | 32.8773
4 | 13 | 19 | 727.7631 | 737.4386 | 745.6016 | 865.5923 | 378.8299 | 100.3275 | 0 | 0 | 55.7775 | 106.6438 | 103.1691 | 110.358 | 0 | 0 | 0 | 0 | 206.6739 | 272.1552 | 445.3938 | 466.7646 | 141.5984 | 151.5027 | 151.5027 | 151.5027 | 0.15269 | 3.3839 | 14.4669 | 22.751 | 0 | 0 | 0 | 0 | -55.2692 | 103.4255 | 31.0692 | 114.216 | 0.4157 | 0.42239 | 0.41303 | 0.40197 | -22.9752 | 43.6857 | 12.8324 | 45.9108
4 | 13 | 20 | 743.1441 | 754.6496 | 764.9973 | 890.1573 | 378.8299 | 100.3275 | 0 | 0 | 55.2235 | 110.0592 | 110.3027 | 115.2777 | 0 | 0 | 0 | 0 | 211.6915 | 273.306 | 440.5792 | 454.3683 | 141.5984 | 151.5027 | 151.5027 | 151.5027 | 0.55872 | 4.5315 | 10.168 | 42.9725 | 0 | 0 | 0 | 0 | -44.7579 | 114.9225 | 52.4447 | 126.0361 | 0.42087 | 0.43174 | 0.42154 | 0.40469 | -18.8375 | 49.617 | 22.1073 | 51.0051
4 | 13 | 21 | 773.6339 | 787.1655 | 800.072 | 933.4918 | 378.8299 | 100.3275 | 0 | 0 | 56.4528 | 113.7044 | 114.2079 | 118.9864 | 0 | 0 | 0 | 0 | 205.4982 | 263.9403 | 420.2028 | 434.3587 | 141.5984 | 151.5027 | 151.5027 | 151.5027 | 0.63811 | 6.3914 | 2.2958 | 16.4187 | 0 | 0 | 0 | 0 | -9.3834 | 151.2993 | 111.8628 | 212.2253 | 0.41808 | 0.42369 | 0.41303 | 0.4036 | -3.923 | 64.1037 | 46.2031 | 85.6551
4 | 13 | 22 | 737.2066 | 751.2785 | 765.0765 | 894.2436 | 378.8299 | 100.3275 | 0 | 0 | 57.1063 | 113.2055 | 118.842 | 122.7664 | 0 | 0 | 0 | 0 | 228.1044 | 277.1819 | 427.0127 | 440.5252 | 141.5984 | 151.5027 | 151.5027 | 151.5027 | 0.53286 | 3.3308 | 4.8695 | 20.3937 | 0 | 0 | 0 | 0 | -68.9652 | 105.7301 | 62.8496 | 159.0557 | 0.41431 | 0.4215 | 0.41126 | 0.40084 | -28.5728 | 44.5651 | 25.8474 | 63.7556
4 | 13 | 23 | 674.239 | 687.5888 | 700.7766 | 819.6162 | 378.8299 | 100.3275 | 0 | 0 | 55.8736 | 120.0569 | 120.3406 | 125.197 | 0 | 0 | 0 | 0 | 292.8601 | 328.1967 | 482.4685 | 496.8519 | 0 | 0 | 0 | 0 | 0.32435 | 4.0741 | 16.4795 | 15.2587 | 0 | 0 | 0 | 0 | -53.6489 | 134.9337 | 81.4881 | 182.3086 | 0.41263 | 0.42045 | 0.41146 | 0.39726 | -22.1374 | 56.7333 | 33.5287 | 72.424
4 | 13 | 24 | 609.112 | 618.8242 | 627.9656 | 731.8958 | 378.8299 | 100.3275 | 0 | 0 | 53.872 | 113.0467 | 122.6726 | 120.1228 | 0 | 0 | 0 | 0 | 329.5381 | 360.34 | 524.6788 | 544.9564 | 0 | 0 | 0 | 0 | 0.38972 | 1.7328 | 6.2472 | 13.2509 | 0 | 0 | 0 | 0 | -153.5178 | 43.3772 | -25.633 | 53.5656 | 0.41183 | 0.4219 | 0.41161 | 0.39624 | -63.2226 | 18.3007 | -10.5507 | 21.2249
4 | 14 | 1 | 549.7249 | 555.3427 | 559.9211 | 649.2439 | 378.8299 | 100.3275 | 0 | 0 | 52.7815 | 118.0158 | 121.9336 | 121.3352 | 0 | 0 | 0 | 0 | 295.4446 | 329.5028 | 485.6008 | 522.3651 | 0 | 0 | 0 | 0 | 0.19031 | 3.4435 | 5.5038 | 12.6882 | 0 | 0 | 0 | 0 | -177.5215 | 4.0532 | -53.1171 | -7.1446 | 0.4113 | 0.42149 | 0.41495 | 0.39673 | -73.0145 | 1.7084 | -22.0409 | -2.8345
4 | 14 | 2 | 517.7304 | 520.2337 | 521.3524 | 601.6825 | 378.8299 | 100.3275 | 0 | 0 | 50.8434 | 122.7317 | 119.3483 | 113.1844 | 0 | 0 | 0 | 0 | 198.5648 | 232.5665 | 381.5871 | 447.6652 | 0 | 0 | 0 | 0 | 0.045839 | 2.1568 | 6.9202 | 4.4279 | 0 | 0 | 0 | 0 | -110.5535 | 62.4512 | 13.4969 | 36.405 | 0.41115 | 0.42158 | 0.41337 | 0.39654 | -45.4541 | 26.328 | 5.5791 | 14.4359
4 | 14 | 3 | 498.7791 | 498.5163 | 496.5541 | 570.3707 | 378.8299 | 100.3275 | 0 | 0 | 49.6803 | 112.2233 | 109.8731 | 111.4868 | 0 | 0 | 0 | 0 | 153.2961 | 187.7428 | 331.6505 | 417.8346 | 0 | 0 | 0 | 0 | -0.065515 | 5.905 | 5.9714 | 0.31234 | 0 | 0 | 0 | 0 | -82.9617 | 92.3176 | 49.059 | 40.737 | 0.41121 | 0.42135 | 0.41593 | 0.39646 | -34.1143 | 38.8976 | 20.405 | 16.1507
4 | 14 | 4 | 489.9739 | 487.0478 | 482.0187 | 550.7716 | 378.8299 | 100.3275 | 0 | 0 | 51.541 | 112.8558 | 109.7107 | 110.2749 | 0 | 0 | 0 | 0 | 122.4629 | 163.6277 | 301.2941 | 400.3224 | 0 | 0 | 0 | 0 | 0.14468 | 5.558 | 4.4444 | -0.080094 | 0 | 0 | 0 | 0 | -63.0046 | 104.6789 | 66.5695 | 40.2544 | 0.41164 | 0.4221 | 0.41529 | 0.39674 | -25.935 | 44.1845 | 27.6456 | 15.9704
4 | 14 | 5 | 490.579 | 484.1353 | 474.8977 | 538.4524 | 378.8299 | 100.3275 | 0 | 0 | 54.903 | 105.8915 | 105.1902 | 109.0129 | 0 | 0 | 0 | 0 | 105.0555 | 147.4574 | 274.796 | 381.0436 | 0 | 0 | 0 | 0 | 0.42902 | 7.9325 | 11.0016 | 2.1596 | 0 | 0 | 0 | 0 | -48.6384 | 122.5264 | 83.91 | 46.2362 | 0.41274 | 0.42228 | 0.41522 | 0.39874 | -20.075 | 51.7407 | 34.8413 | 18.4364
4 | 14 | 6 | 502.6837 | 493.5929 | 481.1487 | 542.5231 | 378.8299 | 100.3275 | 0 | 0 | 54.8567 | 104.253 | 101.7782 | 105.5 | 0 | 0 | 0 | 0 | 107.2081 | 152.972 | 271.086 | 375.4498 | 0 | 0 | 0 | 0 | 0.35946 | 7.0299 | 8.6276 | 17.791 | 0 | 0 | 0 | 0 | -38.5705 | 129.0105 | 99.6568 | 43.7823 | 0.41319 | 0.42246 | 0.41499 | 0.39779 | -15.937 | 54.5019 | 41.3566 | 17.4164
4 | 14 | 7 | 533.2633 | 521.9925 | 506.8416 | 569.4938 | 378.8299 | 100.3275 | 0 | 0 | 51.1529 | 92.5608 | 85.8814 | 89.1232 | 0 | 0 | 0 | 0 | 148.1743 | 253.1845 | 352.2652 | 449.3439 | 0 | 0 | 0 | 0 | -0.32948 | 0.35395 | -0.96675 | -0.56545 | 0 | 0 | 0 | 0 | -44.5643 | 75.5658 | 69.6618 | 31.5922 | 0.41464 | 0.33736 | 0.33191 | 0.39149 | -18.4782 | 25.4927 | 23.1211 | 12.3679
4 | 14 | 8 | 572.7605 | 561.4142 | 546.0468 | 614.4759 | 378.8299 | 100.3275 | 0 | 0 | 44.6596 | 79.4935 | 81.016 | 81.1693 | 0 | 0 | 0 | 0 | 202.7068 | 386.9637 | 466.4224 | 570.1289 | 0 | 0 | 0 | 0 | -0.32629 | -4.0418 | -7.4247 | 19.8047 | 0 | 0 | 0 | 0 | -53.1094 | -1.3288 | 6.0331 | -56.6271 | 0.41395 | 0.28029 | 0.32029 | 0.31141 | -21.9844 | -0.37245 | 1.9323 | -17.6342
4 | 14 | 9 | 616.1851 | 606.1656 | 592.2102 | 669.0073 | 378.8299 | 100.3275 | 0 | 0 | 40.2445 | 77.9855 | 77.8127 | 78.0814 | 0 | 0 | 0 | 0 | 287.5217 | 535.2873 | 604.599 | 716.615 | 0 | 0 | 0 | 0 | -0.2609 | -4.6652 | -9.1077 | -40.3656 | 0 | 0 | 0 | 0 | -90.1501 | -102.7695 | -81.0939 | -85.3235 | 0.39087 | 0 | 0.0068178 | 0 | -35.2371 | 0 | -0.55288 | 0
4 | 14 | 10 | 649.1153 | 640.108 | 627.3248 | 710.743 | 378.8299 | 100.3275 | 0 | 0 | 38.0143 | 73.6754 | 76.4973 | 69.7854 | 0 | 0 | 0 | 0 | 381.2708 | 638.5067 | 711.0351 | 822.218 | 0 | 0 | 0 | 0 | -0.57256 | -9.837 | -12.9684 | -42.5481 | 0 | 0 | 0 | 0 | -148.4271 | -162.5646 | -147.2392 | -138.7123 | 0.39163 | 0 | 0 | 0 | -58.1279 | 0 | 0 | 0
4 | 14 | 11 | 674.7148 | 666.9846 | 655.6864 | 744.9559 | 378.8299 | 100.3275 | 0 | 0 | 38.0515 | 74.9813 | 75.0921 | 71.6265 | 0 | 0 | 0 | 0 | 483.0262 | 778.457 | 851.3432 | 954.7955 | 0 | 0 | 0 | 0 | -0.66153 | -10.3042 | -19.1231 | -43.9302 | 0 | 0 | 0 | 0 | -224.5313 | -276.4769 | -251.6257 | -237.5359 | 0.38888 | 0 | 0 | 0 | -87.3163 | 0 | 0 | 0
4 | 14 | 12 | 677.9768 | 671.0522 | 660.6536 | 751.4704 | 378.8299 | 100.3275 | 0 | 0 | 37.4132 | 72.1984 | 75.3573 | 67.9292 | 0 | 0 | 0 | 0 | 581.9379 | 920.02 | 994.7626 | 1088.0322 | 0 | 0 | 0 | 0 | -0.70991 | -10.6083 | -23.4928 | -43.5696 | 0 | 0 | 0 | 0 | -319.4942 | -410.8855 | -385.9735 | -360.9214 | 0.38632 | 0 | 0 | 0 | -123.426 | 0 | 0 | 0
4 | 14 | 13 | 677.8923 | 672.5199 | 663.8311 | 756.5551 | 378.8299 | 100.3275 | 0 | 0 | 35.793 | 75.0829 | 75.2907 | 67.9298 | 0 | 0 | 0 | 0 | 633.8435 | 940.0626 | 1015.7284 | 1096.7934 | 0 | 0 | 0 | 0 | -0.66208 | -10.35 | -23.0023 | -46.1859 | 0 | 0 | 0 | 0 | -369.9121 | -432.6031 | -404.1857 | -361.9821 | 0.38495 | 0 | 0 | 0 | -142.3985 | 0 | 0 | 0
4 | 14 | 14 | 676.1513 | 671.9745 | 664.6385 | 758.668 | 378.8299 | 100.3275 | 0 | 0 | 36.6334 | 75.4877 | 75.4339 | 67.9292 | 0 | 0 | 0 | 0 | 677.1392 | 954.0433 | 1034.8588 | 1107.1346 | 0 | 0 | 0 | 0 | -0.63081 | -10.3456 | -21.3842 | -35.9178 | 0 | 0 | 0 | 0 | -415.8204 | -447.5384 | -424.27 | -380.4779 | 0.38305 | 0 | 0 | 0 | -159.2786 | 0 | 0 | 0
4 | 14 | 15 | 667.5594 | 664.6314 | 658.7346 | 753.1289 | 378.8299 | 100.3275 | 0 | 0 | 37.0523 | 75.3719 | 76.4565 | 67.9417 | 0 | 0 | 0 | 0 | 733.1926 | 973.3355 | 1053.3306 | 1113.4543 | 0 | 0 | 0 | 0 | -0.43103 | -9.8894 | -18.595 | -33.2253 | 0 | 0 | 0 | 0 | -481.0845 | -474.514 | -452.4574 | -395.042 | 0.38528 | 0 | 0 | 0 | -185.3536 | 0 | 0 | 0
4 | 14 | 16 | 664.8171 | 664.8732 | 662.3348 | 760.186 | 378.8299 | 100.3275 | 0 | 0 | 39.7345 | 79.5339 | 79.8176 | 72.5422 | 0 | 0 | 0 | 0 | 741.6543 | 966.2069 | 1052.0319 | 1105.4699 | 0 | 0 | 0 | 0 | -0.12326 | -5.2803 | -3.0915 | -20.8877 | 0 | 0 | 0 | 0 | -495.2783 | -475.9148 | -466.4233 | -396.9384 | 0.41156 | 0 | 0.007326 | 0 | -203.8348 | 0 | -3.417 | 0
4 | 14 | 17 | 668.2031 | 671.6575 | 672.9894 | 775.9362 | 378.8299 | 100.3275 | 0 | 0 | 43.7579 | 79.751 | 81.4241 | 83.2284 | 0 | 0 | 0 | 0 | 732.4966 | 917.156 | 995.1465 | 1051.9361 | 141.5984 | 151.5027 | 151.5027 | 151.5027 | -0.19283 | -0.63158 | -0.46855 | 12.9955 | 0 | 0 | 0 | 0 | -628.2869 | -576.4481 | -554.6154 | -523.7265 | 0.40997 | 0.23762 | 0.31375 | 0.26988 | -257.5803 | -136.9755 | -174.0083 | -141.3458
4 | 14 | 18 | 676.384 | 683.4141 | 688.7157 | 797.4645 | 378.8299 | 100.3275 | 0 | 0 | 50.5723 | 93.5916 | 84.9533 | 101.6129 | 0 | 0 | 0 | 0 | 696.417 | 843.4339 | 911.1061 | 976.5499 | 141.5984 | 151.5027 | 151.5027 | 151.5027 | -0.15214 | -1.4889 | -1.4269 | 4.6111 | 0 | 0 | 0 | 0 | -590.8814 | -503.9526 | -457.4195 | -436.8122 | 0.41329 | 0.42469 | 0.41897 | 0.40593 | -244.2038 | -214.0251 | -191.6436 | -177.3144
4 | 14 | 19 | 682.3402 | 690.7094 | 697.3235 | 808.2054 | 378.8299 | 100.3275 | 0 | 0 | 55.7775 | 106.6438 | 103.1691 | 110.358 | 0 | 0 | 0 | 0 | 680.1372 | 788.7104 | 848.4538 | 937.2768 | 141.5984 | 151.5027 | 151.5027 | 151.5027 | 0.15269 | 3.3839 | 14.4669 | 22.751 | 0 | 0 | 0 | 0 | -574.1554 | -459.8589 | -420.2689 | -413.6831 | 0.4157 | 0.42239 | 0.41303 | 0.40197 | -238.6743 | -194.2389 | -173.5825 | -166.2861
4 | 14 | 20 | 701.5807 | 711.8847 | 720.8074 | 837.6237 | 378.8299 | 100.3275 | 0 | 0 | 55.2235 | 110.0592 | 110.3027 | 115.2777 | 0 | 0 | 0 | 0 | 634.8766 | 746.5183 | 824.6055 | 928.6257 | 141.5984 | 151.5027 | 151.5027 | 151.5027 | 0.55872 | 4.5315 | 10.168 | 42.9725 | 0 | 0 | 0 | 0 | -509.5065 | -401.0546 | -375.7715 | -400.7549 | 0.42087 | 0.43174 | 0.42154 | 0.40469 | -214.4385 | -173.1526 | -158.4013 | -162.1801
4 | 14 | 21 | 735.9624 | 748.4041 | 760.0177 | 885.8736 | 378.8299 | 100.3275 | 0 | 0 | 56.4528 | 113.7044 | 114.2079 | 118.9864 | 0 | 0 | 0 | 0 | 613.1676 | 724.3303 | 804.3288 | 911.7399 | 141.5984 | 151.5027 | 151.5027 | 151.5027 | 0.63811 | 6.3914 | 2.2958 | 16.4187 | 0 | 0 | 0 | 0 | -454.7243 | -347.8522 | -312.3175 | -312.7741 | 0.41808 | 0.42369 | 0.41303 | 0.4036 | -190.1116 | -147.3808 | -128.9977 | -126.237
4 | 14 | 22 | 702.9719 | 716.0519 | 728.6733 | 850.9646 | 378.8299 | 100.3275 | 0 | 0 | 57.1063 | 113.2055 | 118.842 | 122.7664 | 0 | 0 | 0 | 0 | 601.9973 | 715.4795 | 823.4648 | 931.3843 | 141.5984 | 151.5027 | 151.5027 | 151.5027 | 0.53286 | 3.3308 | 4.8695 | 20.3937 | 0 | 0 | 0 | 0 | -477.0929 | -367.7942 | -370.0057 | -375.0824 | 0.41431 | 0.4215 | 0.41126 | 0.40084 | -197.6633 | -155.0247 | -152.1678 | -150.3473
4 | 14 | 23 | 650.6914 | 663.3557 | 675.7302 | 789.8357 | 378.8299 | 100.3275 | 0 | 0 | 55.8736 | 120.0569 | 120.3406 | 125.197 | 0 | 0 | 0 | 0 | 590.4957 | 706.3299 | 838.8372 | 939.7513 | 0 | 0 | 0 | 0 | 0.32435 | 4.0741 | 16.4795 | 15.2587 | 0 | 0 | 0 | 0 | -374.8322 | -267.4327 | -299.9271 | -290.3712 | 0.41263 | 0.42045 | 0.41146 | 0.39726 | -154.6686 | -112.4429 | -123.4067 | -115.353
4 | 14 | 24 | 591.1422 | 600.33 | 608.8493 | 709.165 | 378.8299 | 100.3275 | 0 | 0 | 53.872 | 113.0467 | 122.6726 | 120.1228 | 0 | 0 | 0 | 0 | 607.2853 | 721.1811 | 857.6939 | 942.3718 | 0 | 0 | 0 | 0 | 0.38972 | 1.7328 | 6.2472 | 13.2509 | 0 | 0 | 0 | 0 | -449.2347 | -335.9581 | -377.7644 | -366.5806 | 0.41183 | 0.4219 | 0.41161 | 0.39624 | -185.0064 | -141.7397 | -155.4908 | -145.2542
4 | 15 | 1 | 540.6945 | 546.0414 | 550.2977 | 637.7933 | 378.8299 | 100.3275 | 0 | 0 | 52.7815 | 118.0158 | 121.9336 | 121.3352 | 0 | 0 | 0 | 0 | 599.6425 | 711.3059 | 856.8977 | 929.8174 | 0 | 0 | 0 | 0 | 0.19031 | 3.4435 | 5.5038 | 12.6882 | 0 | 0 | 0 | 0 | -490.7498 | -387.0512 | -434.0374 | -426.0475 | 0.4113 | 0.42149 | 0.41495 | 0.39673 | -201.8452 | -163.1382 | -180.1037 | -169.0276
4 | 15 | 2 | 507.1534 | 509.3474 | 510.099 | 588.3007 | 378.8299 | 100.3275 | 0 | 0 | 50.8434 | 122.7317 | 119.3483 | 113.1844 | 0 | 0 | 0 | 0 | 538.6106 | 652.1116 | 814.7175 | 880.765 | 0 | 0 | 0 | 0 | 0.045839 | 2.1568 | 6.9202 | 4.4279 | 0 | 0 | 0 | 0 | -461.1763 | -367.9801 | -430.8869 | -410.0766 | 0.41115 | 0.42158 | 0.41337 | 0.39654 | -189.6126 | -155.1317 | -178.1137 | -162.61
4 | 15 | 3 | 487.5415 | 486.954 | 484.6069 | 556.168 | 378.8299 | 100.3275 | 0 | 0 | 49.6803 | 112.2233 | 109.8731 | 111.4868 | 0 | 0 | 0 | 0 | 489.7245 | 608.5674 | 791.5338 | 862.208 | 0 | 0 | 0 | 0 | -0.065515 | 5.905 | 5.9714 | 0.31234 | 0 | 0 | 0 | 0 | -430.6277 | -340.0692 | -422.7714 | -417.8391 | 0.41121 | 0.42135 | 0.41593 | 0.39646 | -177.0768 | -143.2867 | -175.842 | -165.6576
4 | 15 | 4 | 478.9568 | 475.7098 | 470.2999 | 536.8376 | 378.8299 | 100.3275 | 0 | 0 | 51.541 | 112.8558 | 109.7107 | 110.2749 | 0 | 0 | 0 | 0 | 491.6026 | 616.392 | 816.0424 | 887.9087 | 0 | 0 | 0 | 0 | 0.14468 | 5.558 | 4.4444 | -0.080094 | 0 | 0 | 0 | 0 | -443.1614 | -359.4234 | -459.8975 | -461.2659 | 0.41164 | 0.4221 | 0.41529 | 0.39674 | -182.4216 | -151.711 | -190.9903 | -183.0008
4 | 15 | 5 | 476.8842 | 470.0392 | 460.3253 | 521.1228 | 378.8299 | 100.3275 | 0 | 0 | 54.903 | 105.8915 | 105.1902 | 109.0129 | 0 | 0 | 0 | 0 | 490.2818 | 615.2708 | 823.3246 | 890.5339 | 0 | 0 | 0 | 0 | 0.42902 | 7.9325 | 11.0016 | 2.1596 | 0 | 0 | 0 | 0 | -447.5595 | -359.3831 | -479.1911 | -480.5836 | 0.41274 | 0.42228 | 0.41522 | 0.39874 | -184.7253 | -151.7608 | -198.971 | -191.6301
4 | 15 | 6 | 482.7455 | 473.0719 | 459.9361 | 517.2985 | 378.8299 | 100.3275 | 0 | 0 | 54.8567 | 104.253 | 101.7782 | 105.5 | 0 | 0 | 0 | 0 | 476.6184 | 616.6417 | 829.8795 | 895.5466 | 0 | 0 | 0 | 0 | 0.35946 | 7.0299 | 8.6276 | 17.791 | 0 | 0 | 0 | 0 | -427.919 | -355.1802 | -480.3493 | -501.5391 | 0.41319 | 0.42246 | 0.41499 | 0.39779 | -176.8123 | -150.0498 | -199.3404 | -199.5096
4 | 15 | 7 | 508.6605 | 496.6659 | 480.6558 | 538.3509 | 378.8299 | 100.3275 | 0 | 0 | 51.1529 | 92.5608 | 85.8814 | 89.1232 | 0 | 0 | 0 | 0 | 454.5873 | 714.8821 | 943.2114 | 1002.1673 | 0 | 0 | 0 | 0 | -0.32948 | 0.35395 | -0.96675 | -0.56545 | 0 | 0 | 0 | 0 | -375.5802 | -411.4585 | -547.4702 | -552.3741 | 0.41464 | 0.33736 | 0.33191 | 0.39149 | -155.7314 | -138.8089 | -181.7084 | -216.2466
4 | 15 | 8 | 541.3308 | 529.0651 | 512.6068 | 574.7108 | 378.8299 | 100.3275 | 0 | 0 | 44.6596 | 79.4935 | 81.016 | 81.1693 | 0 | 0 | 0 | 0 | 431.8193 | 836.4212 | 1105.4864 | 1176.1185 | 0 | 0 | 0 | 0 | -0.32629 | -4.0418 | -7.4247 | 19.8047 | 0 | 0 | 0 | 0 | -313.6518 | -483.1353 | -666.4709 | -702.3818 | 0.41395 | 0.28029 | 0.32029 | 0.31141 | -129.8349 | -135.4197 | -213.4627 | -218.7278
4 | 15 | 9 | 585.076 | 574.1352 | 559.086 | 629.6063 | 378.8299 | 100.3275 | 0 | 0 | 40.2445 | 77.9855 | 77.8127 | 78.0814 | 0 | 0 | 0 | 0 | 440.5728 | 949.2704 | 1251.5968 | 1338.8446 | 0 | 0 | 0 | 0 | -0.2609 | -4.6652 | -9.1077 | -40.3656 | 0 | 0 | 0 | 0 | -274.3103 | -548.7829 | -761.2159 | -746.9541 | 0.39087 | 0 | 0.0068178 | 0 | -107.22 | 0 | -5.1898 | 0
4 | 15 | 10 | 619.9826 | 610.1028 | 596.2829 | 673.8088 | 378.8299 | 100.3275 | 0 | 0 | 38.0143 | 73.6754 | 76.4973 | 69.7854 | 0 | 0 | 0 | 0 | 418.2352 | 978.0878 | 1304.8049 | 1399.8387 | 0 | 0 | 0 | 0 | -0.57256 | -9.837 | -12.9684 | -42.5481 | 0 | 0 | 0 | 0 | -214.5242 | -532.1508 | -772.0509 | -753.2672 | 0.39163 | 0 | 0 | 0 | -84.0133 | 0 | 0 | 0
4 | 15 | 11 | 642.7478 | 634.0735 | 621.6545 | 704.4776 | 378.8299 | 100.3275 | 0 | 0 | 38.0515 | 74.9813 | 75.0921 | 71.6265 | 0 | 0 | 0 | 0 | 397.8203 | 980.9273 | 1319.4192 | 1416.1531 | 0 | 0 | 0 | 0 | -0.66153 | -10.3042 | -19.1231 | -43.9302 | 0 | 0 | 0 | 0 | -171.2924 | -511.8584 | -753.7338 | -739.3718 | 0.38888 | 0 | 0 | 0 | -66.6126 | 0 | 0 | 0
4 | 15 | 12 | 654.2879 | 646.6509 | 635.406 | 721.4275 | 378.8299 | 100.3275 | 0 | 0 | 37.4132 | 72.1984 | 75.3573 | 67.9292 | 0 | 0 | 0 | 0 | 410.6483 | 1001.5838 | 1351.6052 | 1450.3971 | 0 | 0 | 0 | 0 | -0.70991 | -10.6083 | -23.4928 | -43.5696 | 0 | 0 | 0 | 0 | -171.8936 | -516.8505 | -768.0636 | -753.3291 | 0.38632 | 0 | 0 | 0 | -66.4054 | 0 | 0 | 0
4 | 15 | 13 | 662.139 | 656.286 | 647.0257 | 736.5507 | 378.8299 | 100.3275 | 0 | 0 | 35.793 | 75.0829 | 75.2907 | 67.9298 | 0 | 0 | 0 | 0 | 472.097 | 1017.6106 | 1373.6044 | 1474.9627 | 0 | 0 | 0 | 0 | -0.66208 | -10.35 | -23.0023 | -46.1859 | 0 | 0 | 0 | 0 | -223.9188 | -526.385 | -778.8671 | -760.1558 | 0.38495 | 0 | 0 | 0 | -86.198 | 0 | 0 | 0
4 | 15 | 14 | 662.97 | 658.3875 | 650.569 | 741.9167 | 378.8299 | 100.3275 | 0 | 0 | 36.6334 | 75.4877 | 75.4339 | 67.9292 | 0 | 0 | 0 | 0 | 450.4061 | 990.9256 | 1349.6408 | 1451.9714 | 0 | 0 | 0 | 0 | -0.63081 | -10.3456 | -21.3842 | -35.9178 | 0 | 0 | 0 | 0 | -202.2686 | -498.0077 | -753.1216 | -742.0661 | 0.38305 | 0 | 0 | 0 | -77.4783 | 0 | 0 | 0
4 | 15 | 15 | 658.4023 | 655.1867 | 648.9474 | 741.4702 | 378.8299 | 100.3275 | 0 | 0 | 37.0523 | 75.3719 | 76.4565 | 67.9417 | 0 | 0 | 0 | 0 | 406.6304 | 923.5254 | 1286.5876 | 1389.6065 | 0 | 0 | 0 | 0 | -0.43103 | -9.8894 | -18.595 | -33.2253 | 0 | 0 | 0 | 0 | -163.6793 | -434.1486 | -695.5016 | -682.8529 | 0.38528 | 0 | 0 | 0 | -63.0628 | 0 | 0 | 0
4 | 15 | 16 | 659.765 | 659.6573 | 656.9235 | 753.7348 | 378.8299 | 100.3275 | 0 | 0 | 39.7345 | 79.5339 | 79.8176 | 72.5422 | 0 | 0 | 0 | 0 | 333.9506 | 803.156 | 1166.8833 | 1267.9781 | 0 | 0 | 0 | 0 | -0.12326 | -5.2803 | -3.0915 | -20.8877 | 0 | 0 | 0 | 0 | -92.6267 | -318.0798 | -586.686 | -565.8978 | 0.41156 | 0 | 0.007326 | 0 | -38.1211 | 0 | -4.298 | 0
4 | 15 | 17 | 667.63 | 671.0506 | 672.3414 | 775.1482 | 378.8299 | 100.3275 | 0 | 0 | 43.7579 | 79.751 | 81.4241 | 83.2284 | 0 | 0 | 0 | 0 | 293.2695 | 712.211 | 1054.5464 | 1146.8935 | 141.5984 | 151.5027 | 151.5027 | 151.5027 | -0.19283 | -0.63158 | -0.46855 | 12.9955 | 0 | 0 | 0 | 0 | -189.6329 | -372.1101 | -614.6633 | -619.472 | 0.40997 | 0.23762 | 0.31375 | 0.26988 | -77.7442 | -88.4207 | -192.8482 | -167.1861
4 | 15 | 18 | 677.2513 | 684.2917 | 689.6046 | 798.5061 | 378.8299 | 100.3275 | 0 | 0 | 50.5723 | 93.5916 | 84.9533 | 101.6129 | 0 | 0 | 0 | 0 | 194.428 | 470.5613 | 766.3477 | 851.7154 | 141.5984 | 151.5027 | 151.5027 | 151.5027 | -0.15214 | -1.4889 | -1.4269 | 4.6111 | 0 | 0 | 0 | 0 | -88.0251 | -130.2025 | -311.7722 | -310.9361 | 0.41329 | 0.42469 | 0.41897 | 0.40593 | -36.3797 | -55.2961 | -130.6222 | -126.2177
4 | 15 | 19 | 689.1862 | 697.7348 | 704.5605 | 816.7898 | 378.8299 | 100.3275 | 0 | 0 | 55.7775 | 106.6438 | 103.1691 | 110.358 | 0 | 0 | 0 | 0 | 164.1406 | 321.9621 | 580.7813 | 677.2438 | 141.5984 | 151.5027 | 151.5027 | 151.5027 | 0.15269 | 3.3839 | 14.4669 | 22.751 | 0 | 0 | 0 | 0 | -51.3128 | 13.9148 | -145.3595 | -145.0657 | 0.4157 | 0.42239 | 0.41303 | 0.40197 | -21.3305 | 5.8775 | -60.0374 | -58.3113
4 | 15 | 20 | 721.8338 | 732.7064 | 742.3026 | 863.1602 | 378.8299 | 100.3275 | 0 | 0 | 55.2235 | 110.0592 | 110.3027 | 115.2777 | 0 | 0 | 0 | 0 | 250.9306 | 383.5309 | 615.1719 | 714.2327 | 141.5984 | 151.5027 | 151.5027 | 151.5027 | 0.55872 | 4.5315 | 10.168 | 42.9725 | 0 | 0 | 0 | 0 | -105.3073 | -17.2455 | -144.8428 | -160.8254 | 0.42087 | 0.43174 | 0.42154 | 0.40469 | -44.3212 | -7.4456 | -61.0565 | -65.0839
4 | 15 | 21 | 760.5024 | 773.6283 | 786.052 | 916.7979 | 378.8299 | 100.3275 | 0 | 0 | 56.4528 | 113.7044 | 114.2079 | 118.9864 | 0 | 0 | 0 | 0 | 239.5483 | 369.3763 | 592.4806 | 671.6008 | 141.5984 | 151.5027 | 151.5027 | 151.5027 | 0.63811 | 6.3914 | 2.2958 | 16.4187 | 0 | 0 | 0 | 0 | -56.5651 | 32.326 | -74.435 | -41.7107 | 0.41808 | 0.42369 | 0.41303 | 0.4036 | -23.6488 | 13.6961 | -30.7442 | -16.8346
4 | 15 | 22 | 722.4333 | 736.0522 | 749.3114 | 875.4753 | 378.8299 | 100.3275 | 0 | 0 | 57.1063 | 113.2055 | 118.842 | 122.7664 | 0 | 0 | 0 | 0 | 222.5029 | 352.8768 | 567.5567 | 643.8444 | 141.5984 | 151.5027 | 151.5027 | 151.5027 | 0.53286 | 3.3308 | 4.8695 | 20.3937 | 0 | 0 | 0 | 0 | -78.137 | 14.8089 | -93.4595 | -63.0319 | 0.41431 | 0.4215 | 0.41126 | 0.40084 | -32.3728 | 6.2419 | -38.436 | -25.2656
4 | 15 | 23 | 652.0887 | 664.7752 | 677.175 | 791.5347 | 378.8299 | 100.3275 | 0 | 0 | 55.8736 | 120.0569 | 120.3406 | 125.197 | 0 | 0 | 0 | 0 | 211.0836 | 336.3502 | 545.4533 | 627.8873 | 0 | 0 | 0 | 0 | 0.32435 | 4.0741 | 16.4795 | 15.2587 | 0 | 0 | 0 | 0 | 5.9772 | 103.9665 | -5.0983 | 23.1917 | 0.41263 | 0.42045 | 0.41146 | 0.39726 | 2.4664 | 43.7131 | -2.0977 | 9.2132
4 | 15 | 24 | 577.8788 | 586.6833 | 594.7479 | 692.4011 | 378.8299 | 100.3275 | 0 | 0 | 53.872 | 113.0467 | 122.6726 | 120.1228 | 0 | 0 | 0 | 0 | 219.4172 | 332.3899 | 533.7888 | 634.0068 | 0 | 0 | 0 | 0 | 0.38972 | 1.7328 | 6.2472 | 13.2509 | 0 | 0 | 0 | 0 | -74.6301 | 39.1864 | -67.9608 | -74.9795 | 0.41183 | 0.4219 | 0.41161 | 0.39624 | -30.7346 | 16.5326 | -27.9732 | -29.71
4 | 16 | 1 | 527.7577 | 532.7321 | 536.5468 | 621.4475 | 378.8299 | 100.3275 | 0 | 0 | 52.7815 | 118.0158 | 121.9336 | 121.3352 | 0 | 0 | 0 | 0 | 199.3739 | 296.0212 | 490.3906 | 582.3966 | 0 | 0 | 0 | 0 | 0.19031 | 3.4435 | 5.5038 | 12.6882 | 0 | 0 | 0 | 0 | -103.418 | 14.9241 | -81.2812 | -94.9725 | 0.4113 | 0.42149 | 0.41495 | 0.39673 | -42.5358 | 6.2904 | -33.7276 | -37.6788
4 | 16 | 2 | 498.8899 | 500.844 | 501.3109 | 577.8521 | 378.8299 | 100.3275 | 0 | 0 | 50.8434 | 122.7317 | 119.3483 | 113.1844 | 0 | 0 | 0 | 0 | 183.8082 | 265.8912 | 446.6829 | 537.9592 | 0 | 0 | 0 | 0 | 0.045839 | 2.1568 | 6.9202 | 4.4279 | 0 | 0 | 0 | 0 | -114.6374 | 9.7368 | -71.6404 | -77.7194 | 0.41115 | 0.42158 | 0.41337 | 0.39654 | -47.1332 | 4.1048 | -29.6137 | -30.8185
4 | 16 | 3 | 483.9003 | 483.2061 | 480.7322 | 551.5603 | 378.8299 | 100.3275 | 0 | 0 | 49.6803 | 112.2233 | 109.8731 | 111.4868 | 0 | 0 | 0 | 0 | 152.6592 | 221.2112 | 381.8247 | 472.8517 | 0 | 0 | 0 | 0 | -0.065515 | 5.905 | 5.9714 | 0.31234 | 0 | 0 | 0 | 0 | -97.2036 | 43.5391 | -16.9371 | -33.0906 | 0.41121 | 0.42135 | 0.41593 | 0.39646 | -39.9707 | 18.345 | -7.0446 | -13.1192
4 | 16 | 4 | 482.737 | 479.6011 | 474.3229 | 541.6219 | 378.8299 | 100.3275 | 0 | 0 | 51.541 | 112.8558 | 109.7107 | 110.2749 | 0 | 0 | 0 | 0 | 107.4409 | 169.0389 | 326.4621 | 413.4014 | 0 | 0 | 0 | 0 | 0.14468 | 5.558 | 4.4444 | -0.080094 | 0 | 0 | 0 | 0 | -55.2195 | 91.821 | 33.7057 | 18.0257 | 0.41164 | 0.4221 | 0.41529 | 0.39674 | -22.7304 | 38.7572 | 13.9976 | 7.1515
4 | 16 | 5 | 492.816 | 486.4559 | 477.3186 | 541.3499 | 378.8299 | 100.3275 | 0 | 0 | 54.903 | 105.8915 | 105.1902 | 109.0129 | 0 | 0 | 0 | 0 | 97.9206 | 153.2413 | 296.5313 | 382.1611 | 0 | 0 | 0 | 0 | 0.42902 | 7.9325 | 11.0016 | 2.1596 | 0 | 0 | 0 | 0 | -39.2665 | 119.0632 | 64.5956 | 48.0162 | 0.41274 | 0.42228 | 0.41522 | 0.39874 | -16.2068 | 50.2782 | 26.8216 | 19.1462
4 | 16 | 6 | 529.3072 | 521.0284 | 509.5499 | 576.3303 | 378.8299 | 100.3275 | 0 | 0 | 54.8567 | 104.253 | 101.7782 | 105.5 | 0 | 0 | 0 | 0 | 85.8125 | 135.2613 | 271.881 | 349.6865 | 0 | 0 | 0 | 0 | 0.35946 | 7.0299 | 8.6276 | 17.791 | 0 | 0 | 0 | 0 | 9.4486 | 174.1568 | 127.263 | 103.3527 | 0.41319 | 0.42246 | 0.41499 | 0.39779 | 3.9041 | 73.5745 | 52.8129 | 41.1132
4 | 16 | 7 | 608.7141 | 599.6413 | 587.0982 | 664.9216 | 378.8299 | 100.3275 | 0 | 0 | 51.1529 | 92.5608 | 85.8814 | 89.1232 | 0 | 0 | 0 | 0 | 91.7452 | 247.6967 | 411.6852 | 479.2716 | 0 | 0 | 0 | 0 | -0.32948 | 0.35395 | -0.96675 | -0.56545 | 0 | 0 | 0 | 0 | 87.3156 | 158.7023 | 90.4984 | 97.0923 | 0.41464 | 0.33736 | 0.33191 | 0.39149 | 36.2047 | 53.5395 | 30.0369 | 38.0102
4 | 16 | 8 | 668.1912 | 659.5949 | 647.4887 | 735.0629 | 378.8299 | 100.3275 | 0 | 0 | 44.6596 | 79.4935 | 81.016 | 81.1693 | 0 | 0 | 0 | 0 | 147.818 | 424.4646 | 601.9334 | 662.4893 | 0 | 0 | 0 | 0 | -0.32629 | -4.0418 | -7.4247 | 19.8047 | 0 | 0 | 0 | 0 | 97.21 | 59.351 | -28.036 | -28.4004 | 0.41395 | 0.28029 | 0.32029 | 0.31141 | 40.2397 | 16.6357 | -8.9796 | -8.8441
4 | 16 | 9 | 703.7248 | 696.2217 | 685.2503 | 779.6007 | 378.8299 | 100.3275 | 0 | 0 | 40.2445 | 77.9855 | 77.8127 | 78.0814 | 0 | 0 | 0 | 0 | 234.6054 | 597.6301 | 771.6746 | 824.9501 | 0 | 0 | 0 | 0 | -0.2609 | -4.6652 | -9.1077 | -40.3656 | 0 | 0 | 0 | 0 | 50.3059 | -75.0561 | -155.1294 | -83.0652 | 0.39087 | 0 | 0.0068178 | 0 | 19.6631 | 0 | -1.0576 | 0
4 | 16 | 10 | 735.0394 | 728.4957 | 718.6333 | 819.2714 | 378.8299 | 100.3275 | 0 | 0 | 38.0143 | 73.6754 | 76.4973 | 69.7854 | 0 | 0 | 0 | 0 | 314.4302 | 775.6606 | 952.0798 | 1002.2168 | 0 | 0 | 0 | 0 | -0.57256 | -9.837 | -12.9684 | -42.5481 | 0 | 0 | 0 | 0 | 4.3375 | -211.3307 | -296.9755 | -210.1827 | 0.39163 | 0 | 0 | 0 | 1.6987 | 0 | 0 | 0
4 | 16 | 11 | 760.885 | 755.622 | 747.2487 | 853.7822 | 378.8299 | 100.3275 | 0 | 0 | 38.0515 | 74.9813 | 75.0921 | 71.6265 | 0 | 0 | 0 | 0 | 353.6122 | 859.1508 | 1035.5552 | 1086.0662 | 0 | 0 | 0 | 0 | -0.66153 | -10.3042 | -19.1231 | -43.9302 | 0 | 0 | 0 | 0 | -8.9471 | -268.5334 | -344.2754 | -259.9803 | 0.38888 | 0 | 0 | 0 | -3.4794 | 0 | 0 | 0
4 | 16 | 12 | 770.6955 | 766.4245 | 759.1717 | 868.5632 | 378.8299 | 100.3275 | 0 | 0 | 37.4132 | 72.1984 | 75.3573 | 67.9292 | 0 | 0 | 0 | 0 | 365.6499 | 886.1985 | 1055.8919 | 1111.9025 | 0 | 0 | 0 | 0 | -0.70991 | -10.6083 | -23.4928 | -43.5696 | 0 | 0 | 0 | 0 | -10.4876 | -281.6917 | -348.5846 | -267.6988 | 0.38632 | 0 | 0 | 0 | -4.0515 | 0 | 0 | 0
4 | 16 | 13 | 777.892 | 775.3911 | 770.1071 | 882.8782 | 378.8299 | 100.3275 | 0 | 0 | 35.793 | 75.0829 | 75.2907 | 67.9298 | 0 | 0 | 0 | 0 | 406.3014 | 936.8028 | 1109.9426 | 1174.0486 | 0 | 0 | 0 | 0 | -0.66208 | -10.35 | -23.0023 | -46.1859 | 0 | 0 | 0 | 0 | -42.3703 | -326.472 | -392.1239 | -312.9143 | 0.38495 | 0 | 0 | 0 | -16.3105 | 0 | 0 | 0
4 | 16 | 14 | 783.0385 | 781.9329 | 778.2385 | 893.6986 | 378.8299 | 100.3275 | 0 | 0 | 36.6334 | 75.4877 | 75.4339 | 67.9292 | 0 | 0 | 0 | 0 | 439.3565 | 946.158 | 1107.6457 | 1172.9819 | 0 | 0 | 0 | 0 | -0.63081 | -10.3456 | -21.3842 | -35.9178 | 0 | 0 | 0 | 0 | -71.1505 | -329.6947 | -383.4569 | -311.2947 | 0.38305 | 0 | 0 | 0 | -27.254 | 0 | 0 | 0
4 | 16 | 15 | 776.7655 | 776.9774 | 774.8038 | 891.0964 | 378.8299 | 100.3275 | 0 | 0 | 37.0523 | 75.3719 | 76.4565 | 67.9417 | 0 | 0 | 0 | 0 | 443.6722 | 943.1287 | 1099.961 | 1167.3496 | 0 | 0 | 0 | 0 | -0.43103 | -9.8894 | -18.595 | -33.2253 | 0 | 0 | 0 | 0 | -82.3579 | -331.9612 | -383.0187 | -310.9697 | 0.38528 | 0 | 0 | 0 | -31.7311 | 0 | 0 | 0
4 | 16 | 16 | 775.0638 | 778.2861 | 779.5017 | 899.4548 | 378.8299 | 100.3275 | 0 | 0 | 39.7345 | 79.5339 | 79.8176 | 72.5422 | 0 | 0 | 0 | 0 | 492.351 | 933.3598 | 1088.8678 | 1150.7446 | 0 | 0 | 0 | 0 | -0.12326 | -5.2803 | -3.0915 | -20.8877 | 0 | 0 | 0 | 0 | -135.7283 | -329.6548 | -386.0923 | -302.9443 | 0.41156 | 0 | 0.007326 | 0 | -55.8598 | 0 | -2.8285 | 0
4 | 16 | 17 | 771.2901 | 777.6974 | 782.5301 | 906.1323 | 378.8299 | 100.3275 | 0 | 0 | 43.7579 | 79.751 | 81.4241 | 83.2284 | 0 | 0 | 0 | 0 | 499.9797 | 850.0725 | 984.7805 | 1039.149 | 141.5984 | 151.5027 | 151.5027 | 151.5027 | -0.19283 | -0.63158 | -0.46855 | 12.9955 | 0 | 0 | 0 | 0 | -292.683 | -403.3248 | -434.7087 | -380.7433 | 0.40997 | 0.23762 | 0.31375 | 0.26988 | -119.9919 | -95.838 | -136.3881 | -102.7568
4 | 16 | 18 | 762.5818 | 772.0829 | 780.314 | 906.3369 | 378.8299 | 100.3275 | 0 | 0 | 50.5723 | 93.5916 | 84.9533 | 101.6129 | 0 | 0 | 0 | 0 | 492.8112 | 650.9003 | 752.0344 | 794.2118 | 141.5984 | 151.5027 | 151.5027 | 151.5027 | -0.15214 | -1.4889 | -1.4269 | 4.6111 | 0 | 0 | 0 | 0 | -301.0778 | -222.7503 | -206.7495 | -145.6017 | 0.41329 | 0.42469 | 0.41897 | 0.40593 | -124.4316 | -94.6005 | -86.6212 | -59.1039
4 | 16 | 19 | 751.6154 | 761.9779 | 770.9555 | 895.7308 | 378.8299 | 100.3275 | 0 | 0 | 55.7775 | 106.6438 | 103.1691 | 110.358 | 0 | 0 | 0 | 0 | 483.9914 | 512.269 | 600.8545 | 644.7035 | 141.5984 | 151.5027 | 151.5027 | 151.5027 | 0.15269 | 3.3839 | 14.4669 | 22.751 | 0 | 0 | 0 | 0 | -308.7344 | -112.149 | -99.0376 | -33.5844 | 0.4157 | 0.42239 | 0.41303 | 0.40197 | -128.3398 | -47.3704 | -40.9052 | -13.4997
4 | 16 | 20 | 771.4926 | 783.8119 | 795.1245 | 925.9673 | 378.8299 | 100.3275 | 0 | 0 | 55.2235 | 110.0592 | 110.3027 | 115.2777 | 0 | 0 | 0 | 0 | 405.4038 | 422.4725 | 531.7192 | 580.8824 | 141.5984 | 151.5027 | 151.5027 | 151.5027 | 0.55872 | 4.5315 | 10.168 | 42.9725 | 0 | 0 | 0 | 0 | -210.1218 | -5.0816 | -8.5681 | 35.332 | 0.42087 | 0.43174 | 0.42154 | 0.40469 | -88.435 | -2.194 | -3.6118 | 14.2984
4 | 16 | 21 | 806.4216 | 820.8806 | 834.8858 | 974.8581 | 378.8299 | 100.3275 | 0 | 0 | 56.4528 | 113.7044 | 114.2079 | 118.9864 | 0 | 0 | 0 | 0 | 384.4891 | 404.4368 | 526.3134 | 588.675 | 141.5984 | 151.5027 | 151.5027 | 151.5027 | 0.63811 | 6.3914 | 2.2958 | 16.4187 | 0 | 0 | 0 | 0 | -155.5867 | 44.5178 | 40.5659 | 99.2753 | 0.41808 | 0.42369 | 0.41303 | 0.4036 | -65.0478 | 18.8617 | 16.7551 | 40.0679
4 | 16 | 22 | 753.7194 | 768.246 | 782.582 | 915.0313 | 378.8299 | 100.3275 | 0 | 0 | 57.1063 | 113.2055 | 118.842 | 122.7664 | 0 | 0 | 0 | 0 | 414.0888 | 439.5529 | 560.6793 | 650.3747 | 141.5984 | 151.5027 | 151.5027 | 151.5027 | 0.53286 | 3.3308 | 4.8695 | 20.3937 | 0 | 0 | 0 | 0 | -238.4368 | -39.6734 | -53.3116 | -30.0062 | 0.41431 | 0.4215 | 0.41126 | 0.40084 | -98.7863 | -16.7223 | -21.9248 | -12.0276
4 | 16 | 23 | 671.5892 | 684.8482 | 697.9276 | 816.2148 | 378.8299 | 100.3275 | 0 | 0 | 55.8736 | 120.0569 | 120.3406 | 125.197 | 0 | 0 | 0 | 0 | 434.8794 | 462.4008 | 592.3343 | 690.0064 | 0 | 0 | 0 | 0 | 0.32435 | 4.0741 | 16.4795 | 15.2587 | 0 | 0 | 0 | 0 | -198.3181 | -2.0111 | -31.2267 | -14.2472 | 0.41263 | 0.42045 | 0.41146 | 0.39726 | -81.8328 | -0.84556 | -12.8484 | -5.6598
4 | 16 | 24 | 594.1554 | 603.4375 | 612.0691 | 713 | 378.8299 | 100.3275 | 0 | 0 | 53.872 | 113.0467 | 122.6726 | 120.1228 | 0 | 0 | 0 | 0 | 431.869 | 457.2399 | 604.8531 | 689.2297 | 0 | 0 | 0 | 0 | 0.38972 | 1.7328 | 6.2472 | 13.2509 | 0 | 0 | 0 | 0 | -270.8053 | -68.9094 | -121.7039 | -109.6034 | 0.41183 | 0.4219 | 0.41161 | 0.39624 | -111.5246 | -29.0727 | -50.0943 | -43.4293
4 | 17 | 1 | 539.7688 | 545.0973 | 549.3323 | 636.6542 | 378.8299 | 100.3275 | 0 | 0 | 52.7815 | 118.0158 | 121.9336 | 121.3352 | 0 | 0 | 0 | 0 | 440.7402 | 453.0991 | 591.8578 | 673.6396 | 0 | 0 | 0 | 0 | 0.19031 | 3.4435 | 5.5038 | 12.6882 | 0 | 0 | 0 | 0 | -332.7732 | -129.7885 | -169.9629 | -171.0088 | 0.4113 | 0.42149 | 0.41495 | 0.39673 | -136.8695 | -54.7046 | -70.526 | -67.845
4 | 17 | 2 | 508.6592 | 510.9063 | 511.7215 | 590.2394 | 378.8299 | 100.3275 | 0 | 0 | 50.8434 | 122.7317 | 119.3483 | 113.1844 | 0 | 0 | 0 | 0 | 445.832 | 448.0787 | 579.3556 | 669.9583 | 0 | 0 | 0 | 0 | 0.045839 | 2.1568 | 6.9202 | 4.4279 | 0 | 0 | 0 | 0 | -366.8919 | -162.3884 | -193.9026 | -197.3313 | 0.41115 | 0.42158 | 0.41337 | 0.39654 | -150.8476 | -68.4591 | -80.1526 | -78.2489
4 | 17 | 3 | 492.9421 | 492.5179 | 490.3646 | 563.0202 | 378.8299 | 100.3275 | 0 | 0 | 49.6803 | 112.2233 | 109.8731 | 111.4868 | 0 | 0 | 0 | 0 | 449.5777 | 447.3167 | 583.2293 | 679.4995 | 0 | 0 | 0 | 0 | -0.065515 | 5.905 | 5.9714 | 0.31234 | 0 | 0 | 0 | 0 | -385.0802 | -173.2546 | -208.7092 | -228.2785 | 0.41121 | 0.42135 | 0.41593 | 0.39646 | -158.3474 | -73.0001 | -86.8078 | -90.5039
4 | 17 | 4 | 488.8447 | 485.8937 | 480.8355 | 549.373 | 378.8299 | 100.3275 | 0 | 0 | 51.541 | 112.8558 | 109.7107 | 110.2749 | 0 | 0 | 0 | 0 | 432.6241 | 430.0261 | 567.2488 | 663.9751 | 0 | 0 | 0 | 0 | 0.14468 | 5.558 | 4.4444 | -0.080094 | 0 | 0 | 0 | 0 | -374.295 | -162.8735 | -200.5683 | -224.797 | 0.41164 | 0.4221 | 0.41529 | 0.39674 | -154.0737 | -68.7482 | -83.2938 | -89.1851
4 | 17 | 5 | 496.7243 | 490.4838 | 481.4888 | 546.3142 | 378.8299 | 100.3275 | 0 | 0 | 54.903 | 105.8915 | 105.1902 | 109.0129 | 0 | 0 | 0 | 0 | 392.5523 | 392.5878 | 535.4799 | 624.6803 | 0 | 0 | 0 | 0 | 0.42902 | 7.9325 | 11.0016 | 2.1596 | 0 | 0 | 0 | 0 | -329.9899 | -116.2555 | -170.1829 | -189.5387 | 0.41274 | 0.42228 | 0.41522 | 0.39874 | -136.1997 | -49.0925 | -70.6638 | -75.5775
4 | 17 | 6 | 531.133 | 522.9134 | 511.5054 | 578.6615 | 378.8299 | 100.3275 | 0 | 0 | 54.8567 | 104.253 | 101.7782 | 105.5 | 0 | 0 | 0 | 0 | 366.8385 | 389.0353 | 538.3355 | 609.9641 | 0 | 0 | 0 | 0 | 0.35946 | 7.0299 | 8.6276 | 17.791 | 0 | 0 | 0 | 0 | -269.7515 | -77.7323 | -137.236 | -154.5936 | 0.41319 | 0.42246 | 0.41499 | 0.39779 | -111.4589 | -32.8389 | -56.9516 | -61.4965
4 | 17 | 7 | 611.927 | 602.9514 | 590.524 | 668.9986 | 378.8299 | 100.3275 | 0 | 0 | 51.1529 | 92.5608 | 85.8814 | 89.1232 | 0 | 0 | 0 | 0 | 349.2656 | 545.3429 | 712.8582 | 757.2173 | 0 | 0 | 0 | 0 | -0.32948 | 0.35395 | -0.96675 | -0.56545 | 0 | 0 | 0 | 0 | -166.992 | -135.6338 | -207.2488 | -176.7764 | 0.41464 | 0.33736 | 0.33191 | 0.39149 | -69.2419 | -45.7572 | -68.787 | -69.2055
4 | 17 | 8 | 670.3455 | 661.8113 | 649.7788 | 737.7852 | 378.8299 | 100.3275 | 0 | 0 | 44.6596 | 79.4935 | 81.016 | 81.1693 | 0 | 0 | 0 | 0 | 382.8149 | 725.5815 | 916.8785 | 965.542 | 0 | 0 | 0 | 0 | -0.32629 | -4.0418 | -7.4247 | 19.8047 | 0 | 0 | 0 | 0 | -135.6326 | -239.5495 | -340.691 | -328.7307 | 0.41395 | 0.28029 | 0.32029 | 0.31141 | -56.1446 | -67.1442 | -109.1193 | -102.3696
4 | 17 | 9 | 697.9628 | 690.3034 | 679.1472 | 772.3557 | 378.8299 | 100.3275 | 0 | 0 | 40.2445 | 77.9855 | 77.8127 | 78.0814 | 0 | 0 | 0 | 0 | 458.3132 | 908.4144 | 1142.4714 | 1190.4177 | 0 | 0 | 0 | 0 | -0.2609 | -4.6652 | -9.1077 | -40.3656 | 0 | 0 | 0 | 0 | -179.1639 | -391.7588 | -532.0292 | -455.7778 | 0.39087 | 0 | 0.0068178 | 0 | -70.03 | 0 | -3.6273 | 0
4 | 17 | 10 | 721.9625 | 715.0557 | 704.7635 | 802.798 | 378.8299 | 100.3275 | 0 | 0 | 38.0143 | 73.6754 | 76.4973 | 69.7854 | 0 | 0 | 0 | 0 | 494.9981 | 1006.0842 | 1279.3053 | 1320.6934 | 0 | 0 | 0 | 0 | -0.57256 | -9.837 | -12.9684 | -42.5481 | 0 | 0 | 0 | 0 | -189.3073 | -455.1943 | -638.0707 | -545.1327 | 0.39163 | 0 | 0 | 0 | -74.1376 | 0 | 0 | 0
4 | 17 | 11 | 741.0524 | 735.2412 | 726.2192 | 828.8077 | 378.8299 | 100.3275 | 0 | 0 | 38.0515 | 74.9813 | 75.0921 | 71.6265 | 0 | 0 | 0 | 0 | 508.6702 | 1024.8337 | 1293.6191 | 1331.4515 | 0 | 0 | 0 | 0 | -0.66153 | -10.3042 | -19.1231 | -43.9302 | 0 | 0 | 0 | 0 | -183.8378 | -454.597 | -623.3689 | -530.3401 | 0.38888 | 0 | 0 | 0 | -71.4913 | 0 | 0 | 0
4 | 17 | 12 | 752.3672 | 747.5878 | 739.7334 | 845.4765 | 378.8299 | 100.3275 | 0 | 0 | 37.4132 | 72.1984 | 75.3573 | 67.9292 | 0 | 0 | 0 | 0 | 516.7746 | 1031.3687 | 1277.3618 | 1317.8232 | 0 | 0 | 0 | 0 | -0.70991 | -10.6083 | -23.4928 | -43.5696 | 0 | 0 | 0 | 0 | -179.9405 | -445.6985 | -589.4929 | -496.7062 | 0.38632 | 0 | 0 | 0 | -69.5141 | 0 | 0 | 0
4 | 17 | 13 | 761.2701 | 758.31 | 752.4825 | 861.9476 | 378.8299 | 100.3275 | 0 | 0 | 35.793 | 75.0829 | 75.2907 | 67.9298 | 0 | 0 | 0 | 0 | 527.8639 | 1071.4792 | 1323.7431 | 1371.0808 | 0 | 0 | 0 | 0 | -0.66208 | -10.35 | -23.0023 | -46.1859 | 0 | 0 | 0 | 0 | -180.5546 | -478.2296 | -623.549 | -530.8771 | 0.38495 | 0 | 0 | 0 | -69.5049 | 0 | 0 | 0
4 | 17 | 14 | 764.2716 | 762.6435 | 758.3305 | 870.052 | 378.8299 | 100.3275 | 0 | 0 | 36.6334 | 75.4877 | 75.4339 | 67.9292 | 0 | 0 | 0 | 0 | 556.664 | 1110.3045 | 1372.5351 | 1424.7654 | 0 | 0 | 0 | 0 | -0.63081 | -10.3456 | -21.3842 | -35.9178 | 0 | 0 | 0 | 0 | -207.2248 | -513.1306 | -668.2542 | -586.7247 | 0.38305 | 0 | 0 | 0 | -79.3768 | 0 | 0 | 0
4 | 17 | 15 | 761.3243 | 761.0994 | 758.4082 | 871.6149 | 378.8299 | 100.3275 | 0 | 0 | 37.0523 | 75.3719 | 76.4565 | 67.9417 | 0 | 0 | 0 | 0 | 583.9614 | 1109.1711 | 1372.703 | 1429.4333 | 0 | 0 | 0 | 0 | -0.43103 | -9.8894 | -18.595 | -33.2253 | 0 | 0 | 0 | 0 | -238.0883 | -513.8816 | -672.1562 | -592.5349 | 0.38528 | 0 | 0 | 0 | -91.7313 | 0 | 0 | 0
4 | 17 | 16 | 754.2011 | 756.832 | 757.3468 | 873.1287 | 378.8299 | 100.3275 | 0 | 0 | 39.7345 | 79.5339 | 79.8176 | 72.5422 | 0 | 0 | 0 | 0 | 609.6563 | 1084.0871 | 1335.9256 | 1393.5375 | 0 | 0 | 0 | 0 | -0.12326 | -5.2803 | -3.0915 | -20.8877 | 0 | 0 | 0 | 0 | -273.8963 | -501.8361 | -655.3048 | -572.0633 | 0.41156 | 0 | 0.007326 | 0 | -112.7237 | 0 | -4.8007 | 0
4 | 17 | 17 | 752.7384 | 758.6153 | 762.8192 | 882.7056 | 378.8299 | 100.3275 | 0 | 0 | 43.7579 | 79.751 | 81.4241 | 83.2284 | 0 | 0 | 0 | 0 | 653.9883 | 1030.1018 | 1265.7337 | 1339.1249 | 141.5984 | 151.5027 | 151.5027 | 151.5027 | -0.19283 | -0.63158 | -0.46855 | 12.9955 | 0 | 0 | 0 | 0 | -465.2432 | -602.4361 | -735.3728 | -704.1459 | 0.40997 | 0.23762 | 0.31375 | 0.26988 | -190.7369 | -143.1508 | -230.7203 | -190.0382
4 | 17 | 18 | 749.1704 | 758.292 | 766.0734 | 889.4156 | 378.8299 | 100.3275 | 0 | 0 | 50.5723 | 93.5916 | 84.9533 | 101.6129 | 0 | 0 | 0 | 0 | 604.4991 | 838.5221 | 1059.2726 | 1158.6511 | 141.5984 | 151.5027 | 151.5027 | 151.5027 | -0.15214 | -1.4889 | -1.4269 | 4.6111 | 0 | 0 | 0 | 0 | -426.1771 | -424.163 | -528.2284 | -526.9623 | 0.41329 | 0.42469 | 0.41897 | 0.40593 | -176.1336 | -180.139 | -221.3102 | -213.9089
4 | 17 | 19 | 740.8979 | 750.9612 | 759.5846 | 882.2237 | 378.8299 | 100.3275 | 0 | 0 | 55.7775 | 106.6438 | 103.1691 | 110.358 | 0 | 0 | 0 | 0 | 535.282 | 671.5475 | 865.0603 | 994.33 | 141.5984 | 151.5027 | 151.5027 | 151.5027 | 0.15269 | 3.3839 | 14.4669 | 22.751 | 0 | 0 | 0 | 0 | -370.7425 | -282.4442 | -374.6144 | -396.7179 | 0.4157 | 0.42239 | 0.41303 | 0.40197 | -154.1163 | -119.3011 | -154.7259 | -159.4667
4 | 17 | 20 | 760.3765 | 772.3834 | 783.3261 | 911.9503 | 378.8299 | 100.3275 | 0 | 0 | 55.2235 | 110.0592 | 110.3027 | 115.2777 | 0 | 0 | 0 | 0 | 523.793 | 652.6173 | 860.8971 | 1000.4935 | 141.5984 | 151.5027 | 151.5027 | 151.5027 | 0.55872 | 4.5315 | 10.168 | 42.9725 | 0 | 0 | 0 | 0 | -339.627 | -246.6549 | -349.5444 | -398.2961 | 0.42087 | 0.43174 | 0.42154 | 0.40469 | -142.9405 | -106.4916 | -147.3456 | -161.185
4 | 17 | 21 | 797.1275 | 811.327 | 825.025 | 963.1448 | 378.8299 | 100.3275 | 0 | 0 | 56.4528 | 113.7044 | 114.2079 | 118.9864 | 0 | 0 | 0 | 0 | 504.446 | 633.5193 | 836.6328 | 970.1098 | 141.5984 | 151.5027 | 151.5027 | 151.5027 | 0.63811 | 6.3914 | 2.2958 | 16.4187 | 0 | 0 | 0 | 0 | -284.8376 | -194.1183 | -279.6143 | -293.8728 | 0.41808 | 0.42369 | 0.41303 | 0.4036 | -119.0852 | -82.2456 | -115.4902 | -118.6083
4 | 17 | 22 | 749.957 | 764.3797 | 778.5928 | 910.2938 | 378.8299 | 100.3275 | 0 | 0 | 57.1063 | 113.2055 | 118.842 | 122.7664 | 0 | 0 | 0 | 0 | 519.0947 | 644.3513 | 822.4807 | 954.7535 | 141.5984 | 151.5027 | 151.5027 | 151.5027 | 0.53286 | 3.3308 | 4.8695 | 20.3937 | 0 | 0 | 0 | 0 | -347.2051 | -248.3381 | -319.1021 | -339.1224 | 0.41431 | 0.4215 | 0.41126 | 0.40084 | -143.8498 | -104.6741 | -131.2333 | -135.9332
4 | 17 | 23 | 665.5141 | 678.6073 | 691.4904 | 808.5721 | 378.8299 | 100.3275 | 0 | 0 | 55.8736 | 120.0569 | 120.3406 | 125.197 | 0 | 0 | 0 | 0 | 557.3452 | 676.2778 | 836.5766 | 971.5088 | 0 | 0 | 0 | 0 | 0.32435 | 4.0741 | 16.4795 | 15.2587 | 0 | 0 | 0 | 0 | -326.859 | -222.129 | -281.9062 | -303.3924 | 0.41263 | 0.42045 | 0.41146 | 0.39726 | -134.8732 | -93.3949 | -115.9919 | -120.5258
4 | 17 | 24 | 589.5496 | 598.7094 | 607.1965 | 707.2186 | 378.8299 | 100.3275 | 0 | 0 | 53.872 | 113.0467 | 122.6726 | 120.1228 | 0 | 0 | 0 | 0 | 599.4001 | 713.141 | 860.8487 | 996.7918 | 0 | 0 | 0 | 0 | 0.38972 | 1.7328 | 6.2472 | 13.2509 | 0 | 0 | 0 | 0 | -442.9422 | -329.5386 | -382.572 | -422.947 | 0.41183 | 0.4219 | 0.41161 | 0.39624 | -182.4149 | -139.0314 | -157.4696 | -167.5889
4 | 18 | 1 | 537.4927 | 542.7603 | 546.9234 | 633.7955 | 378.8299 | 100.3275 | 0 | 0 | 52.7815 | 118.0158 | 121.9336 | 121.3352 | 0 | 0 | 0 | 0 | 560.9596 | 675.0761 | 815.3059 | 951.7268 | 0 | 0 | 0 | 0 | 0.19031 | 3.4435 | 5.5038 | 12.6882 | 0 | 0 | 0 | 0 | -455.2687 | -354.1025 | -395.8199 | -451.9547 | 0.4113 | 0.42149 | 0.41495 | 0.39673 | -187.2519 | -149.2507 | -164.2453 | -179.3058
4 | 18 | 2 | 509.4365 | 511.7108 | 512.5585 | 591.2393 | 378.8299 | 100.3275 | 0 | 0 | 50.8434 | 122.7317 | 119.3483 | 113.1844 | 0 | 0 | 0 | 0 | 512.3436 | 624.8429 | 759.1795 | 886.3411 | 0 | 0 | 0 | 0 | 0.045839 | 2.1568 | 6.9202 | 4.4279 | 0 | 0 | 0 | 0 | -432.6262 | -338.348 | -372.8894 | -412.7141 | 0.41115 | 0.42158 | 0.41337 | 0.39654 | -177.8743 | -142.6395 | -154.1396 | -163.6559
4 | 18 | 3 | 492.6925 | 492.2664 | 490.1114 | 562.7247 | 378.8299 | 100.3275 | 0 | 0 | 49.6803 | 112.2233 | 109.8731 | 111.4868 | 0 | 0 | 0 | 0 | 518.8867 | 627.8559 | 759.3238 | 871.8422 | 0 | 0 | 0 | 0 | -0.065515 | 5.905 | 5.9714 | 0.31234 | 0 | 0 | 0 | 0 | -454.6389 | -354.0452 | -385.057 | -420.9166 | 0.41121 | 0.42135 | 0.41593 | 0.39646 | -186.9503 | -149.1754 | -160.1556 | -166.8777
4 | 18 | 4 | 489.5639 | 486.6399 | 481.6139 | 550.3045 | 378.8299 | 100.3275 | 0 | 0 | 51.541 | 112.8558 | 109.7107 | 110.2749 | 0 | 0 | 0 | 0 | 558.7664 | 662.7599 | 796.5705 | 903.2461 | 0 | 0 | 0 | 0 | 0.14468 | 5.558 | 4.4444 | -0.080094 | 0 | 0 | 0 | 0 | -499.7181 | -394.8613 | -429.1117 | -463.1364 | 0.41164 | 0.4221 | 0.41529 | 0.39674 | -205.7024 | -166.6691 | -178.2052 | -183.7429
4 | 18 | 5 | 496.3311 | 490.086 | 481.0857 | 545.8419 | 378.8299 | 100.3275 | 0 | 0 | 54.903 | 105.8915 | 105.1902 | 109.0129 | 0 | 0 | 0 | 0 | 562.5844 | 667.3756 | 791.7132 | 897.9524 | 0 | 0 | 0 | 0 | 0.42902 | 7.9325 | 11.0016 | 2.1596 | 0 | 0 | 0 | 0 | -500.4152 | -391.4411 | -426.8192 | -463.2831 | 0.41274 | 0.42228 | 0.41522 | 0.39874 | -206.5409 | -165.2984 | -177.225 | -184.7316
4 | 18 | 6 | 530.6282 | 522.3947 | 510.9702 | 578.0261 | 378.8299 | 100.3275 | 0 | 0 | 54.8567 | 104.253 | 101.7782 | 105.5 | 0 | 0 | 0 | 0 | 561.4002 | 689.3643 | 796.8576 | 902.3858 | 0 | 0 | 0 | 0 | 0.35946 | 7.0299 | 8.6276 | 17.791 | 0 | 0 | 0 | 0 | -464.818 | -378.5799 | -396.2933 | -447.6507 | 0.41319 | 0.42246 | 0.41499 | 0.39779 | -192.0587 | -159.9353 | -164.4579 | -178.0731
4 | 18 | 7 | 609.806 | 600.7742 | 588.2804 | 666.3366 | 378.8299 | 100.3275 | 0 | 0 | 51.1529 | 92.5608 | 85.8814 | 89.1232 | 0 | 0 | 0 | 0 | 575.6709 | 893.2061 | 1018.9128 | 1112.1673 | 0 | 0 | 0 | 0 | -0.32948 | 0.35395 | -0.96675 | -0.56545 | 0 | 0 | 0 | 0 | -395.5182 | -485.6742 | -515.5471 | -534.3884 | 0.41464 | 0.33736 | 0.33191 | 0.39149 | -163.9985 | -163.8461 | -171.1129 | -209.2055
4 | 18 | 8 | 668.8811 | 660.3076 | 648.2286 | 735.9454 | 378.8299 | 100.3275 | 0 | 0 | 44.6596 | 79.4935 | 81.016 | 81.1693 | 0 | 0 | 0 | 0 | 674.8466 | 1128.9749 | 1267.3538 | 1365.5546 | 0 | 0 | 0 | 0 | -0.32629 | -4.0418 | -7.4247 | 19.8047 | 0 | 0 | 0 | 0 | -429.1287 | -644.4465 | -692.7165 | -730.5832 | 0.41395 | 0.28029 | 0.32029 | 0.31141 | -177.6361 | -180.6342 | -221.8688 | -227.51
4 | 18 | 9 | 698.4 | 690.7482 | 679.6006 | 772.8896 | 378.8299 | 100.3275 | 0 | 0 | 40.2445 | 77.9855 | 77.8127 | 78.0814 | 0 | 0 | 0 | 0 | 741.0959 | 1284.827 | 1453.1391 | 1568.5639 | 0 | 0 | 0 | 0 | -0.2609 | -4.6652 | -9.1077 | -40.3656 | 0 | 0 | 0 | 0 | -461.5094 | -767.7266 | -842.2435 | -833.3901 | 0.39087 | 0 | 0.0068178 | 0 | -180.3907 | 0 | -5.7423 | 0
4 | 18 | 10 | 720.6266 | 713.6791 | 703.3384 | 801.1017 | 378.8299 | 100.3275 | 0 | 0 | 38.0143 | 73.6754 | 76.4973 | 69.7854 | 0 | 0 | 0 | 0 | 803.9937 | 1397.5923 | 1593.6821 | 1723.8616 | 0 | 0 | 0 | 0 | -0.57256 | -9.837 | -12.9684 | -42.5481 | 0 | 0 | 0 | 0 | -499.6387 | -848.0791 | -953.8726 | -949.9972 | 0.39163 | 0 | 0 | 0 | -195.6715 | 0 | 0 | 0
4 | 18 | 11 | 745.6309 | 739.9386 | 731.0569 | 834.5452 | 378.8299 | 100.3275 | 0 | 0 | 38.0515 | 74.9813 | 75.0921 | 71.6265 | 0 | 0 | 0 | 0 | 886.7185 | 1489.7478 | 1694.3895 | 1839.0855 | 0 | 0 | 0 | 0 | -0.66153 | -10.3042 | -19.1231 | -43.9302 | 0 | 0 | 0 | 0 | -557.3075 | -914.8137 | -1019.3015 | -1032.2366 | 0.38888 | 0 | 0 | 0 | -216.727 | 0 | 0 | 0
4 | 18 | 12 | 759.6444 | 755.0586 | 747.4329 | 854.6126 | 378.8299 | 100.3275 | 0 | 0 | 37.4132 | 72.1984 | 75.3573 | 67.9292 | 0 | 0 | 0 | 0 | 922.4535 | 1536.8204 | 1741.3548 | 1900.6763 | 0 | 0 | 0 | 0 | -0.70991 | -10.6083 | -23.4928 | -43.5696 | 0 | 0 | 0 | 0 | -578.3422 | -943.6794 | -1045.7864 | -1070.4233 | 0.38632 | 0 | 0 | 0 | -223.4234 | 0 | 0 | 0
4 | 18 | 13 | 766.2465 | 763.4086 | 757.7249 | 868.1576 | 378.8299 | 100.3275 | 0 | 0 | 35.793 | 75.0829 | 75.2907 | 67.9298 | 0 | 0 | 0 | 0 | 921.4136 | 1543.1674 | 1748.6529 | 1928.5946 | 0 | 0 | 0 | 0 | -0.66208 | -10.35 | -23.0023 | -46.1859 | 0 | 0 | 0 | 0 | -569.1279 | -944.8192 | -1043.2164 | -1082.1808 | 0.38495 | 0 | 0 | 0 | -219.087 | 0 | 0 | 0
4 | 18 | 14 | 773.7965 | 772.4172 | 768.3978 | 881.993 | 378.8299 | 100.3275 | 0 | 0 | 36.6334 | 75.4877 | 75.4339 | 67.9292 | 0 | 0 | 0 | 0 | 898.9562 | 1521.9954 | 1731.1782 | 1912.2073 | 0 | 0 | 0 | 0 | -0.63081 | -10.3456 | -21.3842 | -35.9178 | 0 | 0 | 0 | 0 | -539.9922 | -915.0477 | -1016.8301 | -1062.2256 | 0.38305 | 0 | 0 | 0 | -206.8422 | 0 | 0 | 0
4 | 18 | 15 | 775.6377 | 775.8002 | 773.5668 | 889.6087 | 378.8299 | 100.3275 | 0 | 0 | 37.0523 | 75.3719 | 76.4565 | 67.9417 | 0 | 0 | 0 | 0 | 844.6644 | 1450.6141 | 1650.6498 | 1837.7501 | 0 | 0 | 0 | 0 | -0.43103 | -9.8894 | -18.595 | -33.2253 | 0 | 0 | 0 | 0 | -484.4779 | -840.6239 | -934.9444 | -982.8579 | 0.38528 | 0 | 0 | 0 | -186.661 | 0 | 0 | 0
4 | 18 | 16 | 770.475 | 773.5482 | 774.5859 | 893.5939 | 378.8299 | 100.3275 | 0 | 0 | 39.7345 | 79.5339 | 79.8176 | 72.5422 | 0 | 0 | 0 | 0 | 813.7936 | 1375.7397 | 1583.5316 | 1775.1675 | 0 | 0 | 0 | 0 | -0.12326 | -5.2803 | -3.0915 | -20.8877 | 0 | 0 | 0 | 0 | -461.7597 | -776.7726 | -885.6719 | -933.2281 | 0.41156 | 0 | 0.007326 | 0 | -190.04 | 0 | -6.4884 | 0
4 | 18 | 17 | 766.5915 | 772.8488 | 777.5027 | 900.1412 | 378.8299 | 100.3275 | 0 | 0 | 43.7579 | 79.751 | 81.4241 | 83.2284 | 0 | 0 | 0 | 0 | 754.2773 | 1239.6845 | 1435.0467 | 1620.0582 | 141.5984 | 151.5027 | 151.5027 | 151.5027 | -0.19283 | -0.63158 | -0.46855 | 12.9955 | 0 | 0 | 0 | 0 | -551.6791 | -797.7853 | -890.0023 | -967.6436 | 0.40997 | 0.23762 | 0.31375 | 0.26988 | -226.1732 | -189.5696 | -279.2346 | -261.1523
4 | 18 | 18 | 763.3466 | 772.851 | 781.085 | 907.2341 | 378.8299 | 100.3275 | 0 | 0 | 50.5723 | 93.5916 | 84.9533 | 101.6129 | 0 | 0 | 0 | 0 | 644.9783 | 940.4362 | 1081.4229 | 1241.2175 | 141.5984 | 151.5027 | 151.5027 | 151.5027 | -0.15214 | -1.4889 | -1.4269 | 4.6111 | 0 | 0 | 0 | 0 | -452.48 | -511.5181 | -535.3671 | -591.7102 | 0.41329 | 0.42469 | 0.41897 | 0.40593 | -187.0043 | -217.2381 | -224.3011 | -240.1919
4 | 18 | 19 | 753.2491 | 763.6429 | 772.6567 | 897.737 | 378.8299 | 100.3275 | 0 | 0 | 55.7775 | 106.6438 | 103.1691 | 110.358 | 0 | 0 | 0 | 0 | 602.189 | 749.0051 | 877.4165 | 1025.5043 | 141.5984 | 151.5027 | 151.5027 | 151.5027 | 0.15269 | 3.3839 | 14.4669 | 22.751 | 0 | 0 | 0 | 0 | -425.2983 | -347.2201 | -373.8984 | -412.379 | 0.4157 | 0.42239 | 0.41303 | 0.40197 | -176.795 | -146.6616 | -154.4302 | -165.7619
4 | 18 | 20 | 768.1633 | 780.3859 | 791.5838 | 921.7575 | 378.8299 | 100.3275 | 0 | 0 | 55.2235 | 110.0592 | 110.3027 | 115.2777 | 0 | 0 | 0 | 0 | 556.9422 | 679.6983 | 804.5096 | 927.2599 | 141.5984 | 151.5027 | 151.5027 | 151.5027 | 0.55872 | 4.5315 | 10.168 | 42.9725 | 0 | 0 | 0 | 0 | -364.9894 | -265.7334 | -284.8992 | -315.2553 | 0.42087 | 0.43174 | 0.42154 | 0.40469 | -153.6149 | -114.7286 | -120.0953 | -127.5795
4 | 18 | 21 | 798.1564 | 812.3867 | 826.1213 | 964.4492 | 378.8299 | 100.3275 | 0 | 0 | 56.4528 | 113.7044 | 114.2079 | 118.9864 | 0 | 0 | 0 | 0 | 555.1018 | 674.5466 | 806.5225 | 924.3789 | 141.5984 | 151.5027 | 151.5027 | 151.5027 | 0.63811 | 6.3914 | 2.2958 | 16.4187 | 0 | 0 | 0 | 0 | -334.4645 | -234.0858 | -248.4076 | -246.8375 | 0.41808 | 0.42369 | 0.41303 | 0.4036 | -139.8333 | -99.1794 | -102.6008 | -99.6247
4 | 18 | 22 | 753.221 | 767.7393 | 782.0659 | 914.424 | 378.8299 | 100.3275 | 0 | 0 | 57.1063 | 113.2055 | 118.842 | 122.7664 | 0 | 0 | 0 | 0 | 525.5635 | 638.8384 | 761.3008 | 855.5924 | 141.5984 | 151.5027 | 151.5027 | 151.5027 | 0.53286 | 3.3308 | 4.8695 | 20.3937 | 0 | 0 | 0 | 0 | -350.41 | -239.4656 | -254.4491 | -235.8312 | 0.41431 | 0.4215 | 0.41126 | 0.40084 | -145.1776 | -100.9344 | -104.6442 | -94.5301
4 | 18 | 23 | 671.5004 | 684.7668 | 697.8555 | 816.1391 | 378.8299 | 100.3275 | 0 | 0 | 55.8736 | 120.0569 | 120.3406 | 125.197 | 0 | 0 | 0 | 0 | 508.7825 | 612.0374 | 718.0049 | 809.2693 | 0 | 0 | 0 | 0 | 0.32435 | 4.0741 | 16.4795 | 15.2587 | 0 | 0 | 0 | 0 | -272.3099 | -151.729 | -156.9695 | -133.5859 | 0.41263 | 0.42045 | 0.41146 | 0.39726 | -112.3644 | -63.795 | -64.586 | -53.0684
4 | 18 | 24 | 597.3613 | 606.74 | 615.4863 | 717.0665 | 378.8299 | 100.3275 | 0 | 0 | 53.872 | 113.0467 | 122.6726 | 120.1228 | 0 | 0 | 0 | 0 | 485.5192 | 579.1187 | 663.6754 | 763.624 | 0 | 0 | 0 | 0 | 0.38972 | 1.7328 | 6.2472 | 13.2509 | 0 | 0 | 0 | 0 | -321.2496 | -187.4857 | -177.1089 | -179.9313 | 0.41183 | 0.4219 | 0.41161 | 0.39624 | -132.2988 | -79.0997 | -72.8994 | -71.2961
4 | 19 | 1 | 543.5402 | 548.981 | 553.3496 | 641.4334 | 378.8299 | 100.3275 | 0 | 0 | 52.7815 | 118.0158 | 121.9336 | 121.3352 | 0 | 0 | 0 | 0 | 464.8059 | 550.382 | 624.5057 | 724.2623 | 0 | 0 | 0 | 0 | 0.19031 | 3.4435 | 5.5038 | 12.6882 | 0 | 0 | 0 | 0 | -353.0675 | -223.1877 | -198.5936 | -216.8523 | 0.4113 | 0.42149 | 0.41495 | 0.39673 | -145.2165 | -94.0714 | -82.4063 | -86.0327
4 | 19 | 2 | 514.5923 | 517.0163 | 518.0415 | 597.7582 | 378.8299 | 100.3275 | 0 | 0 | 50.8434 | 122.7317 | 119.3483 | 113.1844 | 0 | 0 | 0 | 0 | 451.9566 | 527.8834 | 603.2985 | 718.3593 | 0 | 0 | 0 | 0 | 0.045839 | 2.1568 | 6.9202 | 4.4279 | 0 | 0 | 0 | 0 | -367.0835 | -236.0831 | -211.5254 | -238.2135 | 0.41115 | 0.42158 | 0.41337 | 0.39654 | -150.9264 | -99.5271 | -87.4373 | -94.4602
4 | 19 | 3 | 497.6176 | 497.334 | 495.348 | 568.9502 | 378.8299 | 100.3275 | 0 | 0 | 49.6803 | 112.2233 | 109.8731 | 111.4868 | 0 | 0 | 0 | 0 | 451.6091 | 516.8391 | 580.5937 | 705.5002 | 0 | 0 | 0 | 0 | -0.065515 | 5.905 | 5.9714 | 0.31234 | 0 | 0 | 0 | 0 | -382.4362 | -237.9609 | -201.0902 | -248.3491 | 0.41121 | 0.42135 | 0.41593 | 0.39646 | -157.2602 | -100.2638 | -83.6388 | -98.4611
4 | 19 | 4 | 494.4014 | 491.6198 | 486.7629 | 556.4285 | 378.8299 | 100.3275 | 0 | 0 | 51.541 | 112.8558 | 109.7107 | 110.2749 | 0 | 0 | 0 | 0 | 449.925 | 504.2394 | 551.2172 | 685.2423 | 0 | 0 | 0 | 0 | 0.14468 | 5.558 | 4.4444 | -0.080094 | 0 | 0 | 0 | 0 | -386.0392 | -231.3608 | -178.6094 | -239.0086 | 0.41164 | 0.4221 | 0.41529 | 0.39674 | -158.908 | -97.6564 | -74.1745 | -94.8233
4 | 19 | 5 | 502.9208 | 496.8681 | 488.0962 | 554.178 | 378.8299 | 100.3275 | 0 | 0 | 54.903 | 105.8915 | 105.1902 | 109.0129 | 0 | 0 | 0 | 0 | 445.0156 | 492.6684 | 538.2771 | 678.5506 | 0 | 0 | 0 | 0 | 0.42902 | 7.9325 | 11.0016 | 2.1596 | 0 | 0 | 0 | 0 | -376.2567 | -209.9519 | -166.3726 | -235.5452 | 0.41274 | 0.42228 | 0.41522 | 0.39874 | -155.2958 | -88.6588 | -69.0817 | -93.9224
4 | 19 | 6 | 539.9849 | 532.0219 | 520.9183 | 589.8525 | 378.8299 | 100.3275 | 0 | 0 | 54.8567 | 104.253 | 101.7782 | 105.5 | 0 | 0 | 0 | 0 | 433.1363 | 498.1913 | 547.6829 | 692.1309 | 0 | 0 | 0 | 0 | 0.35946 | 7.0299 | 8.6276 | 17.791 | 0 | 0 | 0 | 0 | -327.1975 | -177.7798 | -137.1705 | -225.5695 | 0.41319 | 0.42246 | 0.41499 | 0.39779 | -135.1951 | -75.105 | -56.9245 | -89.7303
4 | 19 | 7 | 622.398 | 613.7281 | 601.6633 | 682.2443 | 378.8299 | 100.3275 | 0 | 0 | 51.1529 | 92.5608 | 85.8814 | 89.1232 | 0 | 0 | 0 | 0 | 385.0525 | 588.8894 | 643.445 | 788.6813 | 0 | 0 | 0 | 0 | -0.32948 | 0.35395 | -0.96675 | -0.56545 | 0 | 0 | 0 | 0 | -192.3078 | -168.4036 | -126.6963 | -194.9948 | 0.41464 | 0.33736 | 0.33191 | 0.39149 | -79.7389 | -56.8123 | -42.0512 | -76.3377
4 | 19 | 8 | 684.9397 | 676.8259 | 665.2919 | 756.2259 | 378.8299 | 100.3275 | 0 | 0 | 44.6596 | 79.4935 | 81.016 | 81.1693 | 0 | 0 | 0 | 0 | 379.5692 | 701.4459 | 764.6702 | 918.9346 | 0 | 0 | 0 | 0 | -0.32629 | -4.0418 | -7.4247 | 19.8047 | 0 | 0 | 0 | 0 | -117.7927 | -200.3992 | -172.9696 | -263.6827 | 0.41395 | 0.28029 | 0.32029 | 0.31141 | -48.7598 | -56.1706 | -55.4001 | -82.1131
4 | 19 | 9 | 716.534 | 709.4024 | 698.8715 | 795.795 | 378.8299 | 100.3275 | 0 | 0 | 40.2445 | 77.9855 | 77.8127 | 78.0814 | 0 | 0 | 0 | 0 | 414.3153 | 815.2656 | 900.7855 | 1064.7717 | 0 | 0 | 0 | 0 | -0.2609 | -4.6652 | -9.1077 | -40.3656 | 0 | 0 | 0 | 0 | -116.5948 | -279.511 | -270.619 | -306.6925 | 0.39087 | 0 | 0.0068178 | 0 | -45.5736 | 0 | -1.845 | 0
4 | 19 | 10 | 740.4219 | 734.0374 | 724.3639 | 826.0877 | 378.8299 | 100.3275 | 0 | 0 | 38.0143 | 73.6754 | 76.4973 | 69.7854 | 0 | 0 | 0 | 0 | 422.5825 | 865.4992 | 984.4822 | 1155.823 | 0 | 0 | 0 | 0 | -0.57256 | -9.837 | -12.9684 | -42.5481 | 0 | 0 | 0 | 0 | -98.4323 | -295.6277 | -323.6472 | -356.9725 | 0.39163 | 0 | 0 | 0 | -38.5486 | 0 | 0 | 0
4 | 19 | 11 | 766.9438 | 761.8517 | 753.6807 | 861.4244 | 378.8299 | 100.3275 | 0 | 0 | 38.0515 | 74.9813 | 75.0921 | 71.6265 | 0 | 0 | 0 | 0 | 419.7575 | 889.1926 | 1046.2766 | 1223.1102 | 0 | 0 | 0 | 0 | -0.66153 | -10.3042 | -19.1231 | -43.9302 | 0 | 0 | 0 | 0 | -69.0336 | -292.3455 | -348.5648 | -389.3821 | 0.38888 | 0 | 0 | 0 | -26.846 | 0 | 0 | 0
4 | 19 | 12 | 774.5158 | 770.3527 | 763.2278 | 873.3825 | 378.8299 | 100.3275 | 0 | 0 | 37.4132 | 72.1984 | 75.3573 | 67.9292 | 0 | 0 | 0 | 0 | 415.7536 | 883.9196 | 1052.0248 | 1231.8456 | 0 | 0 | 0 | 0 | -0.70991 | -10.6083 | -23.4928 | -43.5696 | 0 | 0 | 0 | 0 | -56.771 | -275.4846 | -340.6615 | -382.8227 | 0.38632 | 0 | 0 | 0 | -21.9316 | 0 | 0 | 0
4 | 19 | 13 | 778.8823 | 776.4051 | 771.1489 | 884.1116 | 378.8299 | 100.3275 | 0 | 0 | 35.793 | 75.0829 | 75.2907 | 67.9298 | 0 | 0 | 0 | 0 | 403.4939 | 840.2266 | 1001.9354 | 1180.6729 | 0 | 0 | 0 | 0 | -0.66208 | -10.35 | -23.0023 | -46.1859 | 0 | 0 | 0 | 0 | -38.5725 | -228.8819 | -283.0749 | -318.3051 | 0.38495 | 0 | 0 | 0 | -14.8486 | 0 | 0 | 0
4 | 19 | 14 | 780.0179 | 778.8212 | 775.0186 | 889.8668 | 378.8299 | 100.3275 | 0 | 0 | 36.6334 | 75.4877 | 75.4339 | 67.9292 | 0 | 0 | 0 | 0 | 380.8328 | 793.0923 | 958.8579 | 1134.3385 | 0 | 0 | 0 | 0 | -0.63081 | -10.3456 | -21.3842 | -35.9178 | 0 | 0 | 0 | 0 | -15.6474 | -179.7406 | -237.889 | -276.4831 | 0.38305 | 0 | 0 | 0 | -5.9937 | 0 | 0 | 0
4 | 19 | 15 | 776.5741 | 776.7662 | 774.568 | 890.8014 | 378.8299 | 100.3275 | 0 | 0 | 37.0523 | 75.3719 | 76.4565 | 67.9417 | 0 | 0 | 0 | 0 | 371.0641 | 761.5121 | 922.1456 | 1089.6589 | 0 | 0 | 0 | 0 | -0.43103 | -9.8894 | -18.595 | -33.2253 | 0 | 0 | 0 | 0 | -9.9411 | -150.5559 | -205.439 | -233.574 | 0.38528 | 0 | 0 | 0 | -3.8301 | 0 | 0 | 0
4 | 19 | 16 | 770.6611 | 773.7447 | 774.7952 | 893.848 | 378.8299 | 100.3275 | 0 | 0 | 39.7345 | 79.5339 | 79.8176 | 72.5422 | 0 | 0 | 0 | 0 | 351.5287 | 693.5367 | 826.5826 | 981.7071 | 0 | 0 | 0 | 0 | -0.12326 | -5.2803 | -3.0915 | -20.8877 | 0 | 0 | 0 | 0 | 0.69122 | -94.3731 | -128.5135 | -139.5136 | 0.41156 | 0 | 0.007326 | 0 | 0.28447 | 0 | -0.94148 | 0
4 | 19 | 17 | 766.1655 | 772.4178 | 777.0661 | 899.6297 | 378.8299 | 100.3275 | 0 | 0 | 43.7579 | 79.751 | 81.4241 | 83.2284 | 0 | 0 | 0 | 0 | 302.5587 | 571.2194 | 682.2772 | 819.224 | 141.5984 | 151.5027 | 151.5027 | 151.5027 | -0.19283 | -0.63158 | -0.46855 | 12.9955 | 0 | 0 | 0 | 0 | -100.3865 | -129.7512 | -137.6693 | -167.321 | 0.40997 | 0.23762 | 0.31375 | 0.26988 | -41.1557 | -30.8315 | -43.1932 | -45.1574
4 | 19 | 18 | 761.2915 | 770.7514 | 778.9333 | 904.6914 | 378.8299 | 100.3275 | 0 | 0 | 50.5723 | 93.5916 | 84.9533 | 101.6129 | 0 | 0 | 0 | 0 | 245.7184 | 432.2528 | 508.9812 | 611.4374 | 141.5984 | 151.5027 | 151.5027 | 151.5027 | -0.15214 | -1.4889 | -1.4269 | 4.6111 | 0 | 0 | 0 | 0 | -55.2752 | -5.4343 | 34.923 | 35.5272 | 0.41329 | 0.42469 | 0.41897 | 0.40593 | -22.8446 | -2.3079 | 14.6316 | 14.4215
4 | 19 | 19 | 750.8464 | 761.1925 | 770.1512 | 894.7807 | 378.8299 | 100.3275 | 0 | 0 | 55.7775 | 106.6438 | 103.1691 | 110.358 | 0 | 0 | 0 | 0 | 230.6061 | 310.8245 | 357.8158 | 450.6815 | 141.5984 | 151.5027 | 151.5027 | 151.5027 | 0.15269 | 3.3839 | 14.4669 | 22.751 | 0 | 0 | 0 | 0 | -56.1182 | 88.5102 | 143.1967 | 159.4875 | 0.4157 | 0.42239 | 0.41303 | 0.40197 | -23.3281 | 37.3856 | 59.1441 | 64.1084
4 | 19 | 20 | 770.4093 | 782.6959 | 793.9697 | 924.593 | 378.8299 | 100.3275 | 0 | 0 | 55.2235 | 110.0592 | 110.3027 | 115.2777 | 0 | 0 | 0 | 0 | 238.0466 | 299.3848 | 332.481 | 429.5252 | 141.5984 | 151.5027 | 151.5027 | 151.5027 | 0.55872 | 4.5315 | 10.168 | 42.9725 | 0 | 0 | 0 | 0 | -43.8478 | 116.8901 | 189.5152 | 185.3148 | 0.42087 | 0.43174 | 0.42154 | 0.40469 | -18.4545 | 50.4665 | 79.8875 | 74.9944
4 | 19 | 21 | 800.467 | 814.7598 | 828.5682 | 967.3537 | 378.8299 | 100.3275 | 0 | 0 | 56.4528 | 113.7044 | 114.2079 | 118.9864 | 0 | 0 | 0 | 0 | 256.1033 | 298.5226 | 317.8222 | 424.64 | 141.5984 | 151.5027 | 151.5027 | 151.5027 | 0.63811 | 6.3914 | 2.2958 | 16.4187 | 0 | 0 | 0 | 0 | -33.1554 | 144.3112 | 242.7396 | 255.8059 | 0.41808 | 0.42369 | 0.41303 | 0.4036 | -13.8616 | 61.143 | 100.2597 | 103.2444
4 | 19 | 22 | 759.4633 | 774.156 | 788.6891 | 922.2915 | 378.8299 | 100.3275 | 0 | 0 | 57.1063 | 113.2055 | 118.842 | 122.7664 | 0 | 0 | 0 | 0 | 255.0155 | 279.1227 | 296.2099 | 411.7795 | 141.5984 | 151.5027 | 151.5027 | 151.5027 | 0.53286 | 3.3308 | 4.8695 | 20.3937 | 0 | 0 | 0 | 0 | -73.6196 | 126.6668 | 217.2649 | 215.8493 | 0.41431 | 0.4215 | 0.41126 | 0.40084 | -30.5012 | 53.3899 | 89.3519 | 86.5206
4 | 19 | 23 | 681.6351 | 695.185 | 708.6093 | 828.9138 | 378.8299 | 100.3275 | 0 | 0 | 55.8736 | 120.0569 | 120.3406 | 125.197 | 0 | 0 | 0 | 0 | 224.1219 | 237.3837 | 262.232 | 353.7781 | 0 | 0 | 0 | 0 | 0.32435 | 4.0741 | 16.4795 | 15.2587 | 0 | 0 | 0 | 0 | 22.4853 | 233.3428 | 309.5572 | 334.68 | 0.41263 | 0.42045 | 0.41146 | 0.39726 | 9.2782 | 98.1097 | 127.3691 | 132.9551
4 | 19 | 24 | 606.7228 | 616.3671 | 625.4281 | 728.8804 | 378.8299 | 100.3275 | 0 | 0 | 53.872 | 113.0467 | 122.6726 | 120.1228 | 0 | 0 | 0 | 0 | 219.1957 | 227.0682 | 250.914 | 325.2412 | 0 | 0 | 0 | 0 | 0.38972 | 1.7328 | 6.2472 | 13.2509 | 0 | 0 | 0 | 0 | -45.5646 | 174.1919 | 245.5943 | 270.2655 | 0.41183 | 0.4219 | 0.41161 | 0.39624 | -18.7647 | 73.491 | 101.0886 | 107.0902
4 | 20 | 1 | 551.8563 | 557.5308 | 562.176 | 651.9194 | 378.8299 | 100.3275 | 0 | 0 | 52.7815 | 118.0158 | 121.9336 | 121.3352 | 0 | 0 | 0 | 0 | 250.0919 | 258.6774 | 288.2787 | 346.9824 | 0 | 0 | 0 | 0 | 0.19031 | 3.4435 | 5.5038 | 12.6882 | 0 | 0 | 0 | 0 | -130.0373 | 77.0667 | 146.4598 | 170.9136 | 0.4113 | 0.42149 | 0.41495 | 0.39673 | -53.4843 | 32.4828 | 60.7735 | 67.8073
4 | 20 | 2 | 521.5675 | 524.1867 | 525.4431 | 606.5508 | 378.8299 | 100.3275 | 0 | 0 | 50.8434 | 122.7317 | 119.3483 | 113.1844 | 0 | 0 | 0 | 0 | 259.1375 | 270.6799 | 310.4144 | 356.1246 | 0 | 0 | 0 | 0 | 0.045839 | 2.1568 | 6.9202 | 4.4279 | 0 | 0 | 0 | 0 | -167.2892 | 28.2908 | 88.7603 | 132.8138 | 0.41115 | 0.42158 | 0.41337 | 0.39654 | -68.7809 | 11.9267 | 36.6904 | 52.6654
4 | 20 | 3 | 504.1247 | 504.0217 | 502.2494 | 577.1469 | 378.8299 | 100.3275 | 0 | 0 | 49.6803 | 112.2233 | 109.8731 | 111.4868 | 0 | 0 | 0 | 0 | 235.1097 | 245.3898 | 306.8263 | 341.7443 | 0 | 0 | 0 | 0 | -0.065515 | 5.905 | 5.9714 | 0.31234 | 0 | 0 | 0 | 0 | -159.4297 | 40.1761 | 79.5785 | 123.6035 | 0.41121 | 0.42135 | 0.41593 | 0.39646 | -65.5585 | 16.928 | 33.0989 | 49.0042
4 | 20 | 4 | 500.1035 | 497.4774 | 492.8046 | 563.6014 | 378.8299 | 100.3275 | 0 | 0 | 51.541 | 112.8558 | 109.7107 | 110.2749 | 0 | 0 | 0 | 0 | 248.4466 | 255.9472 | 339.7695 | 370.9548 | 0 | 0 | 0 | 0 | 0.14468 | 5.558 | 4.4444 | -0.080094 | 0 | 0 | 0 | 0 | -178.8587 | 22.7891 | 38.88 | 82.4518 | 0.41164 | 0.4221 | 0.41529 | 0.39674 | -73.6249 | 9.6192 | 16.1464 | 32.7116
4 | 20 | 5 | 507.537 | 501.605 | 492.9754 | 559.9654 | 378.8299 | 100.3275 | 0 | 0 | 54.903 | 105.8915 | 105.1902 | 109.0129 | 0 | 0 | 0 | 0 | 279.6338 | 294.9819 | 398.4968 | 427.8914 | 0 | 0 | 0 | 0 | 0.42902 | 7.9325 | 11.0016 | 2.1596 | 0 | 0 | 0 | 0 | -206.2587 | -7.5285 | -21.7131 | 20.9014 | 0.41274 | 0.42228 | 0.41522 | 0.39874 | -85.131 | -3.1791 | -9.0158 | 8.3343
4 | 20 | 6 | 541.034 | 533.0893 | 522.0066 | 591.134 | 378.8299 | 100.3275 | 0 | 0 | 54.8567 | 104.253 | 101.7782 | 105.5 | 0 | 0 | 0 | 0 | 261.7465 | 282.8953 | 400.1849 | 427.9042 | 0 | 0 | 0 | 0 | 0.35946 | 7.0299 | 8.6276 | 17.791 | 0 | 0 | 0 | 0 | -154.7585 | 38.5837 | 11.4159 | 39.9389 | 0.41319 | 0.42246 | 0.41499 | 0.39779 | -63.9448 | 16.3001 | 4.7375 | 15.8875
4 | 20 | 7 | 618.887 | 610.1058 | 597.9084 | 677.7703 | 378.8299 | 100.3275 | 0 | 0 | 51.1529 | 92.5608 | 85.8814 | 89.1232 | 0 | 0 | 0 | 0 | 210.2478 | 300.7818 | 434.5903 | 456.3687 | 0 | 0 | 0 | 0 | -0.32948 | 0.35395 | -0.96675 | -0.56545 | 0 | 0 | 0 | 0 | -21.0142 | 116.0817 | 78.4035 | 132.8438 | 0.41464 | 0.33736 | 0.33191 | 0.39149 | -8.7134 | 39.1611 | 26.0226 | 52.0065
4 | 20 | 8 | 681.6573 | 673.4442 | 661.7923 | 752.0611 | 378.8299 | 100.3275 | 0 | 0 | 44.6596 | 79.4935 | 81.016 | 81.1693 | 0 | 0 | 0 | 0 | 239.2956 | 413.0656 | 539.0568 | 565.1275 | 0 | 0 | 0 | 0 | -0.32629 | -4.0418 | -7.4247 | 19.8047 | 0 | 0 | 0 | 0 | 19.1985 | 84.5993 | 49.1442 | 85.9596 | 0.41395 | 0.28029 | 0.32029 | 0.31141 | 7.9471 | 23.7126 | 15.7403 | 26.7686
4 | 20 | 9 | 714.9394 | 707.7557 | 697.1627 | 793.7573 | 378.8299 | 100.3275 | 0 | 0 | 40.2445 | 77.9855 | 77.8127 | 78.0814 | 0 | 0 | 0 | 0 | 280.2148 | 514.7856 | 663.268 | 700.2315 | 0 | 0 | 0 | 0 | -0.2609 | -4.6652 | -9.1077 | -40.3656 | 0 | 0 | 0 | 0 | 15.9111 | 19.3223 | -34.8104 | 55.81 | 0.39087 | 0 | 0.0068178 | 0 | 6.2192 | 0 | -0.23733 | 0
4 | 20 | 10 | 736.4401 | 729.9379 | 720.1247 | 821.0454 | 378.8299 | 100.3275 | 0 | 0 | 38.0143 | 73.6754 | 76.4973 | 69.7854 | 0 | 0 | 0 | 0 | 288.2645 | 560.4275 | 714.3712 | 760.7656 | 0 | 0 | 0 | 0 | -0.57256 | -9.837 | -12.9684 | -42.5481 | 0 | 0 | 0 | 0 | 31.9039 | 5.3445 | -57.7755 | 33.0425 | 0.39163 | 0 | 0 | 0 | 12.4944 | 0 | 0 | 0
4 | 20 | 11 | 756.5795 | 751.1956 | 742.6791 | 848.3535 | 378.8299 | 100.3275 | 0 | 0 | 38.0515 | 74.9813 | 75.0921 | 71.6265 | 0 | 0 | 0 | 0 | 317.0029 | 630.2458 | 779.4394 | 834.438 | 0 | 0 | 0 | 0 | -0.66153 | -10.3042 | -19.1231 | -43.9302 | 0 | 0 | 0 | 0 | 23.3567 | -44.0548 | -92.7293 | -13.7808 | 0.38888 | 0 | 0 | 0 | 9.083 | 0 | 0 | 0
4 | 20 | 12 | 763.9359 | 759.4695 | 751.985 | 860.0195 | 378.8299 | 100.3275 | 0 | 0 | 37.4132 | 72.1984 | 75.3573 | 67.9292 | 0 | 0 | 0 | 0 | 396.4977 | 710.8751 | 855.7825 | 922.9179 | 0 | 0 | 0 | 0 | -0.70991 | -10.6083 | -23.4928 | -43.5696 | 0 | 0 | 0 | 0 | -48.095 | -113.3232 | -155.6619 | -87.2579 | 0.38632 | 0 | 0 | 0 | -18.5799 | 0 | 0 | 0
4 | 20 | 13 | 766.182 | 763.337 | 757.6445 | 868.0568 | 378.8299 | 100.3275 | 0 | 0 | 35.793 | 75.0829 | 75.2907 | 67.9298 | 0 | 0 | 0 | 0 | 396.7605 | 701.886 | 844.1547 | 924.3724 | 0 | 0 | 0 | 0 | -0.66208 | -10.35 | -23.0023 | -46.1859 | 0 | 0 | 0 | 0 | -44.5394 | -103.6094 | -138.7985 | -78.0595 | 0.38495 | 0 | 0 | 0 | -17.1455 | 0 | 0 | 0
4 | 20 | 14 | 770.2471 | 768.7608 | 764.6143 | 877.4906 | 378.8299 | 100.3275 | 0 | 0 | 36.6334 | 75.4877 | 75.4339 | 67.9292 | 0 | 0 | 0 | 0 | 406.784 | 721.8116 | 868.1319 | 963.1452 | 0 | 0 | 0 | 0 | -0.63081 | -10.3456 | -21.3842 | -35.9178 | 0 | 0 | 0 | 0 | -51.3694 | -118.5204 | -157.5673 | -117.6659 | 0.38305 | 0 | 0 | 0 | -19.6769 | 0 | 0 | 0
4 | 20 | 15 | 765.3023 | 765.1658 | 762.5779 | 876.5446 | 378.8299 | 100.3275 | 0 | 0 | 37.0523 | 75.3719 | 76.4565 | 67.9417 | 0 | 0 | 0 | 0 | 420.4376 | 717.957 | 861.1095 | 957.866 | 0 | 0 | 0 | 0 | -0.43103 | -9.8894 | -18.595 | -33.2253 | 0 | 0 | 0 | 0 | -70.5865 | -118.6012 | -156.3931 | -116.0379 | 0.38528 | 0 | 0 | 0 | -27.1958 | 0 | 0 | 0
4 | 20 | 16 | 756.5598 | 759.2365 | 759.8044 | 876.0275 | 378.8299 | 100.3275 | 0 | 0 | 39.7345 | 79.5339 | 79.8176 | 72.5422 | 0 | 0 | 0 | 0 | 384.7535 | 653.435 | 788.028 | 881.1664 | 0 | 0 | 0 | 0 | -0.12326 | -5.2803 | -3.0915 | -20.8877 | 0 | 0 | 0 | 0 | -46.6349 | -68.7796 | -104.9497 | -56.7934 | 0.41156 | 0 | 0.007326 | 0 | -19.1929 | 0 | -0.76886 | 0
4 | 20 | 17 | 751.8324 | 757.6687 | 761.8237 | 881.5075 | 378.8299 | 100.3275 | 0 | 0 | 43.7579 | 79.751 | 81.4241 | 83.2284 | 0 | 0 | 0 | 0 | 373.4689 | 636.9982 | 770.3867 | 864.7862 | 141.5984 | 151.5027 | 151.5027 | 151.5027 | -0.19283 | -0.63158 | -0.46855 | 12.9955 | 0 | 0 | 0 | 0 | -185.6298 | -210.2791 | -241.0212 | -231.0053 | 0.40997 | 0.23762 | 0.31375 | 0.26988 | -76.1031 | -49.9665 | -75.6195 | -62.3448
4 | 20 | 18 | 743.6935 | 752.6448 | 760.2236 | 882.4491 | 378.8299 | 100.3275 | 0 | 0 | 50.5723 | 93.5916 | 84.9533 | 101.6129 | 0 | 0 | 0 | 0 | 308.9669 | 485.2537 | 594.1205 | 674.4842 | 141.5984 | 151.5027 | 151.5027 | 151.5027 | -0.15214 | -1.4889 | -1.4269 | 4.6111 | 0 | 0 | 0 | 0 | -136.1218 | -76.5417 | -68.9261 | -49.7619 | 0.41329 | 0.42469 | 0.41897 | 0.40593 | -56.2574 | -32.5067 | -28.8778 | -20.1998
4 | 20 | 19 | 727.7588 | 737.4269 | 745.5806 | 865.5599 | 378.8299 | 100.3275 | 0 | 0 | 55.7775 | 106.6438 | 103.1691 | 110.358 | 0 | 0 | 0 | 0 | 265.2746 | 331.5563 | 419.0953 | 480.4468 | 141.5984 | 151.5027 | 151.5027 | 151.5027 | 0.15269 | 3.3839 | 14.4669 | 22.751 | 0 | 0 | 0 | 0 | -113.8742 | 44.0127 | 57.3467 | 100.5013 | 0.4157 | 0.42239 | 0.41303 | 0.40197 | -47.3371 | 18.5905 | 23.6857 | 40.398
4 | 20 | 20 | 743.1384 | 754.634 | 764.9693 | 890.1141 | 378.8299 | 100.3275 | 0 | 0 | 55.2235 | 110.0592 | 110.3027 | 115.2777 | 0 | 0 | 0 | 0 | 294.482 | 341.0568 | 431.9673 | 475.7016 | 141.5984 | 151.5027 | 151.5027 | 151.5027 | 0.55872 | 4.5315 | 10.168 | 42.9725 | 0 | 0 | 0 | 0 | -127.5541 | 47.1562 | 61.0286 | 104.6596 | 0.42087 | 0.43174 | 0.42154 | 0.40469 | -53.6843 | 20.3594 | 25.7257 | 42.3543
4 | 20 | 21 | 773.6286 | 787.151 | 800.0459 | 933.4515 | 378.8299 | 100.3275 | 0 | 0 | 56.4528 | 113.7044 | 114.2079 | 118.9864 | 0 | 0 | 0 | 0 | 297.477 | 349.61 | 466.5997 | 523 | 141.5984 | 151.5027 | 151.5027 | 151.5027 | 0.63811 | 6.3914 | 2.2958 | 16.4187 | 0 | 0 | 0 | 0 | -101.3675 | 65.615 | 65.4398 | 123.5436 | 0.41808 | 0.42369 | 0.41303 | 0.4036 | -42.3798 | 27.8003 | 27.0289 | 49.8627
4 | 20 | 22 | 737.203 | 751.2686 | 765.0588 | 894.2163 | 378.8299 | 100.3275 | 0 | 0 | 57.1063 | 113.2055 | 118.842 | 122.7664 | 0 | 0 | 0 | 0 | 308.797 | 364.4662 | 479.7136 | 532.6321 | 141.5984 | 151.5027 | 151.5027 | 151.5027 | 0.53286 | 3.3308 | 4.8695 | 20.3937 | 0 | 0 | 0 | 0 | -149.6614 | 18.4359 | 10.1309 | 66.9213 | 0.41431 | 0.4215 | 0.41126 | 0.40084 | -62.0059 | 7.7707 | 4.1664 | 26.8246
4 | 20 | 23 | 674.2347 | 687.5769 | 700.7552 | 819.5831 | 378.8299 | 100.3275 | 0 | 0 | 55.8736 | 120.0569 | 120.3406 | 125.197 | 0 | 0 | 0 | 0 | 292.6796 | 346.1077 | 468.4137 | 520.4644 | 0 | 0 | 0 | 0 | 0.32435 | 4.0741 | 16.4795 | 15.2587 | 0 | 0 | 0 | 0 | -53.4728 | 117.0107 | 95.5215 | 158.663 | 0.41263 | 0.42045 | 0.41146 | 0.39726 | -22.0647 | 49.1975 | 39.3029 | 63.0305
4 | 20 | 24 | 609.1127 | 618.826 | 627.9688 | 731.9007 | 378.8299 | 100.3275 | 0 | 0 | 53.872 | 113.0467 | 122.6726 | 120.1228 | 0 | 0 | 0 | 0 | 283.4671 | 331.0287 | 466.8435 | 517.142 | 0 | 0 | 0 | 0 | 0.38972 | 1.7328 | 6.2472 | 13.2509 | 0 | 0 | 0 | 0 | -107.4461 | 72.6902 | 32.2056 | 81.3849 | 0.41183 | 0.4219 | 0.41161 | 0.39624 | -44.249 | 30.6678 | 13.2561 | 32.248
4 | 21 | 1 | 549.7264 | 555.347 | 559.9287 | 649.2557 | 378.8299 | 100.3275 | 0 | 0 | 52.7815 | 118.0158 | 121.9336 | 121.3352 | 0 | 0 | 0 | 0 | 288.2941 | 334.4389 | 486.4608 | 557.059 | 0 | 0 | 0 | 0 | 0.19031 | 3.4435 | 5.5038 | 12.6882 | 0 | 0 | 0 | 0 | -170.3694 | -0.87863 | -53.9695 | -41.8267 | 0.4113 | 0.42149 | 0.41495 | 0.39673 | -70.0729 | -0.37033 | -22.3946 | -16.5941
4 | 21 | 2 | 517.7354 | 520.2475 | 521.3771 | 601.7208 | 378.8299 | 100.3275 | 0 | 0 | 50.8434 | 122.7317 | 119.3483 | 113.1844 | 0 | 0 | 0 | 0 | 248.5178 | 298.0233 | 453.5742 | 530.4125 | 0 | 0 | 0 | 0 | 0.045839 | 2.1568 | 6.9202 | 4.4279 | 0 | 0 | 0 | 0 | -160.5015 | -2.9917 | -58.4655 | -46.304 | 0.41115 | 0.42158 | 0.41337 | 0.39654 | -65.9902 | -1.2612 | -24.1676 | -18.3612
4 | 21 | 3 | 498.785 | 498.5324 | 496.5829 | 570.4154 | 378.8299 | 100.3275 | 0 | 0 | 49.6803 | 112.2233 | 109.8731 | 111.4868 | 0 | 0 | 0 | 0 | 208.1277 | 255.3915 | 410.6051 | 495.3856 | 0 | 0 | 0 | 0 | -0.065515 | 5.905 | 5.9714 | 0.31234 | 0 | 0 | 0 | 0 | -137.7873 | 24.6851 | -29.8667 | -36.7693 | 0.41121 | 0.42135 | 0.41593 | 0.39646 | -56.659 | 10.401 | -12.4224 | -14.5777
4 | 21 | 4 | 489.9744 | 487.0493 | 482.0214 | 550.7758 | 378.8299 | 100.3275 | 0 | 0 | 51.541 | 112.8558 | 109.7107 | 110.2749 | 0 | 0 | 0 | 0 | 192.5753 | 239.2896 | 411.6837 | 491.3491 | 0 | 0 | 0 | 0 | 0.14468 | 5.558 | 4.4444 | -0.080094 | 0 | 0 | 0 | 0 | -133.1165 | 29.0186 | -43.8174 | -50.7681 | 0.41164 | 0.4221 | 0.41529 | 0.39674 | -54.7957 | 12.2486 | -18.1969 | -20.1415
4 | 21 | 5 | 490.5819 | 484.1433 | 474.9121 | 538.4746 | 378.8299 | 100.3275 | 0 | 0 | 54.903 | 105.8915 | 105.1902 | 109.0129 | 0 | 0 | 0 | 0 | 166.2026 | 208.7013 | 370.4186 | 443.4168 | 0 | 0 | 0 | 0 | 0.42902 | 7.9325 | 11.0016 | 2.1596 | 0 | 0 | 0 | 0 | -109.7826 | 61.2906 | -11.6983 | -16.1147 | 0.41274 | 0.42228 | 0.41522 | 0.39874 | -45.3116 | 25.8819 | -4.8574 | -6.4256
4 | 21 | 6 | 502.6825 | 493.5895 | 481.1426 | 542.5136 | 378.8299 | 100.3275 | 0 | 0 | 54.8567 | 104.253 | 101.7782 | 105.5 | 0 | 0 | 0 | 0 | 145.1722 | 213.1307 | 369.1721 | 431.1471 | 0 | 0 | 0 | 0 | 0.35946 | 7.0299 | 8.6276 | 17.791 | 0 | 0 | 0 | 0 | -76.5358 | 68.8484 | 1.5647 | -11.9245 | 0.41319 | 0.42246 | 0.41499 | 0.39779 | -31.6239 | 29.0858 | 0.64933 | -4.7435
4 | 21 | 7 | 533.262 | 521.9891 | 506.8354 | 569.4843 | 378.8299 | 100.3275 | 0 | 0 | 51.1529 | 92.5608 | 85.8814 | 89.1232 | 0 | 0 | 0 | 0 | 167.7769 | 371.9222 | 515.0084 | 551.4927 | 0 | 0 | 0 | 0 | -0.32948 | 0.35395 | -0.96675 | -0.56545 | 0 | 0 | 0 | 0 | -64.1682 | -43.1754 | -93.0876 | -70.5662 | 0.41464 | 0.33736 | 0.33191 | 0.39149 | -26.6069 | -14.5656 | -30.8963 | -27.6257
4 | 21 | 8 | 572.7601 | 561.413 | 546.0447 | 614.4725 | 378.8299 | 100.3275 | 0 | 0 | 44.6596 | 79.4935 | 81.016 | 81.1693 | 0 | 0 | 0 | 0 | 216.0888 | 521.3141 | 661.7321 | 692.5856 | 0 | 0 | 0 | 0 | -0.32629 | -4.0418 | -7.4247 | 19.8047 | 0 | 0 | 0 | 0 | -66.4919 | -135.6803 | -189.2788 | -179.0871 | 0.41395 | 0.28029 | 0.32029 | 0.31141 | -27.524 | -38.0303 | -60.6237 | -55.7693
4 | 21 | 9 | 616.1821 | 606.1573 | 592.1954 | 668.9845 | 378.8299 | 100.3275 | 0 | 0 | 40.2445 | 77.9855 | 77.8127 | 78.0814 | 0 | 0 | 0 | 0 | 257.7106 | 642.7917 | 836.4417 | 872.4395 | 0 | 0 | 0 | 0 | -0.2609 | -4.6652 | -9.1077 | -40.3656 | 0 | 0 | 0 | 0 | -60.342 | -210.2822 | -312.9513 | -241.1708 | 0.39087 | 0 | 0.0068178 | 0 | -23.5859 | 0 | -2.1336 | 0
4 | 21 | 10 | 649.1082 | 640.0886 | 627.29 | 710.6893 | 378.8299 | 100.3275 | 0 | 0 | 38.0143 | 73.6754 | 76.4973 | 69.7854 | 0 | 0 | 0 | 0 | 287.3035 | 699.8793 | 911.7442 | 958.6518 | 0 | 0 | 0 | 0 | -0.57256 | -9.837 | -12.9684 | -42.5481 | 0 | 0 | 0 | 0 | -54.4669 | -223.9565 | -347.9831 | -275.1999 | 0.39163 | 0 | 0 | 0 | -21.3307 | 0 | 0 | 0
4 | 21 | 11 | 674.7048 | 666.9572 | 655.6373 | 744.8799 | 378.8299 | 100.3275 | 0 | 0 | 38.0515 | 74.9813 | 75.0921 | 71.6265 | 0 | 0 | 0 | 0 | 293.8845 | 692.766 | 909.6368 | 962.2703 | 0 | 0 | 0 | 0 | -0.66153 | -10.3042 | -19.1231 | -43.9302 | 0 | 0 | 0 | 0 | -35.3996 | -190.8134 | -309.9684 | -245.0867 | 0.38888 | 0 | 0 | 0 | -13.7663 | 0 | 0 | 0
4 | 21 | 12 | 677.966 | 671.0225 | 660.6004 | 751.3882 | 378.8299 | 100.3275 | 0 | 0 | 37.4132 | 72.1984 | 75.3573 | 67.9292 | 0 | 0 | 0 | 0 | 301.3958 | 691.3536 | 926.7641 | 985.8693 | 0 | 0 | 0 | 0 | -0.70991 | -10.6083 | -23.4928 | -43.5696 | 0 | 0 | 0 | 0 | -38.963 | -182.2488 | -318.0281 | -258.8407 | 0.38632 | 0 | 0 | 0 | -15.0521 | 0 | 0 | 0
4 | 21 | 13 | 677.8826 | 672.4931 | 663.7832 | 756.4811 | 378.8299 | 100.3275 | 0 | 0 | 35.793 | 75.0829 | 75.2907 | 67.9298 | 0 | 0 | 0 | 0 | 311.9886 | 687.3056 | 928.3755 | 987.6003 | 0 | 0 | 0 | 0 | -0.66208 | -10.35 | -23.0023 | -46.1859 | 0 | 0 | 0 | 0 | -48.0669 | -179.8728 | -316.8806 | -252.8631 | 0.38495 | 0 | 0 | 0 | -18.5035 | 0 | 0 | 0
4 | 21 | 14 | 676.1417 | 671.9483 | 664.5916 | 758.5955 | 378.8299 | 100.3275 | 0 | 0 | 36.6334 | 75.4877 | 75.4339 | 67.9292 | 0 | 0 | 0 | 0 | 319.5895 | 702.1549 | 947.1783 | 1009.4169 | 0 | 0 | 0 | 0 | -0.63081 | -10.3456 | -21.3842 | -35.9178 | 0 | 0 | 0 | 0 | -58.2802 | -195.6761 | -336.6364 | -282.8328 | 0.38305 | 0 | 0 | 0 | -22.3241 | 0 | 0 | 0
4 | 21 | 15 | 667.5535 | 664.6155 | 658.7061 | 753.0848 | 378.8299 | 100.3275 | 0 | 0 | 37.0523 | 75.3719 | 76.4565 | 67.9417 | 0 | 0 | 0 | 0 | 317.8191 | 681.8526 | 931.3568 | 1004.023 | 0 | 0 | 0 | 0 | -0.43103 | -9.8894 | -18.595 | -33.2253 | 0 | 0 | 0 | 0 | -65.7168 | -183.0471 | -330.5121 | -285.6547 | 0.38528 | 0 | 0 | 0 | -25.3195 | 0 | 0 | 0
4 | 21 | 16 | 664.8126 | 664.861 | 662.3129 | 760.1523 | 378.8299 | 100.3275 | 0 | 0 | 39.7345 | 79.5339 | 79.8176 | 72.5422 | 0 | 0 | 0 | 0 | 296.2036 | 625.5433 | 878.6129 | 965.3425 | 0 | 0 | 0 | 0 | -0.12326 | -5.2803 | -3.0915 | -20.8877 | 0 | 0 | 0 | 0 | -49.8321 | -135.2634 | -293.0261 | -256.8448 | 0.41156 | 0 | 0.007326 | 0 | -20.5087 | 0 | -2.1467 | 0
4 | 21 | 17 | 668.1998 | 671.6485 | 672.9734 | 775.9115 | 378.8299 | 100.3275 | 0 | 0 | 43.7579 | 79.751 | 81.4241 | 83.2284 | 0 | 0 | 0 | 0 | 255.4341 | 498.4877 | 734.2153 | 820.3756 | 141.5984 | 151.5027 | 151.5027 | 151.5027 | -0.19283 | -0.63158 | -0.46855 | 12.9955 | 0 | 0 | 0 | 0 | -151.2276 | -157.7888 | -293.7002 | -292.1907 | 0.40997 | 0.23762 | 0.31375 | 0.26988 | -61.9991 | -37.4937 | -92.1472 | -78.8578
4 | 21 | 18 | 676.3836 | 683.413 | 688.7137 | 797.4613 | 378.8299 | 100.3275 | 0 | 0 | 50.5723 | 93.5916 | 84.9533 | 101.6129 | 0 | 0 | 0 | 0 | 221.2829 | 369.8883 | 579.9797 | 663.2956 | 141.5984 | 151.5027 | 151.5027 | 151.5027 | -0.15214 | -1.4889 | -1.4269 | 4.6111 | 0 | 0 | 0 | 0 | -115.7477 | -30.4081 | -126.2952 | -123.5611 | 0.41329 | 0.42469 | 0.41897 | 0.40593 | -47.8371 | -12.9141 | -52.9135 | -50.1569
4 | 21 | 19 | 682.3366 | 690.6995 | 697.3057 | 808.178 | 378.8299 | 100.3275 | 0 | 0 | 55.7775 | 106.6438 | 103.1691 | 110.358 | 0 | 0 | 0 | 0 | 204.5027 | 256.3998 | 452.5451 | 528.9865 | 141.5984 | 151.5027 | 151.5027 | 151.5027 | 0.15269 | 3.3839 | 14.4669 | 22.751 | 0 | 0 | 0 | 0 | -98.5245 | 72.4418 | -24.378 | -5.4203 | 0.4157 | 0.42239 | 0.41303 | 0.40197 | -40.9563 | 30.5985 | -10.0688 | -2.1788
4 | 21 | 20 | 701.5777 | 711.8766 | 720.793 | 837.6014 | 378.8299 | 100.3275 | 0 | 0 | 55.2235 | 110.0592 | 110.3027 | 115.2777 | 0 | 0 | 0 | 0 | 215.9272 | 260.9621 | 454.6535 | 542.6062 | 141.5984 | 151.5027 | 151.5027 | 151.5027 | 0.55872 | 4.5315 | 10.168 | 42.9725 | 0 | 0 | 0 | 0 | -90.56 | 84.4936 | -5.8339 | -14.7578 | 0.42087 | 0.43174 | 0.42154 | 0.40469 | -38.1144 | 36.4795 | -2.4592 | -5.9723
4 | 21 | 21 | 735.9606 | 748.3991 | 760.0089 | 885.8599 | 378.8299 | 100.3275 | 0 | 0 | 56.4528 | 113.7044 | 114.2079 | 118.9864 | 0 | 0 | 0 | 0 | 224.0054 | 263.6815 | 452.8477 | 546.544 | 141.5984 | 151.5027 | 151.5027 | 151.5027 | 0.63811 | 6.3914 | 2.2958 | 16.4187 | 0 | 0 | 0 | 0 | -65.5639 | 112.7916 | 39.1548 | 52.4082 | 0.41808 | 0.42369 | 0.41303 | 0.4036 | -27.411 | 47.7885 | 16.1723 | 21.1522
4 | 21 | 22 | 702.9741 | 716.0578 | 728.684 | 850.981 | 378.8299 | 100.3275 | 0 | 0 | 57.1063 | 113.2055 | 118.842 | 122.7664 | 0 | 0 | 0 | 0 | 228.5255 | 262.3288 | 449.4107 | 543.0567 | 141.5984 | 151.5027 | 151.5027 | 151.5027 | 0.53286 | 3.3308 | 4.8695 | 20.3937 | 0 | 0 | 0 | 0 | -103.6188 | 85.3625 | 4.059 | 13.2616 | 0.41431 | 0.4215 | 0.41126 | 0.40084 | -42.9301 | 35.9802 | 1.6693 | 5.3158
4 | 21 | 23 | 650.6929 | 663.3598 | 675.7375 | 789.847 | 378.8299 | 100.3275 | 0 | 0 | 55.8736 | 120.0569 | 120.3406 | 125.197 | 0 | 0 | 0 | 0 | 229.364 | 257.2965 | 439.5295 | 526.1183 | 0 | 0 | 0 | 0 | 0.32435 | 4.0741 | 16.4795 | 15.2587 | 0 | 0 | 0 | 0 | -13.6991 | 181.6048 | 99.3879 | 123.273 | 0.41263 | 0.42045 | 0.41146 | 0.39726 | -5.6527 | 76.3563 | 40.8937 | 48.9715
4 | 21 | 24 | 591.1445 | 600.3364 | 608.8608 | 709.1827 | 378.8299 | 100.3275 | 0 | 0 | 53.872 | 113.0467 | 122.6726 | 120.1228 | 0 | 0 | 0 | 0 | 219.7627 | 242.2607 | 415.9237 | 497.4007 | 0 | 0 | 0 | 0 | 0.38972 | 1.7328 | 6.2472 | 13.2509 | 0 | 0 | 0 | 0 | -61.7098 | 142.9687 | 64.0172 | 78.4082 | 0.41183 | 0.4219 | 0.41161 | 0.39624 | -25.4137 | 60.3181 | 26.35 | 31.0685
4 | 22 | 1 | 540.6954 | 546.0438 | 550.302 | 637.7999 | 378.8299 | 100.3275 | 0 | 0 | 52.7815 | 118.0158 | 121.9336 | 121.3352 | 0 | 0 | 0 | 0 | 196.4045 | 219.7427 | 391.6249 | 474.0584 | 0 | 0 | 0 | 0 | 0.19031 | 3.4435 | 5.5038 | 12.6882 | 0 | 0 | 0 | 0 | -87.5109 | 104.5144 | 31.2397 | 29.7182 | 0.4113 | 0.42149 | 0.41495 | 0.39673 | -35.9932 | 44.0518 | 12.9629 | 11.7902
4 | 22 | 2 | 507.156 | 509.3544 | 510.1115 | 588.3201 | 378.8299 | 100.3275 | 0 | 0 | 50.8434 | 122.7317 | 119.3483 | 113.1844 | 0 | 0 | 0 | 0 | 191.8965 | 212.8439 | 361.1123 | 442.1388 | 0 | 0 | 0 | 0 | 0.045839 | 2.1568 | 6.9202 | 4.4279 | 0 | 0 | 0 | 0 | -114.4596 | 71.2945 | 22.7308 | 28.5689 | 0.41115 | 0.42158 | 0.41337 | 0.39654 | -47.0601 | 30.0561 | 9.3961 | 11.3286
4 | 22 | 3 | 487.5424 | 486.9564 | 484.6112 | 556.1747 | 378.8299 | 100.3275 | 0 | 0 | 49.6803 | 112.2233 | 109.8731 | 111.4868 | 0 | 0 | 0 | 0 | 257.6041 | 276.5602 | 407.9765 | 477.541 | 0 | 0 | 0 | 0 | -0.065515 | 5.905 | 5.9714 | 0.31234 | 0 | 0 | 0 | 0 | -198.5064 | -8.0596 | -39.2099 | -33.1655 | 0.41121 | 0.42135 | 0.41593 | 0.39646 | -81.6271 | -3.3959 | -16.3084 | -13.1489
4 | 22 | 4 | 478.9558 | 475.7071 | 470.295 | 536.83 | 378.8299 | 100.3275 | 0 | 0 | 51.541 | 112.8558 | 109.7107 | 110.2749 | 0 | 0 | 0 | 0 | 297.369 | 311.623 | 426.3755 | 494.8862 | 0 | 0 | 0 | 0 | 0.14468 | 5.558 | 4.4444 | -0.080094 | 0 | 0 | 0 | 0 | -248.9288 | -54.6571 | -70.2356 | -68.251 | 0.41164 | 0.4221 | 0.41529 | 0.39674 | -102.4683 | -23.0705 | -29.1681 | -27.0776
4 | 22 | 5 | 476.8826 | 470.0347 | 460.3172 | 521.1103 | 378.8299 | 100.3275 | 0 | 0 | 54.903 | 105.8915 | 105.1902 | 109.0129 | 0 | 0 | 0 | 0 | 332.3947 | 344.0987 | 448.015 | 516.2472 | 0 | 0 | 0 | 0 | 0.42902 | 7.9325 | 11.0016 | 2.1596 | 0 | 0 | 0 | 0 | -289.6741 | -88.2155 | -103.8896 | -106.3094 | 0.41274 | 0.42228 | 0.41522 | 0.39874 | -119.5598 | -37.2518 | -43.1373 | -42.3903
4 | 22 | 6 | 482.7436 | 473.0666 | 459.9267 | 517.284 | 378.8299 | 100.3275 | 0 | 0 | 54.8567 | 104.253 | 101.7782 | 105.5 | 0 | 0 | 0 | 0 | 311.4276 | 328.1168 | 418.0328 | 461.4557 | 0 | 0 | 0 | 0 | 0.35946 | 7.0299 | 8.6276 | 17.791 | 0 | 0 | 0 | 0 | -262.7301 | -66.6605 | -68.512 | -67.4627 | 0.41319 | 0.42246 | 0.41499 | 0.39779 | -108.5577 | -28.1615 | -28.4318 | -26.8363
4 | 22 | 7 | 508.661 | 496.6674 | 480.6585 | 538.355 | 378.8299 | 100.3275 | 0 | 0 | 51.1529 | 92.5608 | 85.8814 | 89.1232 | 0 | 0 | 0 | 0 | 299.4191 | 374.8126 | 474.7079 | 497.3369 | 0 | 0 | 0 | 0 | -0.32948 | 0.35395 | -0.96675 | -0.56545 | 0 | 0 | 0 | 0 | -220.4114 | -71.3874 | -78.964 | -47.5397 | 0.41464 | 0.33736 | 0.33191 | 0.39149 | -91.3919 | -24.0831 | -26.2086 | -18.6111
4 | 22 | 8 | 541.3337 | 529.0732 | 512.6213 | 574.7332 | 378.8299 | 100.3275 | 0 | 0 | 44.6596 | 79.4935 | 81.016 | 81.1693 | 0 | 0 | 0 | 0 | 413.9581 | 553.9793 | 643.8343 | 668.5536 | 0 | 0 | 0 | 0 | -0.32629 | -4.0418 | -7.4247 | 19.8047 | 0 | 0 | 0 | 0 | -295.7876 | -200.6853 | -204.8044 | -194.7945 | 0.41395 | 0.28029 | 0.32029 | 0.31141 | -122.4401 | -56.2508 | -65.5964 | -60.6607
4 | 22 | 9 | 585.0812 | 574.1494 | 559.1113 | 629.6455 | 378.8299 | 100.3275 | 0 | 0 | 40.2445 | 77.9855 | 77.8127 | 78.0814 | 0 | 0 | 0 | 0 | 518.1675 | 768.1722 | 878.9826 | 910.9533 | 0 | 0 | 0 | 0 | -0.2609 | -4.6652 | -9.1077 | -40.3656 | 0 | 0 | 0 | 0 | -351.8998 | -367.6706 | -388.5763 | -319.0236 | 0.39087 | 0 | 0.0068178 | 0 | -137.5475 | 0 | -2.6492 | 0
4 | 22 | 10 | 619.987 | 610.1148 | 596.3044 | 673.8419 | 378.8299 | 100.3275 | 0 | 0 | 38.0143 | 73.6754 | 76.4973 | 69.7854 | 0 | 0 | 0 | 0 | 541.4425 | 845.4552 | 955.4683 | 993.1455 | 0 | 0 | 0 | 0 | -0.57256 | -9.837 | -12.9684 | -42.5481 | 0 | 0 | 0 | 0 | -337.7272 | -399.5063 | -422.6929 | -346.5409 | 0.39163 | 0 | 0 | 0 | -132.2627 | 0 | 0 | 0
4 | 22 | 11 | 642.7481 | 634.0744 | 621.6561 | 704.4802 | 378.8299 | 100.3275 | 0 | 0 | 38.0515 | 74.9813 | 75.0921 | 71.6265 | 0 | 0 | 0 | 0 | 552.2181 | 883.2694 | 1000.0126 | 1042.0998 | 0 | 0 | 0 | 0 | -0.66153 | -10.3042 | -19.1231 | -43.9302 | 0 | 0 | 0 | 0 | -325.6899 | -414.1995 | -434.3254 | -365.3159 | 0.38888 | 0 | 0 | 0 | -126.655 | 0 | 0 | 0
4 | 22 | 12 | 654.2891 | 646.6545 | 635.4124 | 721.4373 | 378.8299 | 100.3275 | 0 | 0 | 37.4132 | 72.1984 | 75.3573 | 67.9292 | 0 | 0 | 0 | 0 | 583.6783 | 956.1719 | 1080.5566 | 1133.2781 | 0 | 0 | 0 | 0 | -0.70991 | -10.6083 | -23.4928 | -43.5696 | 0 | 0 | 0 | 0 | -344.9223 | -471.4351 | -497.0086 | -436.2003 | 0.38632 | 0 | 0 | 0 | -133.2493 | 0 | 0 | 0
4 | 22 | 13 | 662.1381 | 656.2834 | 647.0211 | 736.5436 | 378.8299 | 100.3275 | 0 | 0 | 35.793 | 75.0829 | 75.2907 | 67.9298 | 0 | 0 | 0 | 0 | 586.1893 | 959.9415 | 1080.4839 | 1147.2191 | 0 | 0 | 0 | 0 | -0.66208 | -10.35 | -23.0023 | -46.1859 | 0 | 0 | 0 | 0 | -338.0121 | -468.7184 | -485.7511 | -432.4193 | 0.38495 | 0 | 0 | 0 | -130.1185 | 0 | 0 | 0
4 | 22 | 14 | 662.9699 | 658.3873 | 650.5687 | 741.9163 | 378.8299 | 100.3275 | 0 | 0 | 36.6334 | 75.4877 | 75.4339 | 67.9292 | 0 | 0 | 0 | 0 | 576.6049 | 959.1063 | 1086.9836 | 1164.9666 | 0 | 0 | 0 | 0 | -0.63081 | -10.3456 | -21.3842 | -35.9178 | 0 | 0 | 0 | 0 | -328.4674 | -466.1885 | -490.4645 | -455.0616 | 0.38305 | 0 | 0 | 0 | -125.8184 | 0 | 0 | 0
4 | 22 | 15 | 658.4026 | 655.1877 | 648.9491 | 741.4727 | 378.8299 | 100.3275 | 0 | 0 | 37.0523 | 75.3719 | 76.4565 | 67.9417 | 0 | 0 | 0 | 0 | 553.6238 | 891.6098 | 1021.0178 | 1104.3954 | 0 | 0 | 0 | 0 | -0.43103 | -9.8894 | -18.595 | -33.2253 | 0 | 0 | 0 | 0 | -310.6724 | -402.2322 | -429.9302 | -397.6391 | 0.38528 | 0 | 0 | 0 | -119.6967 | 0 | 0 | 0
4 | 22 | 16 | 659.7623 | 659.6498 | 656.91 | 753.714 | 378.8299 | 100.3275 | 0 | 0 | 39.7345 | 79.5339 | 79.8176 | 72.5422 | 0 | 0 | 0 | 0 | 573.9811 | 928.5203 | 1065.1162 | 1155.36 | 0 | 0 | 0 | 0 | -0.12326 | -5.2803 | -3.0915 | -20.8877 | 0 | 0 | 0 | 0 | -332.6599 | -443.4516 | -484.9323 | -453.3005 | 0.41156 | 0 | 0.007326 | 0 | -136.9082 | 0 | -3.5526 | 0
4 | 22 | 17 | 667.6279 | 671.0449 | 672.3312 | 775.1324 | 378.8299 | 100.3275 | 0 | 0 | 43.7579 | 79.751 | 81.4241 | 83.2284 | 0 | 0 | 0 | 0 | 593.3115 | 899.9583 | 1047.0916 | 1148.9676 | 141.5984 | 151.5027 | 151.5027 | 151.5027 | -0.19283 | -0.63158 | -0.46855 | 12.9955 | 0 | 0 | 0 | 0 | -489.6769 | -559.863 | -607.2187 | -621.5618 | 0.40997 | 0.23762 | 0.31375 | 0.26988 | -200.754 | -133.0345 | -190.5124 | -167.7501
4 | 22 | 18 | 677.253 | 684.2963 | 689.6128 | 798.5188 | 378.8299 | 100.3275 | 0 | 0 | 50.5723 | 93.5916 | 84.9533 | 101.6129 | 0 | 0 | 0 | 0 | 607.6593 | 784.8679 | 911.6544 | 1013.9092 | 141.5984 | 151.5027 | 151.5027 | 151.5027 | -0.15214 | -1.4889 | -1.4269 | 4.6111 | 0 | 0 | 0 | 0 | -501.2547 | -444.5045 | -457.0708 | -473.1172 | 0.41329 | 0.42469 | 0.41897 | 0.40593 | -207.1623 | -188.7779 | -191.4975 | -192.0516
4 | 22 | 19 | 689.1892 | 697.7429 | 704.575 | 816.8123 | 378.8299 | 100.3275 | 0 | 0 | 55.7775 | 106.6438 | 103.1691 | 110.358 | 0 | 0 | 0 | 0 | 583.7396 | 645.7707 | 760.1363 | 862.2312 | 141.5984 | 151.5027 | 151.5027 | 151.5027 | 0.15269 | 3.3839 | 14.4669 | 22.751 | 0 | 0 | 0 | 0 | -470.9088 | -309.8857 | -324.6999 | -330.0306 | 0.4157 | 0.42239 | 0.41303 | 0.40197 | -195.7551 | -130.892 | -134.1099 | -132.6607
4 | 22 | 20 | 721.8311 | 732.6991 | 742.2895 | 863.14 | 378.8299 | 100.3275 | 0 | 0 | 55.2235 | 110.0592 | 110.3027 | 115.2777 | 0 | 0 | 0 | 0 | 580.2012 | 624.4293 | 742.2056 | 849.9866 | 141.5984 | 151.5027 | 151.5027 | 151.5027 | 0.55872 | 4.5315 | 10.168 | 42.9725 | 0 | 0 | 0 | 0 | -434.5807 | -258.1512 | -271.8896 | -296.5995 | 0.42087 | 0.43174 | 0.42154 | 0.40469 | -182.9041 | -111.455 | -114.6113 | -120.0298
4 | 22 | 21 | 760.5003 | 773.6225 | 786.0417 | 916.7819 | 378.8299 | 100.3275 | 0 | 0 | 56.4528 | 113.7044 | 114.2079 | 118.9864 | 0 | 0 | 0 | 0 | 555.6585 | 604.1547 | 726.5355 | 836.4027 | 141.5984 | 151.5027 | 151.5027 | 151.5027 | 0.63811 | 6.3914 | 2.2958 | 16.4187 | 0 | 0 | 0 | 0 | -372.6774 | -202.4581 | -208.5002 | -206.5287 | 0.41808 | 0.42369 | 0.41303 | 0.4036 | -155.8094 | -85.7791 | -86.1177 | -83.3559
4 | 22 | 22 | 722.4314 | 736.047 | 749.3021 | 875.4609 | 378.8299 | 100.3275 | 0 | 0 | 57.1063 | 113.2055 | 118.842 | 122.7664 | 0 | 0 | 0 | 0 | 485.6886 | 540.701 | 668.9588 | 761.0034 | 141.5984 | 151.5027 | 151.5027 | 151.5027 | 0.53286 | 3.3308 | 4.8695 | 20.3937 | 0 | 0 | 0 | 0 | -341.3245 | -173.0205 | -194.8709 | -180.2053 | 0.41431 | 0.4215 | 0.41126 | 0.40084 | -141.4134 | -72.9279 | -80.1422 | -72.2332
4 | 22 | 23 | 652.0883 | 664.7741 | 677.1729 | 791.5314 | 378.8299 | 100.3275 | 0 | 0 | 55.8736 | 120.0569 | 120.3406 | 125.197 | 0 | 0 | 0 | 0 | 453.9215 | 518.604 | 625.8101 | 715.3531 | 0 | 0 | 0 | 0 | 0.32435 | 4.0741 | 16.4795 | 15.2587 | 0 | 0 | 0 | 0 | -236.8611 | -78.2884 | -85.4573 | -64.2774 | 0.41263 | 0.42045 | 0.41146 | 0.39726 | -97.737 | -32.9166 | -35.1619 | -25.5349
4 | 22 | 24 | 577.8791 | 586.6841 | 594.7494 | 692.4034 | 378.8299 | 100.3275 | 0 | 0 | 53.872 | 113.0467 | 122.6726 | 120.1228 | 0 | 0 | 0 | 0 | 427.3545 | 503.3254 | 591.3392 | 672.5026 | 0 | 0 | 0 | 0 | 0.38972 | 1.7328 | 6.2472 | 13.2509 | 0 | 0 | 0 | 0 | -282.5671 | -131.7483 | -125.5096 | -113.4729 | 0.41183 | 0.4219 | 0.41161 | 0.39624 | -116.3684 | -55.5842 | -51.6607 | -44.9626
4 | 23 | 1 | 527.7596 | 532.7374 | 536.5563 | 621.4622 | 378.8299 | 100.3275 | 0 | 0 | 52.7815 | 118.0158 | 121.9336 | 121.3352 | 0 | 0 | 0 | 0 | 413.2496 | 500.4664 | 577.4135 | 664.6293 | 0 | 0 | 0 | 0 | 0.19031 | 3.4435 | 5.5038 | 12.6882 | 0 | 0 | 0 | 0 | -317.2918 | -189.5157 | -168.2947 | -177.1905 | 0.4113 | 0.42149 | 0.41495 | 0.39673 | -130.502 | -79.879 | -69.8338 | -70.2975
4 | 23 | 2 | 498.8941 | 500.8555 | 501.3315 | 577.884 | 378.8299 | 100.3275 | 0 | 0 | 50.8434 | 122.7317 | 119.3483 | 113.1844 | 0 | 0 | 0 | 0 | 392.5058 | 485.2429 | 555.4389 | 648.8968 | 0 | 0 | 0 | 0 | 0.045839 | 2.1568 | 6.9202 | 4.4279 | 0 | 0 | 0 | 0 | -323.3308 | -209.6033 | -180.3758 | -188.6251 | 0.41115 | 0.42158 | 0.41337 | 0.39654 | -132.9374 | -88.3638 | -74.5611 | -74.7966
4 | 23 | 3 | 483.9036 | 483.2152 | 480.7486 | 551.5855 | 378.8299 | 100.3275 | 0 | 0 | 49.6803 | 112.2233 | 109.8731 | 111.4868 | 0 | 0 | 0 | 0 | 399.7961 | 489.8746 | 553.8339 | 637.7673 | 0 | 0 | 0 | 0 | -0.065515 | 5.905 | 5.9714 | 0.31234 | 0 | 0 | 0 | 0 | -344.3372 | -225.1152 | -188.9299 | -197.9808 | 0.41121 | 0.42135 | 0.41593 | 0.39646 | -141.5936 | -94.8513 | -78.5811 | -78.492
4 | 23 | 4 | 482.743 | 479.6173 | 474.352 | 541.6669 | 378.8299 | 100.3275 | 0 | 0 | 51.541 | 112.8558 | 109.7107 | 110.2749 | 0 | 0 | 0 | 0 | 405.0296 | 495.2881 | 553.7848 | 625.9756 | 0 | 0 | 0 | 0 | 0.14468 | 5.558 | 4.4444 | -0.080094 | 0 | 0 | 0 | 0 | -352.8022 | -234.412 | -193.5878 | -194.5035 | 0.41164 | 0.4221 | 0.41529 | 0.39674 | -145.2264 | -98.9442 | -80.3948 | -77.1666
4 | 23 | 5 | 492.8168 | 486.4581 | 477.3225 | 541.3559 | 378.8299 | 100.3275 | 0 | 0 | 54.903 | 105.8915 | 105.1902 | 109.0129 | 0 | 0 | 0 | 0 | 371.8106 | 462.31 | 515.9202 | 575.0396 | 0 | 0 | 0 | 0 | 0.42902 | 7.9325 | 11.0016 | 2.1596 | 0 | 0 | 0 | 0 | -313.1558 | -190.0034 | -154.7894 | -144.8563 | 0.41274 | 0.42228 | 0.41522 | 0.39874 | -129.2516 | -80.2349 | -64.2721 | -57.7606
4 | 23 | 6 | 529.3052 | 521.023 | 509.5402 | 576.3153 | 378.8299 | 100.3275 | 0 | 0 | 54.8567 | 104.253 | 101.7782 | 105.5 | 0 | 0 | 0 | 0 | 338.6274 | 458.3227 | 517.1148 | 558.6172 | 0 | 0 | 0 | 0 | 0.35946 | 7.0299 | 8.6276 | 17.791 | 0 | 0 | 0 | 0 | -243.3683 | -148.9101 | -117.9804 | -105.5929 | 0.41319 | 0.42246 | 0.41499 | 0.39779 | -100.5576 | -62.9087 | -48.9608 | -42.0043
4 | 23 | 7 | 608.7133 | 599.6391 | 587.0944 | 664.9156 | 378.8299 | 100.3275 | 0 | 0 | 51.1529 | 92.5608 | 85.8814 | 89.1232 | 0 | 0 | 0 | 0 | 321.6435 | 620.2197 | 721.8728 | 755.4637 | 0 | 0 | 0 | 0 | -0.32948 | 0.35395 | -0.96675 | -0.56545 | 0 | 0 | 0 | 0 | -142.5836 | -213.8228 | -219.693 | -179.1059 | 0.41464 | 0.33736 | 0.33191 | 0.39149 | -59.1212 | -72.1349 | -72.9173 | -70.1174
4 | 23 | 8 | 668.1892 | 659.5895 | 647.4791 | 735.048 | 378.8299 | 100.3275 | 0 | 0 | 44.6596 | 79.4935 | 81.016 | 81.1693 | 0 | 0 | 0 | 0 | 320.2195 | 734.0563 | 867.9266 | 911.7963 | 0 | 0 | 0 | 0 | -0.32629 | -4.0418 | -7.4247 | 19.8047 | 0 | 0 | 0 | 0 | -75.1935 | -250.246 | -294.0389 | -277.7223 | 0.41395 | 0.28029 | 0.32029 | 0.31141 | -31.126 | -70.1423 | -94.1771 | -86.4852
4 | 23 | 9 | 703.7217 | 696.2133 | 685.2352 | 779.5773 | 378.8299 | 100.3275 | 0 | 0 | 40.2445 | 77.9855 | 77.8127 | 78.0814 | 0 | 0 | 0 | 0 | 327.8187 | 845.8337 | 1010.0511 | 1081.5949 | 0 | 0 | 0 | 0 | -0.2609 | -4.6652 | -9.1077 | -40.3656 | 0 | 0 | 0 | 0 | -42.9105 | -323.2682 | -393.5209 | -339.7333 | 0.39087 | 0 | 0.0068178 | 0 | -16.7725 | 0 | -2.683 | 0
4 | 23 | 10 | 735.0327 | 728.4774 | 718.6006 | 819.2208 | 378.8299 | 100.3275 | 0 | 0 | 38.0143 | 73.6754 | 76.4973 | 69.7854 | 0 | 0 | 0 | 0 | 319.1608 | 874.4921 | 1061.2496 | 1154.8222 | 0 | 0 | 0 | 0 | -0.57256 | -9.837 | -12.9684 | -42.5481 | 0 | 0 | 0 | 0 | -0.39978 | -310.1805 | -406.178 | -362.8387 | 0.39163 | 0 | 0 | 0 | -0.15656 | 0 | 0 | 0
4 | 23 | 11 | 760.8808 | 755.6104 | 747.2278 | 853.75 | 378.8299 | 100.3275 | 0 | 0 | 38.0515 | 74.9813 | 75.0921 | 71.6265 | 0 | 0 | 0 | 0 | 337.9132 | 923.3855 | 1123.4572 | 1222.4934 | 0 | 0 | 0 | 0 | -0.66153 | -10.3042 | -19.1231 | -43.9302 | 0 | 0 | 0 | 0 | 6.7477 | -332.7797 | -432.1984 | -396.4397 | 0.38888 | 0 | 0 | 0 | 2.6241 | 0 | 0 | 0
4 | 23 | 12 | 770.6902 | 766.4098 | 759.1455 | 868.5226 | 378.8299 | 100.3275 | 0 | 0 | 37.4132 | 72.1984 | 75.3573 | 67.9292 | 0 | 0 | 0 | 0 | 344.331 | 930.0202 | 1133.539 | 1243.7786 | 0 | 0 | 0 | 0 | -0.70991 | -10.6083 | -23.4928 | -43.5696 | 0 | 0 | 0 | 0 | 10.826 | -325.528 | -426.2579 | -399.6155 | 0.38632 | 0 | 0 | 0 | 4.1823 | 0 | 0 | 0
4 | 23 | 13 | 777.8861 | 775.3749 | 770.0781 | 882.8333 | 378.8299 | 100.3275 | 0 | 0 | 35.793 | 75.0829 | 75.2907 | 67.9298 | 0 | 0 | 0 | 0 | 365.2888 | 959.8666 | 1168.3871 | 1267.6043 | 0 | 0 | 0 | 0 | -0.66208 | -10.35 | -23.0023 | -46.1859 | 0 | 0 | 0 | 0 | -1.3636 | -349.5521 | -450.5973 | -406.5148 | 0.38495 | 0 | 0 | 0 | -0.52492 | 0 | 0 | 0
4 | 23 | 14 | 783.0315 | 781.9136 | 778.2041 | 893.6454 | 378.8299 | 100.3275 | 0 | 0 | 36.6334 | 75.4877 | 75.4339 | 67.9292 | 0 | 0 | 0 | 0 | 383.1667 | 995.1052 | 1201.0031 | 1304.3208 | 0 | 0 | 0 | 0 | -0.63081 | -10.3456 | -21.3842 | -35.9178 | 0 | 0 | 0 | 0 | -14.9678 | -378.6611 | -476.8487 | -442.6868 | 0.38305 | 0 | 0 | 0 | -5.7334 | 0 | 0 | 0
4 | 23 | 15 | 776.7564 | 776.9526 | 774.7593 | 891.0278 | 378.8299 | 100.3275 | 0 | 0 | 37.0523 | 75.3719 | 76.4565 | 67.9417 | 0 | 0 | 0 | 0 | 364.6855 | 951.7911 | 1152.0261 | 1255.5791 | 0 | 0 | 0 | 0 | -0.43103 | -9.8894 | -18.595 | -33.2253 | 0 | 0 | 0 | 0 | -3.3803 | -340.6485 | -435.1282 | -399.2678 | 0.38528 | 0 | 0 | 0 | -1.3024 | 0 | 0 | 0
4 | 23 | 16 | 775.0542 | 778.2596 | 779.4543 | 899.3815 | 378.8299 | 100.3275 | 0 | 0 | 39.7345 | 79.5339 | 79.8176 | 72.5422 | 0 | 0 | 0 | 0 | 355.0776 | 908.1063 | 1099.0938 | 1183.6173 | 0 | 0 | 0 | 0 | -0.12326 | -5.2803 | -3.0915 | -20.8877 | 0 | 0 | 0 | 0 | 1.5355 | -304.4277 | -396.3656 | -335.8903 | 0.41156 | 0 | 0.007326 | 0 | 0.63194 | 0 | -2.9038 | 0
4 | 23 | 17 | 771.2807 | 777.6716 | 782.4839 | 906.061 | 378.8299 | 100.3275 | 0 | 0 | 43.7579 | 79.751 | 81.4241 | 83.2284 | 0 | 0 | 0 | 0 | 317.0774 | 791.2986 | 966.3855 | 1056.1528 | 141.5984 | 151.5027 | 151.5027 | 151.5027 | -0.19283 | -0.63158 | -0.46855 | 12.9955 | 0 | 0 | 0 | 0 | -109.79 | -344.5766 | -416.3598 | -397.8184 | 0.40997 | 0.23762 | 0.31375 | 0.26988 | -45.0109 | -81.8782 | -130.6312 | -107.3651
4 | 23 | 18 | 762.5721 | 772.0563 | 780.2664 | 906.2632 | 378.8299 | 100.3275 | 0 | 0 | 50.5723 | 93.5916 | 84.9533 | 101.6129 | 0 | 0 | 0 | 0 | 254.6943 | 574.8366 | 710.5279 | 790.69 | 141.5984 | 151.5027 | 151.5027 | 151.5027 | -0.15214 | -1.4889 | -1.4269 | 4.6111 | 0 | 0 | 0 | 0 | -62.9706 | -146.7132 | -165.2907 | -142.1536 | 0.41329 | 0.42469 | 0.41897 | 0.40593 | -26.025 | -62.3081 | -69.2513 | -57.7041
4 | 23 | 19 | 751.6035 | 761.9451 | 770.8968 | 895.64 | 378.8299 | 100.3275 | 0 | 0 | 55.7775 | 106.6438 | 103.1691 | 110.358 | 0 | 0 | 0 | 0 | 268.6776 | 414.9692 | 510.4265 | 593.3647 | 141.5984 | 151.5027 | 151.5027 | 151.5027 | 0.15269 | 3.3839 | 14.4669 | 22.751 | 0 | 0 | 0 | 0 | -93.4325 | -14.882 | -8.6683 | 17.6637 | 0.4157 | 0.42239 | 0.41303 | 0.40197 | -38.8396 | -6.286 | -3.5803 | 7.1002
4 | 23 | 20 | 771.4844 | 783.7896 | 795.0846 | 925.9056 | 378.8299 | 100.3275 | 0 | 0 | 55.2235 | 110.0592 | 110.3027 | 115.2777 | 0 | 0 | 0 | 0 | 323.8141 | 423.5658 | 518.6283 | 591.6186 | 141.5984 | 151.5027 | 151.5027 | 151.5027 | 0.55872 | 4.5315 | 10.168 | 42.9725 | 0 | 0 | 0 | 0 | -128.5402 | -6.1972 | 4.4829 | 24.5341 | 0.42087 | 0.43174 | 0.42154 | 0.40469 | -54.0993 | -2.6756 | 1.8897 | 9.9286
4 | 23 | 21 | 806.4151 | 820.8628 | 834.854 | 974.8089 | 378.8299 | 100.3275 | 0 | 0 | 56.4528 | 113.7044 | 114.2079 | 118.9864 | 0 | 0 | 0 | 0 | 331.173 | 423.5863 | 528.0148 | 599.5892 | 141.5984 | 151.5027 | 151.5027 | 151.5027 | 0.63811 | 6.3914 | 2.2958 | 16.4187 | 0 | 0 | 0 | 0 | -102.277 | 25.3505 | 38.8328 | 88.3119 | 0.41808 | 0.42369 | 0.41303 | 0.4036 | -42.7601 | 10.7407 | 16.0393 | 35.643
4 | 23 | 22 | 753.7151 | 768.2342 | 782.561 | 914.9989 | 378.8299 | 100.3275 | 0 | 0 | 57.1063 | 113.2055 | 118.842 | 122.7664 | 0 | 0 | 0 | 0 | 305.0461 | 390.9167 | 496.2154 | 574.1687 | 141.5984 | 151.5027 | 151.5027 | 151.5027 | 0.53286 | 3.3308 | 4.8695 | 20.3937 | 0 | 0 | 0 | 0 | -129.3985 | 8.951 | 11.1314 | 46.1674 | 0.41431 | 0.4215 | 0.41126 | 0.40084 | -53.6108 | 3.7728 | 4.5779 | 18.5057
4 | 23 | 23 | 671.5874 | 684.8433 | 697.9188 | 816.2011 | 378.8299 | 100.3275 | 0 | 0 | 55.8736 | 120.0569 | 120.3406 | 125.197 | 0 | 0 | 0 | 0 | 285.317 | 366.8854 | 465.2406 | 540.0537 | 0 | 0 | 0 | 0 | 0.32435 | 4.0741 | 16.4795 | 15.2587 | 0 | 0 | 0 | 0 | -48.7575 | 93.4994 | 95.8581 | 135.6917 | 0.41263 | 0.42045 | 0.41146 | 0.39726 | -20.119 | 39.3121 | 39.4413 | 53.905
4 | 23 | 24 | 594.1544 | 603.4348 | 612.0642 | 712.9925 | 378.8299 | 100.3275 | 0 | 0 | 53.872 | 113.0467 | 122.6726 | 120.1228 | 0 | 0 | 0 | 0 | 283.29 | 363.5939 | 460.8247 | 538.2582 | 0 | 0 | 0 | 0 | 0.38972 | 1.7328 | 6.2472 | 13.2509 | 0 | 0 | 0 | 0 | -122.2273 | 24.7339 | 22.3197 | 41.3606 | 0.41183 | 0.4219 | 0.41161 | 0.39624 | -50.3363 | 10.4352 | 9.187 | 16.3887
4 | 24 | 1 | 539.7654 | 545.088 | 549.3157 | 636.6284 | 378.8299 | 100.3275 | 0 | 0 | 52.7815 | 118.0158 | 121.9336 | 121.3352 | 0 | 0 | 0 | 0 | 284.5241 | 363.33 | 455.0008 | 538.8057 | 0 | 0 | 0 | 0 | 0.19031 | 3.4435 | 5.5038 | 12.6882 | 0 | 0 | 0 | 0 | -176.5604 | -40.0287 | -33.1226 | -36.2006 | 0.4113 | 0.42149 | 0.41495 | 0.39673 | -72.6192 | -16.8717 | -13.7442 | -14.362
4 | 24 | 2 | 508.658 | 510.9031 | 511.7156 | 590.2303 | 378.8299 | 100.3275 | 0 | 0 | 50.8434 | 122.7317 | 119.3483 | 113.1844 | 0 | 0 | 0 | 0 | 270.8335 | 345.1453 | 429.4812 | 514.2457 | 0 | 0 | 0 | 0 | 0.045839 | 2.1568 | 6.9202 | 4.4279 | 0 | 0 | 0 | 0 | -191.8946 | -59.4582 | -44.034 | -41.6277 | 0.41115 | 0.42158 | 0.41337 | 0.39654 | -78.8975 | -25.0662 | -18.2021 | -16.5069
4 | 24 | 3 | 492.9407 | 492.5139 | 490.3576 | 563.0093 | 378.8299 | 100.3275 | 0 | 0 | 49.6803 | 112.2233 | 109.8731 | 111.4868 | 0 | 0 | 0 | 0 | 268.2352 | 335.6863 | 413.0232 | 503.7518 | 0 | 0 | 0 | 0 | -0.065515 | 5.905 | 5.9714 | 0.31234 | 0 | 0 | 0 | 0 | -203.7391 | -61.6282 | -38.5101 | -52.5416 | 0.41121 | 0.42135 | 0.41593 | 0.39646 | -83.7788 | -25.9668 | -16.0174 | -20.8308
4 | 24 | 4 | 488.8449 | 485.8943 | 480.8366 | 549.3746 | 378.8299 | 100.3275 | 0 | 0 | 51.541 | 112.8558 | 109.7107 | 110.2749 | 0 | 0 | 0 | 0 | 272.5882 | 321.139 | 394.9585 | 488.4825 | 0 | 0 | 0 | 0 | 0.14468 | 5.558 | 4.4444 | -0.080094 | 0 | 0 | 0 | 0 | -214.2589 | -53.9859 | -28.277 | -49.3027 | 0.41164 | 0.4221 | 0.41529 | 0.39674 | -88.1969 | -22.7872 | -11.7431 | -19.5602
4 | 24 | 5 | 496.723 | 490.4805 | 481.4828 | 546.3049 | 378.8299 | 100.3275 | 0 | 0 | 54.903 | 105.8915 | 105.1902 | 109.0129 | 0 | 0 | 0 | 0 | 241.9646 | 275.7656 | 346.1731 | 442.5845 | 0 | 0 | 0 | 0 | 0.42902 | 7.9325 | 11.0016 | 2.1596 | 0 | 0 | 0 | 0 | -179.4035 | 0.56344 | 19.1179 | -7.4521 | 0.41274 | 0.42228 | 0.41522 | 0.39874 | -74.0468 | 0.23793 | 7.9382 | -2.9715
4 | 24 | 6 | 531.126 | 522.894 | 511.4708 | 578.608 | 378.8299 | 100.3275 | 0 | 0 | 54.8567 | 104.253 | 101.7782 | 105.5 | 0 | 0 | 0 | 0 | 214.2353 | 285.7059 | 356.7338 | 445.6506 | 0 | 0 | 0 | 0 | 0.35946 | 7.0299 | 8.6276 | 17.791 | 0 | 0 | 0 | 0 | -117.1554 | 25.5778 | 44.3311 | 9.6664 | 0.41319 | 0.42246 | 0.41499 | 0.39779 | -48.4076 | 10.8056 | 18.397 | 3.8453
4 | 24 | 7 | 611.9192 | 602.9299 | 590.4855 | 668.9391 | 378.8299 | 100.3275 | 0 | 0 | 51.1529 | 92.5608 | 85.8814 | 89.1232 | 0 | 0 | 0 | 0 | 228.2766 | 490.1842 | 599.957 | 685.0355 | 0 | 0 | 0 | 0 | -0.32948 | 0.35395 | -0.96675 | -0.56545 | 0 | 0 | 0 | 0 | -46.0107 | -80.4966 | -94.3862 | -104.6542 | 0.41464 | 0.33736 | 0.33191 | 0.39149 | -19.078 | -27.1562 | -31.3273 | -40.9706
4 | 24 | 8 | 670.3393 | 661.7944 | 649.7487 | 737.7387 | 378.8299 | 100.3275 | 0 | 0 | 44.6596 | 79.4935 | 81.016 | 81.1693 | 0 | 0 | 0 | 0 | 279.6203 | 686.4287 | 836.6832 | 932.6656 | 0 | 0 | 0 | 0 | -0.32629 | -4.0418 | -7.4247 | 19.8047 | 0 | 0 | 0 | 0 | -32.4442 | -200.4135 | -260.5258 | -295.901 | 0.41395 | 0.28029 | 0.32029 | 0.31141 | -13.4301 | -56.1746 | -83.4433 | -92.1462
4 | 24 | 9 | 697.9568 | 690.287 | 679.1177 | 772.3102 | 378.8299 | 100.3275 | 0 | 0 | 40.2445 | 77.9855 | 77.8127 | 78.0814 | 0 | 0 | 0 | 0 | 372.2969 | 865.768 | 1048.8816 | 1144.102 | 0 | 0 | 0 | 0 | -0.2609 | -4.6652 | -9.1077 | -40.3656 | 0 | 0 | 0 | 0 | -93.1536 | -349.1288 | -438.4689 | -409.5076 | 0.39087 | 0 | 0.0068178 | 0 | -36.4111 | 0 | -2.9894 | 0
4 | 24 | 10 | 721.9585 | 715.0448 | 704.7439 | 802.7676 | 378.8299 | 100.3275 | 0 | 0 | 38.0143 | 73.6754 | 76.4973 | 69.7854 | 0 | 0 | 0 | 0 | 464.7151 | 997.3347 | 1193.1361 | 1294.8066 | 0 | 0 | 0 | 0 | -0.57256 | -9.837 | -12.9684 | -42.5481 | 0 | 0 | 0 | 0 | -159.0282 | -446.4558 | -551.9212 | -519.2762 | 0.39163 | 0 | 0 | 0 | -62.2796 | 0 | 0 | 0
4 | 24 | 11 | 741.0479 | 735.2289 | 726.1972 | 828.7738 | 378.8299 | 100.3275 | 0 | 0 | 38.0515 | 74.9813 | 75.0921 | 71.6265 | 0 | 0 | 0 | 0 | 537.9722 | 1083.9323 | 1285.035 | 1400.4798 | 0 | 0 | 0 | 0 | -0.66153 | -10.3042 | -19.1231 | -43.9302 | 0 | 0 | 0 | 0 | -213.1442 | -513.7079 | -614.8068 | -599.4023 | 0.38888 | 0 | 0 | 0 | -82.888 | 0 | 0 | 0
4 | 24 | 12 | 752.3654 | 747.583 | 739.7247 | 845.463 | 378.8299 | 100.3275 | 0 | 0 | 37.4132 | 72.1984 | 75.3573 | 67.9292 | 0 | 0 | 0 | 0 | 580.4184 | 1130.5117 | 1335.0989 | 1465.314 | 0 | 0 | 0 | 0 | -0.70991 | -10.6083 | -23.4928 | -43.5696 | 0 | 0 | 0 | 0 | -243.5862 | -544.8464 | -647.2387 | -644.2105 | 0.38632 | 0 | 0 | 0 | -94.1015 | 0 | 0 | 0
4 | 24 | 13 | 761.2695 | 758.3083 | 752.4795 | 861.9429 | 378.8299 | 100.3275 | 0 | 0 | 35.793 | 75.0829 | 75.2907 | 67.9298 | 0 | 0 | 0 | 0 | 626.8789 | 1172.0819 | 1378.121 | 1504.7268 | 0 | 0 | 0 | 0 | -0.66208 | -10.35 | -23.0023 | -46.1859 | 0 | 0 | 0 | 0 | -279.5703 | -578.834 | -677.9299 | -664.5278 | 0.38495 | 0 | 0 | 0 | -107.6212 | 0 | 0 | 0
4 | 24 | 14 | 764.2738 | 762.6494 | 758.3411 | 870.0683 | 378.8299 | 100.3275 | 0 | 0 | 36.6334 | 75.4877 | 75.4339 | 67.9292 | 0 | 0 | 0 | 0 | 673.3668 | 1213.833 | 1419.1464 | 1537.259 | 0 | 0 | 0 | 0 | -0.63081 | -10.3456 | -21.3842 | -35.9178 | 0 | 0 | 0 | 0 | -323.9255 | -616.6532 | -714.855 | -699.202 | 0.38305 | 0 | 0 | 0 | -124.0786 | 0 | 0 | 0
4 | 24 | 15 | 761.3288 | 761.1119 | 758.4306 | 871.6495 | 378.8299 | 100.3275 | 0 | 0 | 37.0523 | 75.3719 | 76.4565 | 67.9417 | 0 | 0 | 0 | 0 | 689.6496 | 1215.5087 | 1414.4656 | 1520.2065 | 0 | 0 | 0 | 0 | -0.43103 | -9.8894 | -18.595 | -33.2253 | 0 | 0 | 0 | 0 | -343.772 | -620.2067 | -713.8965 | -683.2735 | 0.38528 | 0 | 0 | 0 | -132.4494 | 0 | 0 | 0
4 | 24 | 16 | 754.2058 | 756.8447 | 757.3696 | 873.1638 | 378.8299 | 100.3275 | 0 | 0 | 39.7345 | 79.5339 | 79.8176 | 72.5422 | 0 | 0 | 0 | 0 | 686.2812 | 1183.6545 | 1375.7431 | 1458.1861 | 0 | 0 | 0 | 0 | -0.12326 | -5.2803 | -3.0915 | -20.8877 | 0 | 0 | 0 | 0 | -350.5166 | -601.3909 | -695.0997 | -636.6768 | 0.41156 | 0 | 0.007326 | 0 | -144.2573 | 0 | -5.0923 | 0
4 | 24 | 17 | 752.7444 | 758.6318 | 762.8487 | 882.7513 | 378.8299 | 100.3275 | 0 | 0 | 43.7579 | 79.751 | 81.4241 | 83.2284 | 0 | 0 | 0 | 0 | 654.3341 | 1068.9987 | 1239.0993 | 1300.5285 | 141.5984 | 151.5027 | 151.5027 | 151.5027 | -0.19283 | -0.63158 | -0.46855 | 12.9955 | 0 | 0 | 0 | 0 | -465.5831 | -641.3165 | -708.7089 | -665.5038 | 0.40997 | 0.23762 | 0.31375 | 0.26988 | -190.8762 | -152.3895 | -222.3546 | -179.6093
4 | 24 | 18 | 749.1708 | 758.293 | 766.0752 | 889.4185 | 378.8299 | 100.3275 | 0 | 0 | 50.5723 | 93.5916 | 84.9533 | 101.6129 | 0 | 0 | 0 | 0 | 577.8291 | 838.6868 | 978.9176 | 1020.0446 | 141.5984 | 151.5027 | 151.5027 | 151.5027 | -0.15214 | -1.4889 | -1.4269 | 4.6111 | 0 | 0 | 0 | 0 | -399.5067 | -424.3267 | -447.8715 | -388.3529 | 0.41329 | 0.42469 | 0.41897 | 0.40593 | -165.1111 | -180.2086 | -187.6433 | -157.6434
4 | 24 | 19 | 740.89 | 750.9394 | 759.5456 | 882.1635 | 378.8299 | 100.3275 | 0 | 0 | 55.7775 | 106.6438 | 103.1691 | 110.358 | 0 | 0 | 0 | 0 | 511.815 | 627.3528 | 752.6111 | 790.2474 | 141.5984 | 151.5027 | 151.5027 | 151.5027 | 0.15269 | 3.3839 | 14.4669 | 22.751 | 0 | 0 | 0 | 0 | -347.2834 | -238.2713 | -262.2042 | -192.6955 | 0.4157 | 0.42239 | 0.41303 | 0.40197 | -144.3645 | -100.6429 | -108.2974 | -77.4569
4 | 24 | 20 | 760.3723 | 772.3718 | 783.3054 | 911.9183 | 378.8299 | 100.3275 | 0 | 0 | 55.2235 | 110.0592 | 110.3027 | 115.2777 | 0 | 0 | 0 | 0 | 471.449 | 550.2189 | 679.9733 | 722.5362 | 141.5984 | 151.5027 | 151.5027 | 151.5027 | 0.55872 | 4.5315 | 10.168 | 42.9725 | 0 | 0 | 0 | 0 | -287.2873 | -144.268 | -168.6414 | -120.3708 | 0.42087 | 0.43174 | 0.42154 | 0.40469 | -120.912 | -62.2867 | -71.0884 | -48.7124
4 | 24 | 21 | 797.1246 | 811.3191 | 825.0108 | 963.1229 | 378.8299 | 100.3275 | 0 | 0 | 56.4528 | 113.7044 | 114.2079 | 118.9864 | 0 | 0 | 0 | 0 | 429.5821 | 505.1827 | 623.4135 | 668.4935 | 141.5984 | 151.5027 | 151.5027 | 151.5027 | 0.63811 | 6.3914 | 2.2958 | 16.4187 | 0 | 0 | 0 | 0 | -209.9766 | -65.7896 | -66.409 | 7.7215 | 0.41808 | 0.42369 | 0.41303 | 0.4036 | -87.7873 | -27.8743 | -27.4292 | 3.1164
4 | 24 | 22 | 749.9579 | 764.3821 | 778.597 | 910.3004 | 378.8299 | 100.3275 | 0 | 0 | 57.1063 | 113.2055 | 118.842 | 122.7664 | 0 | 0 | 0 | 0 | 380.3358 | 452.3531 | 559.3923 | 608.7261 | 141.5984 | 151.5027 | 151.5027 | 151.5027 | 0.53286 | 3.3308 | 4.8695 | 20.3937 | 0 | 0 | 0 | 0 | -208.4453 | -56.3375 | -56.0095 | 6.9115 | 0.41431 | 0.4215 | 0.41126 | 0.40084 | -86.3605 | -23.7462 | -23.0343 | 2.7704
4 | 24 | 23 | 665.5157 | 678.6114 | 691.4979 | 808.5836 | 378.8299 | 100.3275 | 0 | 0 | 55.8736 | 120.0569 | 120.3406 | 125.197 | 0 | 0 | 0 | 0 | 346.7146 | 416.3966 | 518.2093 | 569.0407 | 0 | 0 | 0 | 0 | 0.32435 | 4.0741 | 16.4795 | 15.2587 | 0 | 0 | 0 | 0 | -116.2269 | 37.7564 | 36.4686 | 99.0872 | 0.41263 | 0.42045 | 0.41146 | 0.39726 | -47.9592 | 15.8748 | 15.0052 | 39.3634
4 | 24 | 24 | 589.5504 | 598.7115 | 607.2003 | 707.2244 | 378.8299 | 100.3275 | 0 | 0 | 53.872 | 113.0467 | 122.6726 | 120.1228 | 0 | 0 | 0 | 0 | 299.6224 | 364.3762 | 467.0617 | 498.7439 | 0 | 0 | 0 | 0 | 0.38972 | 1.7328 | 6.2472 | 13.2509 | 0 | 0 | 0 | 0 | -143.1637 | 19.2283 | 11.2188 | 75.1067 | 0.41183 | 0.4219 | 0.41161 | 0.39624 | -58.9585 | 8.1124 | 4.6177 | 29.7604
4 | 25 | 1 | 537.4885 | 542.749 | 546.9033 | 633.7643 | 378.8299 | 100.3275 | 0 | 0 | 52.7815 | 118.0158 | 121.9336 | 121.3352 | 0 | 0 | 0 | 0 | 272.65 | 330.5002 | 432.5339 | 447.0261 | 0 | 0 | 0 | 0 | 0.19031 | 3.4435 | 5.5038 | 12.6882 | 0 | 0 | 0 | 0 | -166.9632 | -9.538 | -13.0681 | 52.7149 | 0.4113 | 0.42149 | 0.41495 | 0.39673 | -68.6719 | -4.0202 | -5.4226 | 20.9138
4 | 25 | 2 | 509.4276 | 511.6865 | 512.515 | 591.1719 | 378.8299 | 100.3275 | 0 | 0 | 50.8434 | 122.7317 | 119.3483 | 113.1844 | 0 | 0 | 0 | 0 | 250.2529 | 306.4862 | 395.1802 | 401.9493 | 0 | 0 | 0 | 0 | 0.045839 | 2.1568 | 6.9202 | 4.4279 | 0 | 0 | 0 | 0 | -170.5443 | -20.0156 | -8.9337 | 71.6103 | 0.41115 | 0.42158 | 0.41337 | 0.39654 | -70.1193 | -8.4381 | -3.6929 | 28.3961
4 | 25 | 3 | 492.687 | 492.2513 | 490.0844 | 562.6829 | 378.8299 | 100.3275 | 0 | 0 | 49.6803 | 112.2233 | 109.8731 | 111.4868 | 0 | 0 | 0 | 0 | 215.8809 | 269.9767 | 351.5097 | 356.9995 | 0 | 0 | 0 | 0 | -0.065515 | 5.905 | 5.9714 | 0.31234 | 0 | 0 | 0 | 0 | -151.6386 | 3.8189 | 22.7301 | 93.8844 | 0.41121 | 0.42135 | 0.41593 | 0.39646 | -62.3547 | 1.6091 | 9.4541 | 37.2216
4 | 25 | 4 | 489.5623 | 486.6354 | 481.6059 | 550.2921 | 378.8299 | 100.3275 | 0 | 0 | 51.541 | 112.8558 | 109.7107 | 110.2749 | 0 | 0 | 0 | 0 | 206.812 | 255.4059 | 324.5114 | 331.4148 | 0 | 0 | 0 | 0 | 0.14468 | 5.558 | 4.4444 | -0.080094 | 0 | 0 | 0 | 0 | -147.7653 | 12.4883 | 42.9394 | 108.6825 | 0.41164 | 0.4221 | 0.41529 | 0.39674 | -60.8257 | 5.2712 | 17.8323 | 43.1183
4 | 25 | 5 | 496.3314 | 490.0868 | 481.0873 | 545.8442 | 378.8299 | 100.3275 | 0 | 0 | 54.903 | 105.8915 | 105.1902 | 109.0129 | 0 | 0 | 0 | 0 | 219.2887 | 261.5208 | 333.7245 | 341.877 | 0 | 0 | 0 | 0 | 0.42902 | 7.9325 | 11.0016 | 2.1596 | 0 | 0 | 0 | 0 | -157.1192 | 14.4145 | 31.171 | 92.7947 | 0.41274 | 0.42228 | 0.41522 | 0.39874 | -64.8492 | 6.087 | 12.9429 | 37.0014
4 | 25 | 6 | 530.6251 | 522.3861 | 510.9549 | 578.0024 | 378.8299 | 100.3275 | 0 | 0 | 54.8567 | 104.253 | 101.7782 | 105.5 | 0 | 0 | 0 | 0 | 248.8359 | 337.5632 | 410.929 | 416.5943 | 0 | 0 | 0 | 0 | 0.35946 | 7.0299 | 8.6276 | 17.791 | 0 | 0 | 0 | 0 | -152.2569 | -26.7874 | -10.3799 | 38.1171 | 0.41319 | 0.42246 | 0.41499 | 0.39779 | -62.9112 | -11.3166 | -4.3076 | 15.1628
4 | 25 | 7 | 609.8027 | 600.765 | 588.2639 | 666.3112 | 378.8299 | 100.3275 | 0 | 0 | 51.1529 | 92.5608 | 85.8814 | 89.1232 | 0 | 0 | 0 | 0 | 299.2257 | 569.3555 | 663.9061 | 666.9565 | 0 | 0 | 0 | 0 | -0.32948 | 0.35395 | -0.96675 | -0.56545 | 0 | 0 | 0 | 0 | -119.0764 | -161.8327 | -160.5568 | -89.2031 | 0.41464 | 0.33736 | 0.33191 | 0.39149 | -49.3741 | -54.5956 | -53.2897 | -34.9217
4 | 25 | 8 | 668.8827 | 660.3119 | 648.2364 | 735.9574 | 378.8299 | 100.3275 | 0 | 0 | 44.6596 | 79.4935 | 81.016 | 81.1693 | 0 | 0 | 0 | 0 | 360.2158 | 765.4746 | 874.5642 | 885.4736 | 0 | 0 | 0 | 0 | -0.32629 | -4.0418 | -7.4247 | 19.8047 | 0 | 0 | 0 | 0 | -114.4963 | -280.9419 | -299.9191 | -250.4901 | 0.41395 | 0.28029 | 0.32029 | 0.31141 | -47.3953 | -78.7462 | -96.0605 | -78.0048
4 | 25 | 9 | 698.4066 | 690.7663 | 679.633 | 772.9395 | 378.8299 | 100.3275 | 0 | 0 | 40.2445 | 77.9855 | 77.8127 | 78.0814 | 0 | 0 | 0 | 0 | 420.7724 | 899.2392 | 1013.4233 | 1032.8514 | 0 | 0 | 0 | 0 | -0.2609 | -4.6652 | -9.1077 | -40.3656 | 0 | 0 | 0 | 0 | -141.1794 | -382.1207 | -402.4953 | -297.6277 | 0.39087 | 0 | 0.0068178 | 0 | -55.1829 | 0 | -2.7441 | 0
4 | 25 | 10 | 720.6363 | 713.7055 | 703.3858 | 801.1749 | 378.8299 | 100.3275 | 0 | 0 | 38.0143 | 73.6754 | 76.4973 | 69.7854 | 0 | 0 | 0 | 0 | 475.5686 | 1001.8925 | 1131.1846 | 1155.9465 | 0 | 0 | 0 | 0 | -0.57256 | -9.837 | -12.9684 | -42.5481 | 0 | 0 | 0 | 0 | -171.204 | -452.3528 | -491.3278 | -382.0089 | 0.39163 | 0 | 0 | 0 | -67.0479 | 0 | 0 | 0
4 | 25 | 11 | 745.6458 | 739.9797 | 731.1303 | 834.6587 | 378.8299 | 100.3275 | 0 | 0 | 38.0515 | 74.9813 | 75.0921 | 71.6265 | 0 | 0 | 0 | 0 | 510.9803 | 1050.7793 | 1187.8923 | 1215.8942 | 0 | 0 | 0 | 0 | -0.66153 | -10.3042 | -19.1231 | -43.9302 | 0 | 0 | 0 | 0 | -181.5544 | -475.8042 | -512.731 | -408.9318 | 0.38888 | 0 | 0 | 0 | -70.6033 | 0 | 0 | 0
4 | 25 | 12 | 759.662 | 755.1067 | 747.519 | 854.7458 | 378.8299 | 100.3275 | 0 | 0 | 37.4132 | 72.1984 | 75.3573 | 67.9292 | 0 | 0 | 0 | 0 | 563.7111 | 1099.8307 | 1236.5463 | 1264.5582 | 0 | 0 | 0 | 0 | -0.70991 | -10.6083 | -23.4928 | -43.5696 | 0 | 0 | 0 | 0 | -219.5823 | -506.6416 | -540.8918 | -434.1719 | 0.38632 | 0 | 0 | 0 | -84.8284 | 0 | 0 | 0
4 | 25 | 13 | 766.27 | 763.4729 | 757.84 | 868.3356 | 378.8299 | 100.3275 | 0 | 0 | 35.793 | 75.0829 | 75.2907 | 67.9298 | 0 | 0 | 0 | 0 | 590.5931 | 1107.4033 | 1231.4837 | 1257.4533 | 0 | 0 | 0 | 0 | -0.66208 | -10.35 | -23.0023 | -46.1859 | 0 | 0 | 0 | 0 | -238.284 | -508.9907 | -525.9321 | -410.8615 | 0.38495 | 0 | 0 | 0 | -91.728 | 0 | 0 | 0
4 | 25 | 14 | 773.8231 | 772.49 | 768.5282 | 882.1946 | 378.8299 | 100.3275 | 0 | 0 | 36.6334 | 75.4877 | 75.4339 | 67.9292 | 0 | 0 | 0 | 0 | 606.8945 | 1123.9602 | 1256.8797 | 1279.8286 | 0 | 0 | 0 | 0 | -0.63081 | -10.3456 | -21.3842 | -35.9178 | 0 | 0 | 0 | 0 | -247.9039 | -516.9398 | -542.4012 | -429.6454 | 0.38305 | 0 | 0 | 0 | -94.9588 | 0 | 0 | 0
4 | 25 | 15 | 775.6656 | 775.8769 | 773.7042 | 889.821 | 378.8299 | 100.3275 | 0 | 0 | 37.0523 | 75.3719 | 76.4565 | 67.9417 | 0 | 0 | 0 | 0 | 622.8889 | 1122.7575 | 1249.6563 | 1268.6344 | 0 | 0 | 0 | 0 | -0.43103 | -9.8894 | -18.595 | -33.2253 | 0 | 0 | 0 | 0 | -262.6745 | -512.6906 | -533.8136 | -413.5299 | 0.38528 | 0 | 0 | 0 | -101.204 | 0 | 0 | 0
4 | 25 | 16 | 770.503 | 773.625 | 774.7234 | 893.8064 | 378.8299 | 100.3275 | 0 | 0 | 39.7345 | 79.5339 | 79.8176 | 72.5422 | 0 | 0 | 0 | 0 | 620.4284 | 1093.4003 | 1229.0923 | 1244.5928 | 0 | 0 | 0 | 0 | -0.12326 | -5.2803 | -3.0915 | -20.8877 | 0 | 0 | 0 | 0 | -268.3665 | -494.3564 | -531.095 | -402.4408 | 0.41156 | 0 | 0.007326 | 0 | -110.4479 | 0 | -3.8908 | 0
4 | 25 | 17 | 766.6167 | 772.9179 | 777.6265 | 900.3326 | 378.8299 | 100.3275 | 0 | 0 | 43.7579 | 79.751 | 81.4241 | 83.2284 | 0 | 0 | 0 | 0 | 611.8114 | 1026.2566 | 1184.2363 | 1195.9608 | 141.5984 | 151.5027 | 151.5027 | 151.5027 | -0.19283 | -0.63158 | -0.46855 | 12.9955 | 0 | 0 | 0 | 0 | -409.1881 | -584.2883 | -639.0681 | -543.3549 | 0.40997 | 0.23762 | 0.31375 | 0.26988 | -167.7558 | -138.8385 | -200.5051 | -146.6432
4 | 25 | 18 | 763.3663 | 772.905 | 781.1817 | 907.3836 | 378.8299 | 100.3275 | 0 | 0 | 50.5723 | 93.5916 | 84.9533 | 101.6129 | 0 | 0 | 0 | 0 | 575.9498 | 841.7497 | 980.1235 | 991.073 | 141.5984 | 151.5027 | 151.5027 | 151.5027 | -0.15214 | -1.4889 | -1.4269 | 4.6111 | 0 | 0 | 0 | 0 | -383.4319 | -412.7776 | -433.971 | -341.4162 | 0.41329 | 0.42469 | 0.41897 | 0.40593 | -158.4676 | -175.3037 | -181.8195 | -138.5905
4 | 25 | 19 | 753.2616 | 763.677 | 772.7179 | 897.8315 | 378.8299 | 100.3275 | 0 | 0 | 55.7775 | 106.6438 | 103.1691 | 110.358 | 0 | 0 | 0 | 0 | 547.2077 | 679.7911 | 822.5621 | 847.8092 | 141.5984 | 151.5027 | 151.5027 | 151.5027 | 0.15269 | 3.3839 | 14.4669 | 22.751 | 0 | 0 | 0 | 0 | -370.3045 | -277.972 | -318.9829 | -234.5893 | 0.4157 | 0.42239 | 0.41303 | 0.40197 | -153.9342 | -117.4121 | -131.7486 | -94.2967
4 | 25 | 20 | 768.1719 | 780.4095 | 791.6261 | 921.823 | 378.8299 | 100.3275 | 0 | 0 | 55.2235 | 110.0592 | 110.3027 | 115.2777 | 0 | 0 | 0 | 0 | 539.7373 | 643.9445 | 790.1379 | 833.5664 | 141.5984 | 151.5027 | 151.5027 | 151.5027 | 0.55872 | 4.5315 | 10.168 | 42.9725 | 0 | 0 | 0 | 0 | -347.776 | -229.956 | -270.4853 | -221.4964 | 0.42087 | 0.43174 | 0.42154 | 0.40469 | -146.3702 | -99.2819 | -114.0193 | -89.6366
4 | 25 | 21 | 798.1638 | 812.4069 | 826.1575 | 964.5052 | 378.8299 | 100.3275 | 0 | 0 | 56.4528 | 113.7044 | 114.2079 | 118.9864 | 0 | 0 | 0 | 0 | 525.6722 | 632.7733 | 790.0945 | 837.3912 | 141.5984 | 151.5027 | 151.5027 | 151.5027 | 0.63811 | 6.3914 | 2.2958 | 16.4187 | 0 | 0 | 0 | 0 | -305.0275 | -192.2923 | -231.9435 | -159.7939 | 0.41808 | 0.42369 | 0.41303 | 0.4036 | -127.5262 | -81.472 | -95.8005 | -64.4935
4 | 25 | 22 | 753.2265 | 767.7545 | 782.0932 | 914.4662 | 378.8299 | 100.3275 | 0 | 0 | 57.1063 | 113.2055 | 118.842 | 122.7664 | 0 | 0 | 0 | 0 | 527.7848 | 637.2541 | 788.3265 | 849.785 | 141.5984 | 151.5027 | 151.5027 | 151.5027 | 0.53286 | 3.3308 | 4.8695 | 20.3937 | 0 | 0 | 0 | 0 | -352.6256 | -237.866 | -281.4475 | -229.9816 | 0.41431 | 0.4215 | 0.41126 | 0.40084 | -146.0956 | -100.2602 | -115.7475 | -92.1854
4 | 25 | 23 | 671.5047 | 684.7786 | 697.8766 | 816.1719 | 378.8299 | 100.3275 | 0 | 0 | 55.8736 | 120.0569 | 120.3406 | 125.197 | 0 | 0 | 0 | 0 | 503.6961 | 614.7394 | 759.0718 | 824.0848 | 0 | 0 | 0 | 0 | 0.32435 | 4.0741 | 16.4795 | 15.2587 | 0 | 0 | 0 | 0 | -267.2192 | -154.4192 | -198.0152 | -148.3686 | 0.41263 | 0.42045 | 0.41146 | 0.39726 | -110.2638 | -64.9261 | -81.4745 | -58.941
4 | 25 | 24 | 597.3641 | 606.7478 | 615.5003 | 717.0882 | 378.8299 | 100.3275 | 0 | 0 | 53.872 | 113.0467 | 122.6726 | 120.1228 | 0 | 0 | 0 | 0 | 478.0759 | 589.75 | 729.8267 | 773.7781 | 0 | 0 | 0 | 0 | 0.38972 | 1.7328 | 6.2472 | 13.2509 | 0 | 0 | 0 | 0 | -313.8034 | -198.1092 | -243.2462 | -190.0637 | 0.41183 | 0.4219 | 0.41161 | 0.39624 | -129.2323 | -83.5817 | -100.122 | -75.311
4 | 26 | 1 | 543.5435 | 548.9901 | 553.3658 | 641.4585 | 378.8299 | 100.3275 | 0 | 0 | 52.7815 | 118.0158 | 121.9336 | 121.3352 | 0 | 0 | 0 | 0 | 436.5418 | 546.5474 | 681.0651 | 711.1309 | 0 | 0 | 0 | 0 | 0.19031 | 3.4435 | 5.5038 | 12.6882 | 0 | 0 | 0 | 0 | -324.8001 | -219.3441 | -255.1367 | -203.6957 | 0.4113 | 0.42149 | 0.41495 | 0.39673 | -133.5902 | -92.4513 | -105.8689 | -80.8131
4 | 26 | 2 | 514.5924 | 517.0167 | 518.0424 | 597.7595 | 378.8299 | 100.3275 | 0 | 0 | 50.8434 | 122.7317 | 119.3483 | 113.1844 | 0 | 0 | 0 | 0 | 431.7335 | 537.1412 | 664.8307 | 701.2415 | 0 | 0 | 0 | 0 | 0.045839 | 2.1568 | 6.9202 | 4.4279 | 0 | 0 | 0 | 0 | -346.8601 | -245.3404 | -273.0567 | -221.0943 | 0.41115 | 0.42158 | 0.41337 | 0.39654 | -142.6115 | -103.4297 | -112.8722 | -87.6718
4 | 26 | 3 | 497.618 | 497.3353 | 495.3503 | 568.9537 | 378.8299 | 100.3275 | 0 | 0 | 49.6803 | 112.2233 | 109.8731 | 111.4868 | 0 | 0 | 0 | 0 | 474.2797 | 575.0957 | 701.8979 | 739.6495 | 0 | 0 | 0 | 0 | -0.065515 | 5.905 | 5.9714 | 0.31234 | 0 | 0 | 0 | 0 | -405.1064 | -296.2162 | -322.3922 | -282.495 | 0.41121 | 0.42135 | 0.41593 | 0.39646 | -166.5823 | -124.8094 | -134.0916 | -111.9987
4 | 26 | 4 | 494.3999 | 491.6157 | 486.7555 | 556.417 | 378.8299 | 100.3275 | 0 | 0 | 51.541 | 112.8558 | 109.7107 | 110.2749 | 0 | 0 | 0 | 0 | 469.9873 | 569.9608 | 697.1398 | 736.6797 | 0 | 0 | 0 | 0 | 0.14468 | 5.558 | 4.4444 | -0.080094 | 0 | 0 | 0 | 0 | -406.103 | -297.0864 | -324.5393 | -290.4575 | 0.41164 | 0.4221 | 0.41529 | 0.39674 | -167.167 | -125.3988 | -134.7775 | -115.235
4 | 26 | 5 | 502.9164 | 496.8561 | 488.0747 | 554.1448 | 378.8299 | 100.3275 | 0 | 0 | 54.903 | 105.8915 | 105.1902 | 109.0129 | 0 | 0 | 0 | 0 | 448.7107 | 545.9988 | 678.9851 | 731.946 | 0 | 0 | 0 | 0 | 0.42902 | 7.9325 | 11.0016 | 2.1596 | 0 | 0 | 0 | 0 | -379.9562 | -263.2942 | -307.1021 | -288.9737 | 0.41274 | 0.42228 | 0.41522 | 0.39874 | -156.8228 | -111.1843 | -127.5157 | -115.2267
4 | 26 | 6 | 539.9797 | 532.0076 | 520.8928 | 589.8131 | 378.8299 | 100.3275 | 0 | 0 | 54.8567 | 104.253 | 101.7782 | 105.5 | 0 | 0 | 0 | 0 | 446.1226 | 587.3899 | 733.1826 | 796.2088 | 0 | 0 | 0 | 0 | 0.35946 | 7.0299 | 8.6276 | 17.791 | 0 | 0 | 0 | 0 | -340.189 | -266.9926 | -322.6957 | -329.6867 | 0.41319 | 0.42246 | 0.41499 | 0.39779 | -140.5631 | -112.794 | -133.9156 | -131.1476
4 | 26 | 7 | 622.3901 | 613.7063 | 601.6243 | 682.184 | 378.8299 | 100.3275 | 0 | 0 | 51.1529 | 92.5608 | 85.8814 | 89.1232 | 0 | 0 | 0 | 0 | 391.6507 | 719.6061 | 900.657 | 970.3586 | 0 | 0 | 0 | 0 | -0.32948 | 0.35395 | -0.96675 | -0.56545 | 0 | 0 | 0 | 0 | -198.9139 | -299.142 | -383.9473 | -376.7323 | 0.41464 | 0.33736 | 0.33191 | 0.39149 | -82.4781 | -100.918 | -127.4342 | -147.4854
4 | 26 | 8 | 684.9348 | 676.8125 | 665.268 | 756.189 | 378.8299 | 100.3275 | 0 | 0 | 44.6596 | 79.4935 | 81.016 | 81.1693 | 0 | 0 | 0 | 0 | 416.8198 | 879.8419 | 1079.2707 | 1156.9584 | 0 | 0 | 0 | 0 | -0.32629 | -4.0418 | -7.4247 | 19.8047 | 0 | 0 | 0 | 0 | -155.0481 | -378.8086 | -487.594 | -501.7434 | 0.41395 | 0.28029 | 0.32029 | 0.31141 | -64.1815 | -106.1776 | -156.1705 | -156.2473
4 | 26 | 9 | 716.5299 | 709.3912 | 698.8516 | 795.7641 | 378.8299 | 100.3275 | 0 | 0 | 40.2445 | 77.9855 | 77.8127 | 78.0814 | 0 | 0 | 0 | 0 | 472.7048 | 1026.7935 | 1237.5396 | 1317.4949 | 0 | 0 | 0 | 0 | -0.2609 | -4.6652 | -9.1077 | -40.3656 | 0 | 0 | 0 | 0 | -174.9884 | -491.05 | -607.3931 | -559.4466 | 0.39087 | 0 | 0.0068178 | 0 | -68.3979 | 0 | -4.1411 | 0
4 | 26 | 10 | 740.4231 | 734.0407 | 724.3699 | 826.097 | 378.8299 | 100.3275 | 0 | 0 | 38.0143 | 73.6754 | 76.4973 | 69.7854 | 0 | 0 | 0 | 0 | 454.1086 | 1062.7401 | 1275.7627 | 1352.5848 | 0 | 0 | 0 | 0 | -0.57256 | -9.837 | -12.9684 | -42.5481 | 0 | 0 | 0 | 0 | -129.9571 | -492.8653 | -614.9217 | -553.7251 | 0.39163 | 0 | 0 | 0 | -50.8946 | 0 | 0 | 0
4 | 26 | 11 | 766.9534 | 761.8778 | 753.7276 | 861.4968 | 378.8299 | 100.3275 | 0 | 0 | 38.0515 | 74.9813 | 75.0921 | 71.6265 | 0 | 0 | 0 | 0 | 435.1493 | 1063.4106 | 1273.9033 | 1346.0496 | 0 | 0 | 0 | 0 | -0.66153 | -10.3042 | -19.1231 | -43.9302 | 0 | 0 | 0 | 0 | -84.4159 | -466.5374 | -576.1447 | -512.2491 | 0.38888 | 0 | 0 | 0 | -32.8278 | 0 | 0 | 0
4 | 26 | 12 | 774.5314 | 770.3955 | 763.3044 | 873.5009 | 378.8299 | 100.3275 | 0 | 0 | 37.4132 | 72.1984 | 75.3573 | 67.9292 | 0 | 0 | 0 | 0 | 442.1023 | 1070.9038 | 1272.4667 | 1351.4531 | 0 | 0 | 0 | 0 | -0.70991 | -10.6083 | -23.4928 | -43.5696 | 0 | 0 | 0 | 0 | -83.1041 | -462.426 | -561.0268 | -502.3117 | 0.38632 | 0 | 0 | 0 | -32.1045 | 0 | 0 | 0
4 | 26 | 13 | 778.8999 | 776.4536 | 771.2358 | 884.246 | 378.8299 | 100.3275 | 0 | 0 | 35.793 | 75.0829 | 75.2907 | 67.9298 | 0 | 0 | 0 | 0 | 454.1973 | 1074.21 | 1261.8426 | 1367.0116 | 0 | 0 | 0 | 0 | -0.66208 | -10.35 | -23.0023 | -46.1859 | 0 | 0 | 0 | 0 | -89.2582 | -462.8167 | -542.8952 | -504.5094 | 0.38495 | 0 | 0 | 0 | -34.3601 | 0 | 0 | 0
4 | 26 | 14 | 780.0397 | 778.881 | 775.1256 | 890.0322 | 378.8299 | 100.3275 | 0 | 0 | 36.6334 | 75.4877 | 75.4339 | 67.9292 | 0 | 0 | 0 | 0 | 479.7023 | 1082.9593 | 1262.6932 | 1362.6031 | 0 | 0 | 0 | 0 | -0.63081 | -10.3456 | -21.3842 | -35.9178 | 0 | 0 | 0 | 0 | -114.4951 | -469.5478 | -541.6173 | -504.5822 | 0.38305 | 0 | 0 | 0 | -43.857 | 0 | 0 | 0
4 | 26 | 15 | 776.602 | 776.8425 | 774.7046 | 891.0126 | 378.8299 | 100.3275 | 0 | 0 | 37.0523 | 75.3719 | 76.4565 | 67.9417 | 0 | 0 | 0 | 0 | 484.5635 | 1073.0998 | 1244.9173 | 1341.9103 | 0 | 0 | 0 | 0 | -0.43103 | -9.8894 | -18.595 | -33.2253 | 0 | 0 | 0 | 0 | -123.4128 | -462.0673 | -528.0741 | -485.6141 | 0.38528 | 0 | 0 | 0 | -47.5488 | 0 | 0 | 0
4 | 26 | 16 | 770.6872 | 773.8162 | 774.9232 | 894.0458 | 378.8299 | 100.3275 | 0 | 0 | 39.7345 | 79.5339 | 79.8176 | 72.5422 | 0 | 0 | 0 | 0 | 501.7028 | 1045.1602 | 1208.9335 | 1302.9693 | 0 | 0 | 0 | 0 | -0.12326 | -5.2803 | -3.0915 | -20.8877 | 0 | 0 | 0 | 0 | -149.4568 | -445.925 | -510.7365 | -460.5779 | 0.41156 | 0 | 0.007326 | 0 | -61.5099 | 0 | -3.7416 | 0
4 | 26 | 17 | 766.1878 | 772.4789 | 777.1757 | 899.799 | 378.8299 | 100.3275 | 0 | 0 | 43.7579 | 79.751 | 81.4241 | 83.2284 | 0 | 0 | 0 | 0 | 504.7186 | 944.1907 | 1102.7596 | 1155.6422 | 141.5984 | 151.5027 | 151.5027 | 151.5027 | -0.19283 | -0.63158 | -0.46855 | 12.9955 | 0 | 0 | 0 | 0 | -302.5241 | -502.6613 | -558.0422 | -503.5699 | 0.40997 | 0.23762 | 0.31375 | 0.26988 | -124.0265 | -119.4423 | -175.0835 | -135.9058
4 | 26 | 18 | 761.3041 | 770.7858 | 778.995 | 904.7867 | 378.8299 | 100.3275 | 0 | 0 | 50.5723 | 93.5916 | 84.9533 | 101.6129 | 0 | 0 | 0 | 0 | 496.3635 | 770.4126 | 897.8327 | 923.5383 | 141.5984 | 151.5027 | 151.5027 | 151.5027 | -0.15214 | -1.4889 | -1.4269 | 4.6111 | 0 | 0 | 0 | 0 | -305.9078 | -343.5597 | -353.8669 | -276.4784 | 0.41329 | 0.42469 | 0.41897 | 0.40593 | -126.4279 | -145.9074 | -148.2585 | -112.2304
4 | 26 | 19 | 750.8462 | 761.192 | 770.1502 | 894.7793 | 378.8299 | 100.3275 | 0 | 0 | 55.7775 | 106.6438 | 103.1691 | 110.358 | 0 | 0 | 0 | 0 | 473.6213 | 596.2202 | 707.0342 | 726.6648 | 141.5984 | 151.5027 | 151.5027 | 151.5027 | 0.15269 | 3.3839 | 14.4669 | 22.751 | 0 | 0 | 0 | 0 | -299.1336 | -196.8861 | -206.0226 | -116.4973 | 0.4157 | 0.42239 | 0.41303 | 0.40197 | -124.3487 | -83.1623 | -85.0929 | -46.8278
4 | 26 | 20 | 770.4171 | 782.7171 | 794.0077 | 924.6517 | 378.8299 | 100.3275 | 0 | 0 | 55.2235 | 110.0592 | 110.3027 | 115.2777 | 0 | 0 | 0 | 0 | 475.7402 | 561.3173 | 657.4416 | 673.3866 | 141.5984 | 151.5027 | 151.5027 | 151.5027 | 0.55872 | 4.5315 | 10.168 | 42.9725 | 0 | 0 | 0 | 0 | -281.5337 | -145.0212 | -135.4073 | -58.4878 | 0.42087 | 0.43174 | 0.42154 | 0.40469 | -118.4905 | -62.6119 | -57.0791 | -23.6692
4 | 26 | 21 | 800.4741 | 814.7792 | 828.603 | 967.4074 | 378.8299 | 100.3275 | 0 | 0 | 56.4528 | 113.7044 | 114.2079 | 118.9864 | 0 | 0 | 0 | 0 | 467.9287 | 547.707 | 648.6947 | 664.2585 | 141.5984 | 151.5027 | 151.5027 | 151.5027 | 0.63811 | 6.3914 | 2.2958 | 16.4187 | 0 | 0 | 0 | 0 | -244.9737 | -104.8537 | -88.0981 | 16.2411 | 0.41808 | 0.42369 | 0.41303 | 0.4036 | -102.4189 | -44.4253 | -36.3875 | 6.555
4 | 26 | 22 | 759.4677 | 774.1681 | 788.7108 | 922.3251 | 378.8299 | 100.3275 | 0 | 0 | 57.1063 | 113.2055 | 118.842 | 122.7664 | 0 | 0 | 0 | 0 | 448.51 | 522.7834 | 615.6732 | 641.9286 | 141.5984 | 151.5027 | 151.5027 | 151.5027 | 0.53286 | 3.3308 | 4.8695 | 20.3937 | 0 | 0 | 0 | 0 | -267.1097 | -116.9818 | -102.1767 | -14.2663 | 0.41431 | 0.4215 | 0.41126 | 0.40084 | -110.6656 | -49.3076 | -42.021 | -5.7185
4 | 26 | 23 | 681.6349 | 695.1845 | 708.6084 | 828.9125 | 378.8299 | 100.3275 | 0 | 0 | 55.8736 | 120.0569 | 120.3406 | 125.197 | 0 | 0 | 0 | 0 | 414.1194 | 482.3996 | 557.4123 | 595.3038 | 0 | 0 | 0 | 0 | 0.32435 | 4.0741 | 16.4795 | 15.2587 | 0 | 0 | 0 | 0 | -167.5124 | -11.6736 | 14.3761 | 93.153 | 0.41263 | 0.42045 | 0.41146 | 0.39726 | -69.1213 | -4.9082 | 5.9151 | 37.006
4 | 26 | 24 | 606.725 | 616.3733 | 625.4392 | 728.8975 | 378.8299 | 100.3275 | 0 | 0 | 53.872 | 113.0467 | 122.6726 | 120.1228 | 0 | 0 | 0 | 0 | 409.7501 | 468.4912 | 533.2664 | 572.6814 | 0 | 0 | 0 | 0 | 0.38972 | 1.7328 | 6.2472 | 13.2509 | 0 | 0 | 0 | 0 | -236.1167 | -67.2249 | -36.747 | 22.8424 | 0.41183 | 0.4219 | 0.41161 | 0.39624 | -97.2389 | -28.362 | -15.1254 | 9.0511
4 | 27 | 1 | 551.8628 | 557.5485 | 562.2077 | 651.9684 | 378.8299 | 100.3275 | 0 | 0 | 52.7815 | 118.0158 | 121.9336 | 121.3352 | 0 | 0 | 0 | 0 | 403.7556 | 451.0922 | 510.5895 | 549.9771 | 0 | 0 | 0 | 0 | 0.19031 | 3.4435 | 5.5038 | 12.6882 | 0 | 0 | 0 | 0 | -283.6945 | -115.3305 | -75.8193 | -32.032 | 0.4113 | 0.42149 | 0.41495 | 0.39673 | -116.6835 | -48.6106 | -31.4612 | -12.7082
4 | 27 | 2 | 521.5662 | 524.1832 | 525.4368 | 606.5411 | 378.8299 | 100.3275 | 0 | 0 | 50.8434 | 122.7317 | 119.3483 | 113.1844 | 0 | 0 | 0 | 0 | 331.9022 | 367.9284 | 428.5196 | 464.7455 | 0 | 0 | 0 | 0 | 0.045839 | 2.1568 | 6.9202 | 4.4279 | 0 | 0 | 0 | 0 | -240.0551 | -68.9612 | -29.3511 | 24.1832 | 0.41115 | 0.42158 | 0.41337 | 0.39654 | -98.6987 | -29.0724 | -12.1327 | 9.5895
4 | 27 | 3 | 504.1227 | 504.0163 | 502.2397 | 577.132 | 378.8299 | 100.3275 | 0 | 0 | 49.6803 | 112.2233 | 109.8731 | 111.4868 | 0 | 0 | 0 | 0 | 251.8389 | 281.3807 | 344.1782 | 376.2804 | 0 | 0 | 0 | 0 | -0.065515 | 5.905 | 5.9714 | 0.31234 | 0 | 0 | 0 | 0 | -176.1609 | 4.1797 | 42.2169 | 89.0525 | 0.41121 | 0.42135 | 0.41593 | 0.39646 | -72.4385 | 1.7611 | 17.5592 | 35.306
4 | 27 | 4 | 500.1052 | 497.4822 | 492.8132 | 563.6147 | 378.8299 | 100.3275 | 0 | 0 | 51.541 | 112.8558 | 109.7107 | 110.2749 | 0 | 0 | 0 | 0 | 221.4023 | 240.4359 | 308.4351 | 344.9795 | 0 | 0 | 0 | 0 | 0.14468 | 5.558 | 4.4444 | -0.080094 | 0 | 0 | 0 | 0 | -151.8127 | 38.3052 | 70.223 | 108.4403 | 0.41164 | 0.4221 | 0.41529 | 0.39674 | -62.4917 | 16.1684 | 29.1628 | 43.0222
4 | 27 | 5 | 507.5391 | 501.6107 | 492.9857 | 559.9813 | 378.8299 | 100.3275 | 0 | 0 | 54.903 | 105.8915 | 105.1902 | 109.0129 | 0 | 0 | 0 | 0 | 213.5432 | 222.3691 | 286.2572 | 330.5503 | 0 | 0 | 0 | 0 | 0.42902 | 7.9325 | 11.0016 | 2.1596 | 0 | 0 | 0 | 0 | -140.166 | 65.0901 | 90.5367 | 118.2584 | 0.41274 | 0.42228 | 0.41522 | 0.39874 | -57.852 | 27.4864 | 37.5929 | 47.1549
4 | 27 | 6 | 541.0275 | 533.0715 | 521.9749 | 591.085 | 378.8299 | 100.3275 | 0 | 0 | 54.8567 | 104.253 | 101.7782 | 105.5 | 0 | 0 | 0 | 0 | 207.3802 | 261.9843 | 334.8308 | 369.2257 | 0 | 0 | 0 | 0 | 0.35946 | 7.0299 | 8.6276 | 17.791 | 0 | 0 | 0 | 0 | -100.3988 | 59.4769 | 76.7383 | 98.5684 | 0.41319 | 0.42246 | 0.41499 | 0.39779 | -41.4839 | 25.1267 | 31.8457 | 39.21
4 | 27 | 7 | 618.8849 | 610.1001 | 597.8983 | 677.7547 | 378.8299 | 100.3275 | 0 | 0 | 51.1529 | 92.5608 | 85.8814 | 89.1232 | 0 | 0 | 0 | 0 | 216.2883 | 453.678 | 554.9745 | 572.9154 | 0 | 0 | 0 | 0 | -0.32948 | 0.35395 | -0.96675 | -0.56545 | 0 | 0 | 0 | 0 | -27.0567 | -36.8201 | -41.9909 | 16.2816 | 0.41464 | 0.33736 | 0.33191 | 0.39149 | -11.2188 | -12.4216 | -13.937 | 6.374
4 | 27 | 8 | 681.6578 | 673.4457 | 661.7949 | 752.0652 | 378.8299 | 100.3275 | 0 | 0 | 44.6596 | 79.4935 | 81.016 | 81.1693 | 0 | 0 | 0 | 0 | 280.3492 | 655.6584 | 773.1587 | 798.2051 | 0 | 0 | 0 | 0 | -0.32629 | -4.0418 | -7.4247 | 19.8047 | 0 | 0 | 0 | 0 | -21.8546 | -157.992 | -184.955 | -147.1139 | 0.41395 | 0.28029 | 0.32029 | 0.31141 | -9.0466 | -44.2841 | -59.2389 | -45.8126
4 | 27 | 9 | 714.9462 | 707.7741 | 697.1957 | 793.8083 | 378.8299 | 100.3275 | 0 | 0 | 40.2445 | 77.9855 | 77.8127 | 78.0814 | 0 | 0 | 0 | 0 | 349.0647 | 807.8909 | 939.2999 | 978.2208 | 0 | 0 | 0 | 0 | -0.2609 | -4.6652 | -9.1077 | -40.3656 | 0 | 0 | 0 | 0 | -52.932 | -273.7645 | -310.8093 | -222.1283 | 0.39087 | 0 | 0.0068178 | 0 | -20.6896 | 0 | -2.119 | 0
4 | 27 | 10 | 736.4565 | 729.983 | 720.2054 | 821.1701 | 378.8299 | 100.3275 | 0 | 0 | 38.0143 | 73.6754 | 76.4973 | 69.7854 | 0 | 0 | 0 | 0 | 397.3029 | 900.8523 | 1042.2511 | 1093.1874 | 0 | 0 | 0 | 0 | -0.57256 | -9.837 | -12.9684 | -42.5481 | 0 | 0 | 0 | 0 | -77.118 | -335.0352 | -385.5747 | -299.2546 | 0.39163 | 0 | 0 | 0 | -30.2014 | 0 | 0 | 0
4 | 27 | 11 | 756.607 | 751.2711 | 742.8144 | 848.5627 | 378.8299 | 100.3275 | 0 | 0 | 38.0515 | 74.9813 | 75.0921 | 71.6265 | 0 | 0 | 0 | 0 | 428.9616 | 944.0875 | 1090.9853 | 1147.7556 | 0 | 0 | 0 | 0 | -0.66153 | -10.3042 | -19.1231 | -43.9302 | 0 | 0 | 0 | 0 | -88.5745 | -357.8209 | -404.1399 | -326.8892 | 0.38888 | 0 | 0 | 0 | -34.4451 | 0 | 0 | 0
4 | 27 | 12 | 763.9732 | 759.5718 | 752.1681 | 860.3025 | 378.8299 | 100.3275 | 0 | 0 | 37.4132 | 72.1984 | 75.3573 | 67.9292 | 0 | 0 | 0 | 0 | 460.6564 | 984.3486 | 1133.3905 | 1193.4894 | 0 | 0 | 0 | 0 | -0.70991 | -10.6083 | -23.4928 | -43.5696 | 0 | 0 | 0 | 0 | -112.2164 | -386.6945 | -433.0868 | -357.5464 | 0.38632 | 0 | 0 | 0 | -43.3511 | 0 | 0 | 0
4 | 27 | 13 | 766.231 | 763.4716 | 757.8854 | 868.4292 | 378.8299 | 100.3275 | 0 | 0 | 35.793 | 75.0829 | 75.2907 | 67.9298 | 0 | 0 | 0 | 0 | 472.5192 | 994.9462 | 1142.2237 | 1204.7815 | 0 | 0 | 0 | 0 | -0.66208 | -10.35 | -23.0023 | -46.1859 | 0 | 0 | 0 | 0 | -120.249 | -396.535 | -436.6266 | -358.0962 | 0.38495 | 0 | 0 | 0 | -46.2901 | 0 | 0 | 0
4 | 27 | 14 | 770.3059 | 768.9221 | 764.903 | 877.9371 | 378.8299 | 100.3275 | 0 | 0 | 36.6334 | 75.4877 | 75.4339 | 67.9292 | 0 | 0 | 0 | 0 | 483.9607 | 996.6388 | 1139.7936 | 1201.4004 | 0 | 0 | 0 | 0 | -0.63081 | -10.3456 | -21.3842 | -35.9178 | 0 | 0 | 0 | 0 | -128.4873 | -393.1862 | -428.9403 | -355.4746 | 0.38305 | 0 | 0 | 0 | -49.2166 | 0 | 0 | 0
4 | 27 | 15 | 765.3672 | 765.3439 | 762.8967 | 877.0376 | 378.8299 | 100.3275 | 0 | 0 | 37.0523 | 75.3719 | 76.4565 | 67.9417 | 0 | 0 | 0 | 0 | 505.3206 | 1002.2416 | 1139.306 | 1194.8268 | 0 | 0 | 0 | 0 | -0.43103 | -9.8894 | -18.595 | -33.2253 | 0 | 0 | 0 | 0 | -155.4046 | -402.7076 | -434.2708 | -352.5058 | 0.38528 | 0 | 0 | 0 | -59.8747 | 0 | 0 | 0
4 | 27 | 16 | 756.6241 | 759.413 | 760.1203 | 876.5158 | 378.8299 | 100.3275 | 0 | 0 | 39.7345 | 79.5339 | 79.8176 | 72.5422 | 0 | 0 | 0 | 0 | 505.3541 | 959.795 | 1085.894 | 1132.6225 | 0 | 0 | 0 | 0 | -0.12326 | -5.2803 | -3.0915 | -20.8877 | 0 | 0 | 0 | 0 | -167.1712 | -374.9631 | -402.4998 | -307.7611 | 0.41156 | 0 | 0.007326 | 0 | -68.8003 | 0 | -2.9487 | 0
4 | 27 | 17 | 751.891 | 757.8294 | 762.1114 | 881.9524 | 378.8299 | 100.3275 | 0 | 0 | 43.7579 | 79.751 | 81.4241 | 83.2284 | 0 | 0 | 0 | 0 | 468.2622 | 837.5915 | 944.0636 | 976.9537 | 141.5984 | 151.5027 | 151.5027 | 151.5027 | -0.19283 | -0.63158 | -0.46855 | 12.9955 | 0 | 0 | 0 | 0 | -280.3646 | -410.7117 | -414.4104 | -342.7279 | 0.40997 | 0.23762 | 0.31375 | 0.26988 | -114.9417 | -97.5932 | -130.0196 | -92.4971
4 | 27 | 18 | 743.7396 | 752.7711 | 760.4497 | 882.7987 | 378.8299 | 100.3275 | 0 | 0 | 50.5723 | 93.5916 | 84.9533 | 101.6129 | 0 | 0 | 0 | 0 | 390.7125 | 608.2423 | 680.0737 | 694.4034 | 141.5984 | 151.5027 | 151.5027 | 151.5027 | -0.15214 | -1.4889 | -1.4269 | 4.6111 | 0 | 0 | 0 | 0 | -217.8213 | -199.4041 | -154.6532 | -69.3316 | 0.41329 | 0.42469 | 0.41897 | 0.40593 | -90.0228 | -84.6855 | -64.7946 | -28.1436
4 | 27 | 19 | 727.7933 | 737.5215 | 745.7501 | 865.8219 | 378.8299 | 100.3275 | 0 | 0 | 55.7775 | 106.6438 | 103.1691 | 110.358 | 0 | 0 | 0 | 0 | 376.5493 | 456.4366 | 506.5605 | 512.2275 | 141.5984 | 151.5027 | 151.5027 | 151.5027 | 0.15269 | 3.3839 | 14.4669 | 22.751 | 0 | 0 | 0 | 0 | -225.1144 | -80.7729 | -29.949 | 68.9827 | 0.4157 | 0.42239 | 0.41303 | 0.40197 | -93.5792 | -34.1175 | -12.3698 | 27.7286
4 | 27 | 20 | 743.1712 | 754.7239 | 765.1304 | 890.3631 | 378.8299 | 100.3275 | 0 | 0 | 55.2235 | 110.0592 | 110.3027 | 115.2777 | 0 | 0 | 0 | 0 | 371.4744 | 417.0772 | 466.0068 | 467.1292 | 141.5984 | 151.5027 | 151.5027 | 151.5027 | 0.55872 | 4.5315 | 10.168 | 42.9725 | 0 | 0 | 0 | 0 | -204.5137 | -28.7742 | 27.1502 | 113.4809 | 0.42087 | 0.43174 | 0.42154 | 0.40469 | -86.0747 | -12.4231 | 11.4448 | 45.9242
4 | 27 | 21 | 773.6601 | 787.2374 | 800.2006 | 933.6906 | 378.8299 | 100.3275 | 0 | 0 | 56.4528 | 113.7044 | 114.2079 | 118.9864 | 0 | 0 | 0 | 0 | 362.4409 | 408.5016 | 458.5602 | 464.408 | 141.5984 | 151.5027 | 151.5027 | 151.5027 | 0.63811 | 6.3914 | 2.2958 | 16.4187 | 0 | 0 | 0 | 0 | -166.2999 | 6.8098 | 73.634 | 182.3748 | 0.41808 | 0.42369 | 0.41303 | 0.4036 | -69.5269 | 2.8852 | 30.4133 | 73.6073
4 | 27 | 22 | 737.2256 | 751.3304 | 765.1694 | 894.3873 | 378.8299 | 100.3275 | 0 | 0 | 57.1063 | 113.2055 | 118.842 | 122.7664 | 0 | 0 | 0 | 0 | 348.1913 | 394.5925 | 437.944 | 458.7025 | 141.5984 | 151.5027 | 151.5027 | 151.5027 | 0.53286 | 3.3308 | 4.8695 | 20.3937 | 0 | 0 | 0 | 0 | -189.0332 | -11.6286 | 52.0112 | 141.022 | 0.41431 | 0.4215 | 0.41126 | 0.40084 | -78.3179 | -4.9014 | 21.39 | 56.527
4 | 27 | 23 | 674.2544 | 687.6309 | 700.8519 | 819.7325 | 378.8299 | 100.3275 | 0 | 0 | 55.8736 | 120.0569 | 120.3406 | 125.197 | 0 | 0 | 0 | 0 | 355.8894 | 398.2967 | 430.2468 | 446.5533 | 0 | 0 | 0 | 0 | 0.32435 | 4.0741 | 16.4795 | 15.2587 | 0 | 0 | 0 | 0 | -116.663 | 64.8757 | 133.785 | 232.7236 | 0.41263 | 0.42045 | 0.41146 | 0.39726 | -48.1391 | 27.2772 | 55.0466 | 92.4519
4 | 27 | 24 | 609.1237 | 618.8563 | 628.0232 | 731.9848 | 378.8299 | 100.3275 | 0 | 0 | 53.872 | 113.0467 | 122.6726 | 120.1228 | 0 | 0 | 0 | 0 | 363.6936 | 398.0862 | 424.4564 | 433.1728 | 0 | 0 | 0 | 0 | 0.38972 | 1.7328 | 6.2472 | 13.2509 | 0 | 0 | 0 | 0 | -187.6615 | 5.6631 | 74.6469 | 165.4382 | 0.41183 | 0.4219 | 0.41161 | 0.39624 | -77.2838 | 2.3892 | 30.7253 | 65.5534
4 | 28 | 1 | 549.7312 | 555.36 | 559.952 | 649.2917 | 378.8299 | 100.3275 | 0 | 0 | 52.7815 | 118.0158 | 121.9336 | 121.3352 | 0 | 0 | 0 | 0 | 365.9033 | 393.918 | 420.4693 | 432.7485 | 0 | 0 | 0 | 0 | 0.19031 | 3.4435 | 5.5038 | 12.6882 | 0 | 0 | 0 | 0 | -247.9739 | -60.3447 | 12.0453 | 82.5199 | 0.4113 | 0.42149 | 0.41495 | 0.39673 | -101.9916 | -25.4347 | 4.9982 | 32.7385
4 | 28 | 2 | 517.7382 | 520.2552 | 521.3909 | 601.7421 | 378.8299 | 100.3275 | 0 | 0 | 50.8434 | 122.7317 | 119.3483 | 113.1844 | 0 | 0 | 0 | 0 | 350.251 | 379.0718 | 407.9918 | 427.0434 | 0 | 0 | 0 | 0 | 0.045839 | 2.1568 | 6.9202 | 4.4279 | 0 | 0 | 0 | 0 | -262.2319 | -84.0326 | -12.8694 | 57.0863 | 0.41115 | 0.42158 | 0.41337 | 0.39654 | -107.8166 | -35.4261 | -5.3198 | 22.6368
4 | 28 | 3 | 498.7854 | 498.5333 | 496.5846 | 570.418 | 378.8299 | 100.3275 | 0 | 0 | 49.6803 | 112.2233 | 109.8731 | 111.4868 | 0 | 0 | 0 | 0 | 340.6571 | 368.3128 | 397.9904 | 423.6355 | 0 | 0 | 0 | 0 | -0.065515 | 5.905 | 5.9714 | 0.31234 | 0 | 0 | 0 | 0 | -270.3164 | -88.2352 | -17.2504 | 34.9833 | 0.41121 | 0.42135 | 0.41593 | 0.39646 | -111.1558 | -37.1775 | -7.1749 | 13.8696
4 | 28 | 4 | 489.9767 | 487.0556 | 482.0326 | 550.793 | 378.8299 | 100.3275 | 0 | 0 | 51.541 | 112.8558 | 109.7107 | 110.2749 | 0 | 0 | 0 | 0 | 334.1455 | 349.8708 | 376.8142 | 405.7077 | 0 | 0 | 0 | 0 | 0.14468 | 5.558 | 4.4444 | -0.080094 | 0 | 0 | 0 | 0 | -274.6844 | -81.5565 | -8.9367 | 34.8905 | 0.41164 | 0.4221 | 0.41529 | 0.39674 | -113.0703 | -34.4246 | -3.7113 | 13.8423
4 | 28 | 5 | 490.5806 | 484.1399 | 474.9058 | 538.465 | 378.8299 | 100.3275 | 0 | 0 | 54.903 | 105.8915 | 105.1902 | 109.0129 | 0 | 0 | 0 | 0 | 350.4774 | 346.8443 | 376.3649 | 406.8221 | 0 | 0 | 0 | 0 | 0.42902 | 7.9325 | 11.0016 | 2.1596 | 0 | 0 | 0 | 0 | -294.0587 | -76.8559 | -17.6508 | 20.4704 | 0.41274 | 0.42228 | 0.41522 | 0.39874 | -121.3695 | -32.4548 | -7.329 | 8.1624
4 | 28 | 6 | 502.6803 | 493.5834 | 481.1317 | 542.4968 | 378.8299 | 100.3275 | 0 | 0 | 54.8567 | 104.253 | 101.7782 | 105.5 | 0 | 0 | 0 | 0 | 362.5257 | 391.1131 | 428.7828 | 456.0589 | 0 | 0 | 0 | 0 | 0.35946 | 7.0299 | 8.6276 | 17.791 | 0 | 0 | 0 | 0 | -293.8915 | -109.1401 | -58.057 | -36.8531 | 0.41319 | 0.42246 | 0.41499 | 0.39779 | -121.4334 | -46.1075 | -24.0931 | -14.66
4 | 28 | 7 | 533.2639 | 521.9941 | 506.8443 | 569.498 | 378.8299 | 100.3275 | 0 | 0 | 51.1529 | 92.5608 | 85.8814 | 89.1232 | 0 | 0 | 0 | 0 | 334.6781 | 544.3825 | 619.3503 | 634.2733 | 0 | 0 | 0 | 0 | -0.32948 | 0.35395 | -0.96675 | -0.56545 | 0 | 0 | 0 | 0 | -231.0676 | -215.6308 | -197.4206 | -153.333 | 0.41464 | 0.33736 | 0.33191 | 0.39149 | -95.8104 | -72.7448 | -65.525 | -60.0277
4 | 28 | 8 | 572.7677 | 561.4338 | 546.082 | 614.5303 | 378.8299 | 100.3275 | 0 | 0 | 44.6596 | 79.4935 | 81.016 | 81.1693 | 0 | 0 | 0 | 0 | 340.4443 | 691.3603 | 794.4218 | 809.8538 | 0 | 0 | 0 | 0 | -0.32629 | -4.0418 | -7.4247 | 19.8047 | 0 | 0 | 0 | 0 | -190.8398 | -305.7057 | -321.9311 | -296.2975 | 0.41395 | 0.28029 | 0.32029 | 0.31141 | -78.9974 | -85.6873 | -103.1107 | -92.2696
4 | 28 | 9 | 616.1943 | 606.1906 | 592.255 | 669.0767 | 378.8299 | 100.3275 | 0 | 0 | 40.2445 | 77.9855 | 77.8127 | 78.0814 | 0 | 0 | 0 | 0 | 389.7273 | 825.7941 | 952.0655 | 974.1601 | 0 | 0 | 0 | 0 | -0.2609 | -4.6652 | -9.1077 | -40.3656 | 0 | 0 | 0 | 0 | -192.3465 | -393.2512 | -428.5155 | -342.7993 | 0.39087 | 0 | 0.0068178 | 0 | -75.1827 | 0 | -2.9215 | 0
4 | 28 | 10 | 649.1279 | 640.1425 | 627.3865 | 710.8383 | 378.8299 | 100.3275 | 0 | 0 | 38.0143 | 73.6754 | 76.4973 | 69.7854 | 0 | 0 | 0 | 0 | 437.4134 | 915.9021 | 1062.6285 | 1090.5659 | 0 | 0 | 0 | 0 | -0.57256 | -9.837 | -12.9684 | -42.5481 | 0 | 0 | 0 | 0 | -204.5572 | -439.9255 | -498.771 | -406.9649 | 0.39163 | 0 | 0 | 0 | -80.1099 | 0 | 0 | 0
4 | 28 | 11 | 674.7352 | 667.0407 | 655.7869 | 745.1112 | 378.8299 | 100.3275 | 0 | 0 | 38.0515 | 74.9813 | 75.0921 | 71.6265 | 0 | 0 | 0 | 0 | 451.3577 | 950.2471 | 1117.3691 | 1149.8657 | 0 | 0 | 0 | 0 | -0.66153 | -10.3042 | -19.1231 | -43.9302 | 0 | 0 | 0 | 0 | -192.8424 | -448.2109 | -517.5511 | -432.4508 | 0.38888 | 0 | 0 | 0 | -74.993 | 0 | 0 | 0
4 | 28 | 12 | 678.0066 | 671.1339 | 660.7999 | 751.6966 | 378.8299 | 100.3275 | 0 | 0 | 37.4132 | 72.1984 | 75.3573 | 67.9292 | 0 | 0 | 0 | 0 | 449.3005 | 951.3249 | 1131.8739 | 1169.1012 | 0 | 0 | 0 | 0 | -0.70991 | -10.6083 | -23.4928 | -43.5696 | 0 | 0 | 0 | 0 | -186.827 | -442.1086 | -522.9384 | -441.7641 | 0.38632 | 0 | 0 | 0 | -72.1744 | 0 | 0 | 0
4 | 28 | 13 | 677.9339 | 672.6341 | 664.0355 | 756.8711 | 378.8299 | 100.3275 | 0 | 0 | 35.793 | 75.0829 | 75.2907 | 67.9298 | 0 | 0 | 0 | 0 | 450.9358 | 947.2583 | 1137.22 | 1177.0775 | 0 | 0 | 0 | 0 | -0.66208 | -10.35 | -23.0023 | -46.1859 | 0 | 0 | 0 | 0 | -186.9628 | -439.6846 | -525.4729 | -441.9503 | 0.38495 | 0 | 0 | 0 | -71.9717 | 0 | 0 | 0
4 | 28 | 14 | 676.2049 | 672.1216 | 664.9019 | 759.0753 | 378.8299 | 100.3275 | 0 | 0 | 36.6334 | 75.4877 | 75.4339 | 67.9292 | 0 | 0 | 0 | 0 | 456.0128 | 942.8566 | 1133.74 | 1171.8204 | 0 | 0 | 0 | 0 | -0.63081 | -10.3456 | -21.3842 | -35.9178 | 0 | 0 | 0 | 0 | -194.6403 | -436.2046 | -522.8878 | -444.7564 | 0.38305 | 0 | 0 | 0 | -74.5563 | 0 | 0 | 0
4 | 28 | 15 | 667.6225 | 664.8048 | 659.045 | 753.6086 | 378.8299 | 100.3275 | 0 | 0 | 37.0523 | 75.3719 | 76.4565 | 67.9417 | 0 | 0 | 0 | 0 | 453.1229 | 927.543 | 1115.0501 | 1149.0056 | 0 | 0 | 0 | 0 | -0.43103 | -9.8894 | -18.595 | -33.2253 | 0 | 0 | 0 | 0 | -200.9516 | -428.5482 | -513.8666 | -430.1135 | 0.38528 | 0 | 0 | 0 | -77.4232 | 0 | 0 | 0
4 | 28 | 16 | 664.8839 | 665.0565 | 662.6629 | 760.6934 | 378.8299 | 100.3275 | 0 | 0 | 39.7345 | 79.5339 | 79.8176 | 72.5422 | 0 | 0 | 0 | 0 | 441.1681 | 889.8067 | 1067.4443 | 1094.8559 | 0 | 0 | 0 | 0 | -0.12326 | -5.2803 | -3.0915 | -20.8877 | 0 | 0 | 0 | 0 | -194.7254 | -399.3312 | -481.5075 | -385.817 | 0.41156 | 0 | 0.007326 | 0 | -80.1404 | 0 | -3.5275 | 0
4 | 28 | 17 | 668.268 | 671.8355 | 673.308 | 776.4289 | 378.8299 | 100.3275 | 0 | 0 | 43.7579 | 79.751 | 81.4241 | 83.2284 | 0 | 0 | 0 | 0 | 410.4413 | 787.5405 | 943.4895 | 961.8059 | 141.5984 | 151.5027 | 151.5027 | 151.5027 | -0.19283 | -0.63158 | -0.46855 | 12.9955 | 0 | 0 | 0 | 0 | -306.1667 | -446.6547 | -502.6397 | -433.1037 | 0.40997 | 0.23762 | 0.31375 | 0.26988 | -125.5199 | -106.134 | -157.7012 | -116.8881
4 | 28 | 18 | 676.4405 | 683.569 | 688.993 | 797.8931 | 378.8299 | 100.3275 | 0 | 0 | 50.5723 | 93.5916 | 84.9533 | 101.6129 | 0 | 0 | 0 | 0 | 383.4897 | 624.8656 | 759.5108 | 774.4011 | 141.5984 | 151.5027 | 151.5027 | 151.5027 | -0.15214 | -1.4889 | -1.4269 | 4.6111 | 0 | 0 | 0 | 0 | -277.8976 | -285.2295 | -305.547 | -234.2347 | 0.41329 | 0.42469 | 0.41897 | 0.40593 | -114.8516 | -121.1349 | -128.0141 | -95.0825
4 | 28 | 19 | 682.3775 | 690.8119 | 697.5069 | 808.489 | 378.8299 | 100.3275 | 0 | 0 | 55.7775 | 106.6438 | 103.1691 | 110.358 | 0 | 0 | 0 | 0 | 377.9237 | 489.138 | 623.4647 | 642.7529 | 141.5984 | 151.5027 | 151.5027 | 151.5027 | 0.15269 | 3.3839 | 14.4669 | 22.751 | 0 | 0 | 0 | 0 | -271.9046 | -160.184 | -195.0965 | -118.8755 | 0.4157 | 0.42239 | 0.41303 | 0.40197 | -113.0298 | -67.6598 | -80.5801 | -47.7838
4 | 28 | 20 | 701.6133 | 711.9742 | 720.9677 | 837.8715 | 378.8299 | 100.3275 | 0 | 0 | 55.2235 | 110.0592 | 110.3027 | 115.2777 | 0 | 0 | 0 | 0 | 432.2575 | 510.9889 | 655.949 | 681.9581 | 141.5984 | 151.5027 | 151.5027 | 151.5027 | 0.55872 | 4.5315 | 10.168 | 42.9725 | 0 | 0 | 0 | 0 | -306.8547 | -165.4356 | -206.9548 | -153.8395 | 0.42087 | 0.43174 | 0.42154 | 0.40469 | -129.1475 | -71.4257 | -87.2389 | -62.2568
4 | 28 | 21 | 735.9939 | 748.4905 | 760.1725 | 886.1129 | 378.8299 | 100.3275 | 0 | 0 | 56.4528 | 113.7044 | 114.2079 | 118.9864 | 0 | 0 | 0 | 0 | 425.491 | 507.7668 | 634.2948 | 681.6157 | 141.5984 | 151.5027 | 151.5027 | 151.5027 | 0.63811 | 6.3914 | 2.2958 | 16.4187 | 0 | 0 | 0 | 0 | -267.0162 | -131.2022 | -142.1287 | -82.4106 | 0.41808 | 0.42369 | 0.41303 | 0.4036 | -111.6344 | -55.5888 | -58.704 | -33.2613
4 | 28 | 22 | 703 | 716.129 | 728.8114 | 851.1781 | 378.8299 | 100.3275 | 0 | 0 | 57.1063 | 113.2055 | 118.842 | 122.7664 | 0 | 0 | 0 | 0 | 381.1077 | 466.8291 | 576.5159 | 625.2342 | 141.5984 | 151.5027 | 151.5027 | 151.5027 | 0.53286 | 3.3308 | 4.8695 | 20.3937 | 0 | 0 | 0 | 0 | -256.1752 | -119.0666 | -122.9187 | -68.7189 | 0.41431 | 0.4215 | 0.41126 | 0.40084 | -106.1354 | -50.1864 | -50.5513 | -27.5451
4 | 28 | 23 | 650.713 | 663.4151 | 675.8365 | 790.0001 | 378.8299 | 100.3275 | 0 | 0 | 55.8736 | 120.0569 | 120.3406 | 125.197 | 0 | 0 | 0 | 0 | 335.2955 | 421.5136 | 527.2188 | 580.2651 | 0 | 0 | 0 | 0 | 0.32435 | 4.0741 | 16.4795 | 15.2587 | 0 | 0 | 0 | 0 | -119.6104 | 17.443 | 11.7976 | 69.2793 | 0.41263 | 0.42045 | 0.41146 | 0.39726 | -49.3553 | 7.334 | 4.8542 | 27.5219
4 | 28 | 24 | 591.1591 | 600.3763 | 608.9322 | 709.2932 | 378.8299 | 100.3275 | 0 | 0 | 53.872 | 113.0467 | 122.6726 | 120.1228 | 0 | 0 | 0 | 0 | 262.1749 | 346.4393 | 463.2472 | 529.4563 | 0 | 0 | 0 | 0 | 0.38972 | 1.7328 | 6.2472 | 13.2509 | 0 | 0 | 0 | 0 | -104.1075 | 38.83 | 16.7652 | 46.4631 | 0.41183 | 0.4219 | 0.41161 | 0.39624 | -42.8741 | 16.3823 | 6.9007 | 18.4106
4 | 29 | 1 | 540.7047 | 546.0693 | 550.3477 | 637.8706 | 378.8299 | 100.3275 | 0 | 0 | 52.7815 | 118.0158 | 121.9336 | 121.3352 | 0 | 0 | 0 | 0 | 208.9155 | 289.9548 | 409.7958 | 475.7362 | 0 | 0 | 0 | 0 | 0.19031 | 3.4435 | 5.5038 | 12.6882 | 0 | 0 | 0 | 0 | -100.0126 | 34.3278 | 13.1145 | 28.1111 | 0.4113 | 0.42149 | 0.41495 | 0.39673 | -41.1351 | 14.4688 | 5.4419 | 11.1526
4 | 29 | 2 | 507.1621 | 509.3713 | 510.1418 | 588.3668 | 378.8299 | 100.3275 | 0 | 0 | 50.8434 | 122.7317 | 119.3483 | 113.1844 | 0 | 0 | 0 | 0 | 180.7207 | 251.7994 | 358.8844 | 414.0352 | 0 | 0 | 0 | 0 | 0.045839 | 2.1568 | 6.9202 | 4.4279 | 0 | 0 | 0 | 0 | -103.2777 | 32.3559 | 24.9889 | 56.7193 | 0.41115 | 0.42158 | 0.41337 | 0.39654 | -42.4626 | 13.6405 | 10.3296 | 22.4912
4 | 29 | 3 | 487.5455 | 486.9652 | 484.6268 | 556.1988 | 378.8299 | 100.3275 | 0 | 0 | 49.6803 | 112.2233 | 109.8731 | 111.4868 | 0 | 0 | 0 | 0 | 176.1474 | 240.6446 | 320.3634 | 370.9025 | 0 | 0 | 0 | 0 | -0.065515 | 5.905 | 5.9714 | 0.31234 | 0 | 0 | 0 | 0 | -117.0465 | 27.8648 | 48.4189 | 73.4972 | 0.41121 | 0.42135 | 0.41593 | 0.39646 | -48.1302 | 11.7407 | 20.1387 | 29.1389
4 | 29 | 4 | 478.9581 | 475.7134 | 470.3063 | 536.8475 | 378.8299 | 100.3275 | 0 | 0 | 51.541 | 112.8558 | 109.7107 | 110.2749 | 0 | 0 | 0 | 0 | 173.2682 | 232.4092 | 298.1904 | 351.5837 | 0 | 0 | 0 | 0 | 0.14468 | 5.558 | 4.4444 | -0.080094 | 0 | 0 | 0 | 0 | -124.8257 | 24.563 | 57.9609 | 75.0691 | 0.41164 | 0.4221 | 0.41529 | 0.39674 | -51.3829 | 10.3679 | 24.0705 | 29.7826
4 | 29 | 5 | 476.8856 | 470.043 | 460.3321 | 521.1334 | 378.8299 | 100.3275 | 0 | 0 | 54.903 | 105.8915 | 105.1902 | 109.0129 | 0 | 0 | 0 | 0 | 169.9558 | 216.1645 | 276.0146 | 333.5346 | 0 | 0 | 0 | 0 | 0.42902 | 7.9325 | 11.0016 | 2.1596 | 0 | 0 | 0 | 0 | -127.2321 | 39.7271 | 68.1257 | 76.4263 | 0.41274 | 0.42228 | 0.41522 | 0.39874 | -52.5137 | 16.776 | 28.2873 | 30.4746
4 | 29 | 6 | 482.7428 | 473.0645 | 459.9229 | 517.2782 | 378.8299 | 100.3275 | 0 | 0 | 54.8567 | 104.253 | 101.7782 | 105.5 | 0 | 0 | 0 | 0 | 231.2412 | 304.225 | 363.5425 | 418.8312 | 0 | 0 | 0 | 0 | 0.35946 | 7.0299 | 8.6276 | 17.791 | 0 | 0 | 0 | 0 | -182.5444 | -42.7708 | -14.0255 | -24.844 | 0.41319 | 0.42246 | 0.41499 | 0.39779 | -75.4257 | -18.069 | -5.8204 | -9.8828
4 | 29 | 7 | 508.6619 | 496.6697 | 480.6626 | 538.3614 | 378.8299 | 100.3275 | 0 | 0 | 51.1529 | 92.5608 | 85.8814 | 89.1232 | 0 | 0 | 0 | 0 | 282.0664 | 495.7618 | 562.8014 | 598.7294 | 0 | 0 | 0 | 0 | -0.32948 | 0.35395 | -0.96675 | -0.56545 | 0 | 0 | 0 | 0 | -203.0579 | -192.3343 | -167.0534 | -148.9258 | 0.41464 | 0.33736 | 0.33191 | 0.39149 | -84.1964 | -64.8856 | -55.446 | -58.3023
4 | 29 | 8 | 541.3383 | 529.0857 | 512.6437 | 574.7679 | 378.8299 | 100.3275 | 0 | 0 | 44.6596 | 79.4935 | 81.016 | 81.1693 | 0 | 0 | 0 | 0 | 318.1423 | 647.1323 | 724.1798 | 755.8896 | 0 | 0 | 0 | 0 | -0.32629 | -4.0418 | -7.4247 | 19.8047 | 0 | 0 | 0 | 0 | -199.9672 | -293.8258 | -285.1273 | -282.0957 | 0.41395 | 0.28029 | 0.32029 | 0.31141 | -82.7756 | -82.3575 | -91.3229 | -87.8471
4 | 29 | 9 | 585.0898 | 574.1732 | 559.1539 | 629.7113 | 378.8299 | 100.3275 | 0 | 0 | 40.2445 | 77.9855 | 77.8127 | 78.0814 | 0 | 0 | 0 | 0 | 372.6174 | 775.8668 | 885.9759 | 919.8227 | 0 | 0 | 0 | 0 | -0.2609 | -4.6652 | -9.1077 | -40.3656 | 0 | 0 | 0 | 0 | -206.341 | -375.3414 | -395.527 | -327.8272 | 0.39087 | 0 | 0.0068178 | 0 | -80.6527 | 0 | -2.6966 | 0
4 | 29 | 10 | 620.0002 | 610.1512 | 596.3694 | 673.9426 | 378.8299 | 100.3275 | 0 | 0 | 38.0143 | 73.6754 | 76.4973 | 69.7854 | 0 | 0 | 0 | 0 | 439.436 | 884.4706 | 1030.0328 | 1064.2141 | 0 | 0 | 0 | 0 | -0.57256 | -9.837 | -12.9684 | -42.5481 | 0 | 0 | 0 | 0 | -235.7074 | -438.4853 | -497.1923 | -417.5088 | 0.39163 | 0 | 0 | 0 | -92.3092 | 0 | 0 | 0
4 | 29 | 11 | 642.7668 | 634.1258 | 621.748 | 704.6223 | 378.8299 | 100.3275 | 0 | 0 | 38.0515 | 74.9813 | 75.0921 | 71.6265 | 0 | 0 | 0 | 0 | 519.6736 | 989.4271 | 1170.4753 | 1202.4649 | 0 | 0 | 0 | 0 | -0.66153 | -10.3042 | -19.1231 | -43.9302 | 0 | 0 | 0 | 0 | -293.1267 | -520.3059 | -604.6962 | -525.5389 | 0.38888 | 0 | 0 | 0 | -113.9918 | 0 | 0 | 0
4 | 29 | 12 | 654.3148 | 646.725 | 635.5386 | 721.6325 | 378.8299 | 100.3275 | 0 | 0 | 37.4132 | 72.1984 | 75.3573 | 67.9292 | 0 | 0 | 0 | 0 | 598.682 | 1083.2169 | 1292.509 | 1323.7793 | 0 | 0 | 0 | 0 | -0.70991 | -10.6083 | -23.4928 | -43.5696 | 0 | 0 | 0 | 0 | -359.9003 | -598.4095 | -708.8349 | -626.5063 | 0.38632 | 0 | 0 | 0 | -139.0356 | 0 | 0 | 0
4 | 29 | 13 | 662.172 | 656.3765 | 647.1877 | 736.8013 | 378.8299 | 100.3275 | 0 | 0 | 35.793 | 75.0829 | 75.2907 | 67.9298 | 0 | 0 | 0 | 0 | 669.7569 | 1147.5839 | 1387.2924 | 1419.4945 | 0 | 0 | 0 | 0 | -0.66208 | -10.35 | -23.0023 | -46.1859 | 0 | 0 | 0 | 0 | -421.5458 | -656.2678 | -792.393 | -704.4371 | 0.38495 | 0 | 0 | 0 | -162.275 | 0 | 0 | 0
4 | 29 | 14 | 663.0113 | 658.5008 | 650.7719 | 742.2304 | 378.8299 | 100.3275 | 0 | 0 | 36.6334 | 75.4877 | 75.4339 | 67.9292 | 0 | 0 | 0 | 0 | 701.8885 | 1177.0988 | 1411.4971 | 1450.4915 | 0 | 0 | 0 | 0 | -0.63081 | -10.3456 | -21.3842 | -35.9178 | 0 | 0 | 0 | 0 | -453.7097 | -684.0675 | -814.7749 | -740.2724 | 0.38305 | 0 | 0 | 0 | -173.792 | 0 | 0 | 0
4 | 29 | 15 | 658.4499 | 655.3174 | 649.1813 | 741.8318 | 378.8299 | 100.3275 | 0 | 0 | 37.0523 | 75.3719 | 76.4565 | 67.9417 | 0 | 0 | 0 | 0 | 736.9037 | 1194.8186 | 1403.5699 | 1441.7784 | 0 | 0 | 0 | 0 | -0.43103 | -9.8894 | -18.595 | -33.2253 | 0 | 0 | 0 | 0 | -493.905 | -705.3112 | -812.25 | -734.6631 | 0.38528 | 0 | 0 | 0 | -190.2931 | 0 | 0 | 0
4 | 29 | 16 | 659.812 | 659.7863 | 657.1544 | 754.0919 | 378.8299 | 100.3275 | 0 | 0 | 39.7345 | 79.5339 | 79.8176 | 72.5422 | 0 | 0 | 0 | 0 | 739.0475 | 1177.8168 | 1365.5946 | 1390.2767 | 0 | 0 | 0 | 0 | -0.12326 | -5.2803 | -3.0915 | -20.8877 | 0 | 0 | 0 | 0 | -497.6766 | -692.6116 | -785.1663 | -687.8393 | 0.41156 | 0 | 0.007326 | 0 | -204.8219 | 0 | -5.7521 | 0
4 | 29 | 17 | 667.6739 | 671.171 | 672.557 | 775.4816 | 378.8299 | 100.3275 | 0 | 0 | 43.7579 | 79.751 | 81.4241 | 83.2284 | 0 | 0 | 0 | 0 | 698.6805 | 1069.5122 | 1234.8374 | 1252.7074 | 141.5984 | 151.5027 | 151.5027 | 151.5027 | -0.19283 | -0.63158 | -0.46855 | 12.9955 | 0 | 0 | 0 | 0 | -595 | -729.2908 | -794.7386 | -724.9524 | 0.40997 | 0.23762 | 0.31375 | 0.26988 | -243.9335 | -173.2939 | -249.3461 | -195.6536
4 | 29 | 18 | 677.2927 | 684.4053 | 689.808 | 798.8205 | 378.8299 | 100.3275 | 0 | 0 | 50.5723 | 93.5916 | 84.9533 | 101.6129 | 0 | 0 | 0 | 0 | 634.5054 | 849.4731 | 985.07 | 1004.0436 | 141.5984 | 151.5027 | 151.5027 | 151.5027 | -0.15214 | -1.4889 | -1.4269 | 4.6111 | 0 | 0 | 0 | 0 | -528.0611 | -509.0006 | -530.2912 | -462.9499 | 0.41329 | 0.42469 | 0.41897 | 0.40593 | -218.241 | -216.169 | -222.1745 | -187.9244
4 | 29 | 19 | 689.2122 | 697.8059 | 704.6878 | 816.9867 | 378.8299 | 100.3275 | 0 | 0 | 55.7775 | 106.6438 | 103.1691 | 110.358 | 0 | 0 | 0 | 0 | 601.7223 | 689.6697 | 824.7007 | 867.1138 | 141.5984 | 151.5027 | 151.5027 | 151.5027 | 0.15269 | 3.3839 | 14.4669 | 22.751 | 0 | 0 | 0 | 0 | -488.8685 | -353.7217 | -389.1516 | -334.7388 | 0.4157 | 0.42239 | 0.41303 | 0.40197 | -203.2209 | -149.4078 | -160.7301 | -134.5533
4 | 29 | 20 | 721.8522 | 732.7571 | 742.3934 | 863.3006 | 378.8299 | 100.3275 | 0 | 0 | 55.2235 | 110.0592 | 110.3027 | 115.2777 | 0 | 0 | 0 | 0 | 580.8227 | 637.3359 | 767.3802 | 830.2111 | 141.5984 | 151.5027 | 151.5027 | 151.5027 | 0.55872 | 4.5315 | 10.168 | 42.9725 | 0 | 0 | 0 | 0 | -435.181 | -270.9998 | -296.9603 | -276.6634 | 0.42087 | 0.43174 | 0.42154 | 0.40469 | -183.1568 | -117.0023 | -125.1795 | -111.9619
4 | 29 | 21 | 760.5209 | 773.679 | 786.1429 | 916.9384 | 378.8299 | 100.3275 | 0 | 0 | 56.4528 | 113.7044 | 114.2079 | 118.9864 | 0 | 0 | 0 | 0 | 465.5797 | 522.1272 | 624.4641 | 715.8607 | 141.5984 | 151.5027 | 151.5027 | 151.5027 | 0.63811 | 6.3914 | 2.2958 | 16.4187 | 0 | 0 | 0 | 0 | -282.578 | -120.3741 | -106.3277 | -85.8302 | 0.41808 | 0.42369 | 0.41303 | 0.4036 | -118.1405 | -51.0011 | -43.9169 | -34.6414
4 | 29 | 22 | 722.4466 | 736.0887 | 749.3768 | 875.5763 | 378.8299 | 100.3275 | 0 | 0 | 57.1063 | 113.2055 | 118.842 | 122.7664 | 0 | 0 | 0 | 0 | 376.4533 | 432.6697 | 516.0672 | 621.9456 | 141.5984 | 151.5027 | 151.5027 | 151.5027 | 0.53286 | 3.3308 | 4.8695 | 20.3937 | 0 | 0 | 0 | 0 | -232.0741 | -64.9475 | -41.9046 | -41.0321 | 0.41431 | 0.4215 | 0.41126 | 0.40084 | -96.1501 | -27.3753 | -17.2336 | -16.4472
4 | 29 | 23 | 652.0983 | 664.8016 | 677.2221 | 791.6076 | 378.8299 | 100.3275 | 0 | 0 | 55.8736 | 120.0569 | 120.3406 | 125.197 | 0 | 0 | 0 | 0 | 347.7026 | 399.8407 | 485.4481 | 593.0416 | 0 | 0 | 0 | 0 | 0.32435 | 4.0741 | 16.4795 | 15.2587 | 0 | 0 | 0 | 0 | -130.6321 | 40.5024 | 54.954 | 58.1103 | 0.41263 | 0.42045 | 0.41146 | 0.39726 | -53.9033 | 17.0294 | 22.6111 | 23.0849
4 | 29 | 24 | 577.887 | 586.7058 | 594.7883 | 692.4635 | 378.8299 | 100.3275 | 0 | 0 | 53.872 | 113.0467 | 122.6726 | 120.1228 | 0 | 0 | 0 | 0 | 288.6323 | 334.48 | 426.7791 | 550.2127 | 0 | 0 | 0 | 0 | 0.38972 | 1.7328 | 6.2472 | 13.2509 | 0 | 0 | 0 | 0 | -143.837 | 37.1189 | 39.0894 | 8.8771 | 0.41183 | 0.4219 | 0.41161 | 0.39624 | -59.2358 | 15.6603 | 16.0895 | 3.5175
4 | 30 | 1 | 527.7652 | 532.7528 | 536.5839 | 621.5049 | 378.8299 | 100.3275 | 0 | 0 | 52.7815 | 118.0158 | 121.9336 | 121.3352 | 0 | 0 | 0 | 0 | 245.1177 | 279.5112 | 364.1994 | 493.3623 | 0 | 0 | 0 | 0 | 0.19031 | 3.4435 | 5.5038 | 12.6882 | 0 | 0 | 0 | 0 | -149.1543 | 31.4549 | 44.9471 | -5.8807 | 0.4113 | 0.42149 | 0.41495 | 0.39673 | -61.3471 | 13.2579 | 18.6508 | -2.3331
4 | 30 | 2 | 498.8982 | 500.8667 | 501.3515 | 577.915 | 378.8299 | 100.3275 | 0 | 0 | 50.8434 | 122.7317 | 119.3483 | 113.1844 | 0 | 0 | 0 | 0 | 246.7083 | 271.1938 | 351.4004 | 481.2307 | 0 | 0 | 0 | 0 | 0.045839 | 2.1568 | 6.9202 | 4.4279 | 0 | 0 | 0 | 0 | -177.5292 | 4.457 | 23.6827 | -20.9281 | 0.41115 | 0.42158 | 0.41337 | 0.39654 | -72.9911 | 1.8789 | 9.7896 | -8.2987
4 | 30 | 3 | 483.907 | 483.2245 | 480.7653 | 551.6114 | 378.8299 | 100.3275 | 0 | 0 | 49.6803 | 112.2233 | 109.8731 | 111.4868 | 0 | 0 | 0 | 0 | 238.0569 | 255.0029 | 344.7112 | 474.6275 | 0 | 0 | 0 | 0 | -0.065515 | 5.905 | 5.9714 | 0.31234 | 0 | 0 | 0 | 0 | -182.5946 | 9.7659 | 20.2095 | -34.8153 | 0.41121 | 0.42135 | 0.41593 | 0.39646 | -75.084 | 4.1148 | 8.4057 | -13.8029
4 | 30 | 4 | 482.7423 | 479.6155 | 474.3487 | 541.6617 | 378.8299 | 100.3275 | 0 | 0 | 51.541 | 112.8558 | 109.7107 | 110.2749 | 0 | 0 | 0 | 0 | 240.0826 | 251.2239 | 349.9786 | 488.4613 | 0 | 0 | 0 | 0 | 0.14468 | 5.558 | 4.4444 | -0.080094 | 0 | 0 | 0 | 0 | -187.8559 | 9.6504 | 10.215 | -56.9944 | 0.41164 | 0.4221 | 0.41529 | 0.39674 | -77.3284 | 4.0734 | 4.2422 | -22.6117
4 | 30 | 5 | 492.8192 | 486.4649 | 477.3347 | 541.3747 | 378.8299 | 100.3275 | 0 | 0 | 54.903 | 105.8915 | 105.1902 | 109.0129 | 0 | 0 | 0 | 0 | 207.3178 | 218.2009 | 309.114 | 448.7349 | 0 | 0 | 0 | 0 | 0.42902 | 7.9325 | 11.0016 | 2.1596 | 0 | 0 | 0 | 0 | -148.6604 | 54.1125 | 52.0289 | -18.5328 | 0.41274 | 0.42228 | 0.41522 | 0.39874 | -61.358 | 22.8507 | 21.6036 | -7.3899
4 | 30 | 6 | 529.3035 | 521.0182 | 509.5316 | 576.302 | 378.8299 | 100.3275 | 0 | 0 | 54.8567 | 104.253 | 101.7782 | 105.5 | 0 | 0 | 0 | 0 | 193.6625 | 266.0682 | 363.7158 | 494.3705 | 0 | 0 | 0 | 0 | 0.35946 | 7.0299 | 8.6276 | 17.791 | 0 | 0 | 0 | 0 | -98.4052 | 43.3396 | 35.41 | -41.3594 | 0.41319 | 0.42246 | 0.41499 | 0.39779 | -40.6601 | 18.3093 | 14.6948 | -16.4526
4 | 30 | 7 | 608.7144 | 599.642 | 587.0996 | 664.9237 | 378.8299 | 100.3275 | 0 | 0 | 51.1529 | 92.5608 | 85.8814 | 89.1232 | 0 | 0 | 0 | 0 | 207.5799 | 465.1333 | 597.4993 | 687.4296 | 0 | 0 | 0 | 0 | -0.32948 | 0.35395 | -0.96675 | -0.56545 | 0 | 0 | 0 | 0 | -28.5189 | -58.7336 | -95.3143 | -111.0637 | 0.41464 | 0.33736 | 0.33191 | 0.39149 | -11.8251 | -19.8142 | -31.6354 | -43.4799
4 | 30 | 8 | 668.1956 | 659.6069 | 647.5104 | 735.0964 | 378.8299 | 100.3275 | 0 | 0 | 44.6596 | 79.4935 | 81.016 | 81.1693 | 0 | 0 | 0 | 0 | 274.232 | 668.436 | 818.6252 | 906.0598 | 0 | 0 | 0 | 0 | -0.32629 | -4.0418 | -7.4247 | 19.8047 | 0 | 0 | 0 | 0 | -29.1996 | -184.6083 | -244.7061 | -271.9375 | 0.41395 | 0.28029 | 0.32029 | 0.31141 | -12.0871 | -51.7445 | -78.3764 | -84.6837
4 | 30 | 9 | 703.7312 | 696.2393 | 685.2817 | 779.6492 | 378.8299 | 100.3275 | 0 | 0 | 40.2445 | 77.9855 | 77.8127 | 78.0814 | 0 | 0 | 0 | 0 | 327.1856 | 807.3994 | 973.7004 | 1055.8797 | 0 | 0 | 0 | 0 | -0.2609 | -4.6652 | -9.1077 | -40.3656 | 0 | 0 | 0 | 0 | -42.268 | -284.8079 | -357.1237 | -313.9462 | 0.39087 | 0 | 0.0068178 | 0 | -16.5213 | 0 | -2.4348 | 0
4 | 30 | 10 | 735.0518 | 728.5299 | 718.6945 | 819.366 | 378.8299 | 100.3275 | 0 | 0 | 38.0143 | 73.6754 | 76.4973 | 69.7854 | 0 | 0 | 0 | 0 | 370.9859 | 895.4306 | 1061.9413 | 1139.8776 | 0 | 0 | 0 | 0 | -0.57256 | -9.837 | -12.9684 | -42.5481 | 0 | 0 | 0 | 0 | -52.2057 | -331.0666 | -406.7758 | -347.7489 | 0.39163 | 0 | 0 | 0 | -20.4451 | 0 | 0 | 0
4 | 30 | 11 | 760.9044 | 755.6751 | 747.3438 | 853.9292 | 378.8299 | 100.3275 | 0 | 0 | 38.0515 | 74.9813 | 75.0921 | 71.6265 | 0 | 0 | 0 | 0 | 411.4839 | 953.7506 | 1124.8938 | 1196.8449 | 0 | 0 | 0 | 0 | -0.66153 | -10.3042 | -19.1231 | -43.9302 | 0 | 0 | 0 | 0 | -66.7994 | -363.08 | -433.519 | -370.612 | 0.38888 | 0 | 0 | 0 | -25.9771 | 0 | 0 | 0
4 | 30 | 12 | 770.7189 | 766.4888 | 759.2869 | 868.7412 | 378.8299 | 100.3275 | 0 | 0 | 37.4132 | 72.1984 | 75.3573 | 67.9292 | 0 | 0 | 0 | 0 | 444.7075 | 991.861 | 1174.1664 | 1236.546 | 0 | 0 | 0 | 0 | -0.70991 | -10.6083 | -23.4928 | -43.5696 | 0 | 0 | 0 | 0 | -89.5217 | -387.2899 | -466.744 | -392.1644 | 0.38632 | 0 | 0 | 0 | -34.5837 | 0 | 0 | 0
4 | 30 | 13 | 777.92 | 775.468 | 770.2447 | 883.091 | 378.8299 | 100.3275 | 0 | 0 | 35.793 | 75.0829 | 75.2907 | 67.9298 | 0 | 0 | 0 | 0 | 473.108 | 1010.0394 | 1204.2245 | 1271.7777 | 0 | 0 | 0 | 0 | -0.66208 | -10.35 | -23.0023 | -46.1859 | 0 | 0 | 0 | 0 | -109.1489 | -399.6318 | -486.2681 | -410.4305 | 0.38495 | 0 | 0 | 0 | -42.0171 | 0 | 0 | 0
4 | 30 | 14 | 783.07 | 782.0193 | 778.3932 | 893.9378 | 378.8299 | 100.3275 | 0 | 0 | 36.6334 | 75.4877 | 75.4339 | 67.9292 | 0 | 0 | 0 | 0 | 461.0638 | 981.1095 | 1190.5708 | 1248.6677 | 0 | 0 | 0 | 0 | -0.63081 | -10.3456 | -21.3842 | -35.9178 | 0 | 0 | 0 | 0 | -92.8263 | -364.5598 | -466.2272 | -386.7413 | 0.38305 | 0 | 0 | 0 | -35.5568 | 0 | 0 | 0
4 | 30 | 15 | 776.7991 | 777.0698 | 774.969 | 891.352 | 378.8299 | 100.3275 | 0 | 0 | 37.0523 | 75.3719 | 76.4565 | 67.9417 | 0 | 0 | 0 | 0 | 450.4439 | 927.8166 | 1128.4382 | 1178.6288 | 0 | 0 | 0 | 0 | -0.43103 | -9.8894 | -18.595 | -33.2253 | 0 | 0 | 0 | 0 | -89.0961 | -316.5568 | -411.3306 | -321.9933 | 0.38528 | 0 | 0 | 0 | -34.3272 | 0 | 0 | 0
4 | 30 | 16 | 775.0975 | 778.3785 | 779.6671 | 899.7106 | 378.8299 | 100.3275 | 0 | 0 | 39.7345 | 79.5339 | 79.8176 | 72.5422 | 0 | 0 | 0 | 0 | 426.0088 | 834.7958 | 1024.1993 | 1089.5215 | 0 | 0 | 0 | 0 | -0.12326 | -5.2803 | -3.0915 | -20.8877 | 0 | 0 | 0 | 0 | -69.3524 | -230.9983 | -321.2583 | -241.4654 | 0.41156 | 0 | 0.007326 | 0 | -28.5424 | 0 | -2.3535 | 0
4 | 30 | 17 | 771.322 | 777.7849 | 782.6868 | 906.3746 | 378.8299 | 100.3275 | 0 | 0 | 43.7579 | 79.751 | 81.4241 | 83.2284 | 0 | 0 | 0 | 0 | 389.3572 | 739.1697 | 929.9927 | 993.7324 | 141.5984 | 151.5027 | 151.5027 | 151.5027 | -0.19283 | -0.63158 | -0.46855 | 12.9955 | 0 | 0 | 0 | 0 | -182.0285 | -292.3344 | -379.7642 | -335.0844 | 0.40997 | 0.23762 | 0.31375 | 0.26988 | -74.6267 | -69.4644 | -119.1495 | -90.4342
4 | 30 | 18 | 762.6078 | 772.1541 | 780.4416 | 906.534 | 378.8299 | 100.3275 | 0 | 0 | 50.5723 | 93.5916 | 84.9533 | 101.6129 | 0 | 0 | 0 | 0 | 346.9109 | 584.5618 | 769.6284 | 840.8885 | 141.5984 | 151.5027 | 151.5027 | 151.5027 | -0.15214 | -1.4889 | -1.4269 | 4.6111 | 0 | 0 | 0 | 0 | -155.1515 | -156.3405 | -224.216 | -192.0813 | 0.41329 | 0.42469 | 0.41897 | 0.40593 | -64.1222 | -66.3967 | -93.9391 | -77.9712
4 | 30 | 19 | 751.6304 | 762.019 | 771.0292 | 895.8447 | 378.8299 | 100.3275 | 0 | 0 | 55.7775 | 106.6438 | 103.1691 | 110.358 | 0 | 0 | 0 | 0 | 371.2848 | 477.7511 | 635.8548 | 694.9905 | 141.5984 | 151.5027 | 151.5027 | 151.5027 | 0.15269 | 3.3839 | 14.4669 | 22.751 | 0 | 0 | 0 | 0 | -196.0128 | -77.59 | -133.9643 | -83.7575 | 0.4157 | 0.42239 | 0.41303 | 0.40197 | -81.4818 | -32.7731 | -55.3309 | -33.6676
4 | 30 | 20 | 771.5037 | 783.8423 | 795.1791 | 926.0516 | 378.8299 | 100.3275 | 0 | 0 | 55.2235 | 110.0592 | 110.3027 | 115.2777 | 0 | 0 | 0 | 0 | 439.9096 | 501.6932 | 626.8702 | 678.4935 | 141.5984 | 151.5027 | 151.5027 | 151.5027 | 0.55872 | 4.5315 | 10.168 | 42.9725 | 0 | 0 | 0 | 0 | -244.6165 | -84.2719 | -103.6646 | -62.1948 | 0.42087 | 0.43174 | 0.42154 | 0.40469 | -102.953 | -36.3838 | -43.6984 | -25.1694
4 | 30 | 21 | 806.4317 | 820.9083 | 834.9354 | 974.9348 | 378.8299 | 100.3275 | 0 | 0 | 56.4528 | 113.7044 | 114.2079 | 118.9864 | 0 | 0 | 0 | 0 | 487.3996 | 547.1092 | 682.0407 | 761.3415 | 141.5984 | 151.5027 | 151.5027 | 151.5027 | 0.63811 | 6.3914 | 2.2958 | 16.4187 | 0 | 0 | 0 | 0 | -258.4871 | -98.1268 | -115.1117 | -73.3145 | 0.41808 | 0.42369 | 0.41303 | 0.4036 | -108.0686 | -41.5752 | -47.545 | -29.5901
4 | 30 | 22 | 753.7267 | 768.266 | 782.6178 | 915.0867 | 378.8299 | 100.3275 | 0 | 0 | 57.1063 | 113.2055 | 118.842 | 122.7664 | 0 | 0 | 0 | 0 | 479.4275 | 532.52 | 656.5103 | 751.3913 | 141.5984 | 151.5027 | 151.5027 | 151.5027 | 0.53286 | 3.3308 | 4.8695 | 20.3937 | 0 | 0 | 0 | 0 | -303.7682 | -132.6205 | -149.1067 | -130.9674 | 0.41431 | 0.4215 | 0.41126 | 0.40084 | -125.8536 | -55.8993 | -61.3213 | -52.4967
4 | 30 | 23 | 671.5967 | 684.8689 | 697.9646 | 816.272 | 378.8299 | 100.3275 | 0 | 0 | 55.8736 | 120.0569 | 120.3406 | 125.197 | 0 | 0 | 0 | 0 | 440.7461 | 483.4582 | 591.0519 | 693.587 | 0 | 0 | 0 | 0 | 0.32435 | 4.0741 | 16.4795 | 15.2587 | 0 | 0 | 0 | 0 | -204.1773 | -23.0478 | -29.9073 | -17.7706 | 0.41263 | 0.42045 | 0.41146 | 0.39726 | -84.2505 | -9.6905 | -12.3055 | -7.0596
4 | 30 | 24 | 594.1586 | 603.4462 | 612.0847 | 713.0242 | 378.8299 | 100.3275 | 0 | 0 | 53.872 | 113.0467 | 122.6726 | 120.1228 | 0 | 0 | 0 | 0 | 406.9064 | 439.0983 | 551.9714 | 634.4687 | 0 | 0 | 0 | 0 | 0.38972 | 1.7328 | 6.2472 | 13.2509 | 0 | 0 | 0 | 0 | -245.8395 | -50.759 | -68.8065 | -54.8183 | 0.41183 | 0.4219 | 0.41161 | 0.39624 | -101.243 | -21.4151 | -28.3213 | -21.7212
5 | 1 | 1 | 521.5213 | 525.4865 | 528.049 | 610.3132 | 378.8299 | 100.3275 | 0 | 0 | 42.5733 | 121.1496 | 114.1415 | 113.4611 | 0 | 0 | 0 | 0 | 360.5012 | 383.7508 | 506.5256 | 588.8238 | 0 | 0 | 0 | 0 | -0.020238 | 3.6183 | 10.2521 | 14.0255 | 0 | 0 | 0 | 0 | -260.3629 | -83.3597 | -102.8701 | -105.9972 | 0.39346 | 0.40712 | 0.39915 | 0.37525 | -102.4424 | -33.9375 | -41.0603 | -39.7756
5 | 1 | 2 | 492.5455 | 493.4187 | 492.5404 | 566.2993 | 378.8299 | 100.3275 | 0 | 0 | 43.0921 | 121.2122 | 119.4758 | 111.6037 | 0 | 0 | 0 | 0 | 303.0776 | 321.2097 | 451.383 | 539.5266 | 0 | 0 | 0 | 0 | -0.18755 | 3.8748 | 6.5564 | 0.50268 | 0 | 0 | 0 | 0 | -232.2666 | -53.2055 | -84.8748 | -85.3337 | 0.39324 | 0.40518 | 0.39871 | 0.37205 | -91.3366 | -21.558 | -33.84 | -31.7481
5 | 1 | 3 | 476.8958 | 475.1456 | 471.3523 | 539.3209 | 378.8299 | 100.3275 | 0 | 0 | 41.7133 | 107.4109 | 112.6329 | 110.1089 | 0 | 0 | 0 | 0 | 262.3718 | 279.0439 | 401.6059 | 503.587 | 0 | 0 | 0 | 0 | -0.21706 | 8.8663 | 8.7443 | 4.6116 | 0 | 0 | 0 | 0 | -205.8022 | -20.503 | -51.6307 | -78.9867 | 0.40479 | 0.40648 | 0.39859 | 0.37175 | -83.3071 | -8.334 | -20.5797 | -29.3632
5 | 1 | 4 | 470.6997 | 466.1337 | 459.0771 | 522.1257 | 378.8299 | 100.3275 | 0 | 0 | 43.1812 | 110.3716 | 108.294 | 110.2082 | 0 | 0 | 0 | 0 | 289.0187 | 298.0019 | 400.3192 | 507.643 | 0 | 0 | 0 | 0 | -0.2536 | 8.1347 | 8.5448 | 3.5176 | 0 | 0 | 0 | 0 | -240.0765 | -50.702 | -58.0809 | -99.2432 | 0.39239 | 0.40724 | 0.39885 | 0.37249 | -94.2042 | -20.6478 | -23.1653 | -36.9671
5 | 1 | 5 | 471.7664 | 464.9186 | 455.1975 | 515.1614 | 378.8299 | 100.3275 | 0 | 0 | 46.1388 | 114.7092 | 113.7807 | 106.5526 | 0 | 0 | 0 | 0 | 303.1275 | 308.7476 | 409.4966 | 487.2326 | 0 | 0 | 0 | 0 | -0.20277 | 10.1809 | 15.0225 | -7.0269 | 0 | 0 | 0 | 0 | -256.1271 | -69.0466 | -83.1022 | -71.5968 | 0.39799 | 0.40903 | 0.40099 | 0.37782 | -101.9369 | -28.242 | -33.3232 | -27.0511
5 | 1 | 6 | 503.6606 | 494.0073 | 480.8478 | 541.3986 | 378.8299 | 100.3275 | 0 | 0 | 52.3482 | 104.7844 | 102.3239 | 89.5325 | 0 | 0 | 0 | 0 | 297.082 | 342.7124 | 454.067 | 510.4693 | 0 | 0 | 0 | 0 | -0.08469 | -1.7433 | -0.041129 | -6.8127 | 0 | 0 | 0 | 0 | -224.5148 | -52.0737 | -75.502 | -51.7905 | 0.39817 | 0.40695 | 0.39923 | 0.37497 | -89.3945 | -21.1914 | -30.1428 | -19.4198
5 | 1 | 7 | 569.9436 | 559.6337 | 545.6119 | 615.4407 | 378.8299 | 100.3275 | 0 | 0 | 47.6811 | 84.3854 | 89.0332 | 81.3229 | 0 | 0 | 0 | 0 | 245.0321 | 443.3091 | 566.9327 | 613.6468 | 0 | 0 | 0 | 0 | -0.0050701 | -2.4806 | -0.86168 | -0.11507 | 0 | 0 | 0 | 0 | -101.5944 | -65.9078 | -109.4924 | -79.4139 | 0.39621 | 0.33259 | 0.32125 | 0.38231 | -40.2525 | -21.9203 | -35.174 | -30.3611
5 | 1 | 8 | 629.7671 | 619.3675 | 605.0772 | 683.7801 | 378.8299 | 100.3275 | 0 | 0 | 44.9886 | 82.7185 | 80.6644 | 83.1205 | 0 | 0 | 0 | 0 | 273.9313 | 580.2663 | 706.6026 | 758.7803 | 0 | 0 | 0 | 0 | -0.15686 | -3.0389 | -3.7065 | -1.3191 | 0 | 0 | 0 | 0 | -67.8258 | -140.9059 | -178.4834 | -156.8015 | 0.38794 | 0.32023 | 0.31429 | 0.32105 | -26.312 | -45.123 | -56.0949 | -50.3412
5 | 1 | 9 | 661.7879 | 652.67 | 639.7638 | 725.038 | 378.8299 | 100.3275 | 0 | 0 | 44.2317 | 78.3755 | 77.8445 | 82.1481 | 0 | 0 | 0 | 0 | 324.9569 | 697.3123 | 834.3343 | 903.392 | 0 | 0 | 0 | 0 | 0.034691 | -9.5907 | -6.2198 | -13.9873 | 0 | 0 | 0 | 0 | -86.2652 | -213.7545 | -266.1953 | -246.5148 | 0.39364 | 0.24286 | 0.23968 | 0 | -33.9575 | -51.9127 | -63.8004 | 0
5 | 1 | 10 | 691.9684 | 683.7106 | 671.7849 | 762.9901 | 378.8299 | 100.3275 | 0 | 0 | 43.3602 | 75.401 | 80.2986 | 79.0574 | 0 | 0 | 0 | 0 | 410.397 | 805.5175 | 942.9157 | 1024.2864 | 0 | 0 | 0 | 0 | -0.2016 | -11.4667 | -29.8685 | -43.0159 | 0 | 0 | 0 | 0 | -140.417 | -286.0687 | -321.561 | -297.3378 | 0.31441 | 0.24286 | 0.24286 | 0 | -44.149 | -69.4751 | -78.0947 | 0
5 | 1 | 11 | 721.4298 | 714.8266 | 704.8476 | 803.111 | 378.8299 | 100.3275 | 0 | 0 | 46.5387 | 75.8002 | 75.5005 | 76.1489 | 0 | 0 | 0 | 0 | 454.9057 | 838.3022 | 985.2018 | 1081.2209 | 0 | 0 | 0 | 0 | -0.39471 | -11.9055 | -23.8123 | -46.3766 | 0 | 0 | 0 | 0 | -158.4497 | -287.6978 | -332.0424 | -307.8822 | 0.31687 | 0.24286 | 0.24286 | 0 | -50.2077 | -69.8707 | -80.6402 | 0
5 | 1 | 12 | 735.0124 | 729.4951 | 720.7453 | 822.5936 | 378.8299 | 100.3275 | 0 | 0 | 42.9242 | 73.2668 | 73.5249 | 75.7314 | 0 | 0 | 0 | 0 | 448.4437 | 854.4956 | 1027.297 | 1134.4758 | 0 | 0 | 0 | 0 | -0.068077 | -9.7855 | -23.8164 | -47.4036 | 0 | 0 | 0 | 0 | -135.1174 | -288.8093 | -356.2602 | -340.21 | 0.30984 | 0.24286 | 0.24286 | 0 | -41.8644 | -70.1407 | -86.5218 | 0
5 | 1 | 13 | 747.6811 | 744.3268 | 738.0232 | 844.7288 | 378.8299 | 100.3275 | 0 | 0 | 41.4226 | 75.9255 | 75.8011 | 75.4661 | 0 | 0 | 0 | 0 | 456.7896 | 820.1714 | 987.6065 | 1109.0041 | 0 | 0 | 0 | 0 | -0.068077 | -8.4438 | -22.4356 | -43.1689 | 0 | 0 | 0 | 0 | -129.2929 | -243.6538 | -302.9488 | -296.5725 | 0.31489 | 0.24286 | 0.24286 | 0 | -40.7131 | -59.1741 | -73.5745 | 0
5 | 1 | 14 | 760.0431 | 758.3984 | 754.0497 | 865.0282 | 378.8299 | 100.3275 | 0 | 0 | 43.57 | 76.7095 | 77.092 | 77.3168 | 0 | 0 | 0 | 0 | 447.5162 | 801.1444 | 964.2718 | 1092.3971 | 0 | 0 | 0 | 0 | -0.22898 | -5.8252 | -10.0792 | -25.1387 | 0 | 0 | 0 | 0 | -109.6441 | -213.9578 | -277.2348 | -279.5469 | 0.31699 | 0.24286 | 0.24286 | 0 | -34.7558 | -51.9621 | -67.3296 | 0
5 | 1 | 15 | 766.8656 | 766.7016 | 764.054 | 878.142 | 378.8299 | 100.3275 | 0 | 0 | 49.559 | 76.9135 | 78.0963 | 79.9828 | 0 | 0 | 0 | 0 | 455.8849 | 805.7945 | 963.113 | 1092.6231 | 0 | 0 | 0 | 0 | -0.28023 | -2.4994 | -5.1794 | -10.3031 | 0 | 0 | 0 | 0 | -117.1279 | -213.8346 | -271.9758 | -284.1608 | 0.31618 | 0.24027 | 0.2402 | 0.19462 | -37.0334 | -51.3782 | -65.3277 | -55.3033
5 | 1 | 16 | 767.2211 | 770.2294 | 771.1842 | 889.5569 | 378.8299 | 100.3275 | 0 | 0 | 47.5441 | 78.8753 | 82.7231 | 87.4909 | 0 | 0 | 0 | 0 | 462.1417 | 830.9998 | 1016.8269 | 1160.7958 | 0 | 0 | 0 | 0 | -0.068077 | -2.5767 | -1.1152 | -5.6457 | 0 | 0 | 0 | 0 | -121.2266 | -237.3964 | -327.2506 | -353.0841 | 0.32103 | 0.24715 | 0.22975 | 0.24005 | -38.9168 | -58.6733 | -75.1855 | -84.7573
5 | 1 | 17 | 772.1729 | 778.4476 | 783.1208 | 906.6569 | 378.8299 | 100.3275 | 0 | 0 | 47.4816 | 80.9202 | 85.1943 | 83.4467 | 0 | 0 | 0 | 0 | 425.3 | 764.8859 | 944.6796 | 1103.6192 | 141.5984 | 151.5027 | 151.5027 | 151.5027 | -0.15904 | -0.48919 | -1.6487 | -4.2391 | 0 | 0 | 0 | 0 | -220.878 | -318.6996 | -396.6072 | -427.6726 | 0.39785 | 0.24634 | 0.32048 | 0.23372 | -87.8767 | -78.5094 | -127.1066 | -99.9573
5 | 1 | 18 | 768.4985 | 777.813 | 785.8354 | 912.5513 | 378.8299 | 100.3275 | 0 | 0 | 52.2842 | 88.8439 | 83.5552 | 88.4814 | 0 | 0 | 0 | 0 | 325.1568 | 571.507 | 746.3749 | 906.233 | 141.5984 | 151.5027 | 151.5027 | 151.5027 | -0.067616 | -1.7127 | -4.1648 | 2.3278 | 0 | 0 | 0 | 0 | -129.3031 | -132.6553 | -191.4326 | -235.9936 | 0.40002 | 0.33194 | 0.39565 | 0.38633 | -51.724 | -44.0341 | -75.7401 | -91.1712
5 | 1 | 19 | 752.0007 | 762.3627 | 771.3942 | 896.3816 | 378.8299 | 100.3275 | 0 | 0 | 58.7027 | 108.6673 | 103.9357 | 107.6372 | 0 | 0 | 0 | 0 | 270.05 | 398.5659 | 554.5386 | 684.4536 | 141.5984 | 151.5027 | 151.5027 | 151.5027 | -0.0079506 | -2.0526 | 1.6241 | 26.8535 | 0 | 0 | 0 | 0 | -97.1722 | 5.3519 | -40.2069 | -74.0653 | 0.40291 | 0.40667 | 0.40013 | 0.39254 | -39.1521 | 2.1765 | -16.0882 | -29.0732
5 | 1 | 20 | 750.0253 | 761.0136 | 770.7568 | 896.263 | 378.8299 | 100.3275 | 0 | 0 | 59.6931 | 116.8492 | 115.8627 | 115.2731 | 0 | 0 | 0 | 0 | 277.0981 | 379.9956 | 528.9098 | 616.6755 | 141.5984 | 151.5027 | 151.5027 | 151.5027 | 0.39438 | 3.3703 | 1.4917 | 17.279 | 0 | 0 | 0 | 0 | -107.5886 | 8.9682 | -27.0101 | -4.4674 | 0.40427 | 0.42028 | 0.41111 | 0.39531 | -43.4951 | 3.7692 | -11.1042 | -1.766
5 | 1 | 21 | 778.2492 | 790.9505 | 802.8531 | 935.7205 | 378.8299 | 100.3275 | 0 | 0 | 59.2887 | 119.4279 | 119.1081 | 118.4825 | 0 | 0 | 0 | 0 | 277.5663 | 374.6061 | 517.0323 | 586.5177 | 141.5984 | 151.5027 | 151.5027 | 151.5027 | 0.55064 | 2.446 | 10.4374 | 34.2222 | 0 | 0 | 0 | 0 | -79.5847 | 42.6403 | 4.7726 | 44.9954 | 0.40188 | 0.40772 | 0.40034 | 0.39234 | -31.9835 | 17.3851 | 1.9106 | 17.6533
5 | 1 | 22 | 741.0756 | 754.562 | 767.6418 | 896.4906 | 378.8299 | 100.3275 | 0 | 0 | 57.8762 | 118.1299 | 117.1825 | 121.077 | 0 | 0 | 0 | 0 | 267.9277 | 359.7236 | 493.5384 | 565.9485 | 141.5984 | 151.5027 | 151.5027 | 151.5027 | 0.33042 | 1.4215 | 6.4459 | 11.3877 | 0 | 0 | 0 | 0 | -105.4869 | 23.4568 | -1.0278 | 46.5746 | 0.39659 | 0.40366 | 0.39544 | 0.38685 | -41.835 | 9.4685 | -0.40642 | 18.0173
5 | 1 | 23 | 657.0703 | 669.0047 | 680.4708 | 794.3857 | 378.8299 | 100.3275 | 0 | 0 | 48.6124 | 116.0697 | 118.8138 | 125.1093 | 0 | 0 | 0 | 0 | 318.779 | 401.6853 | 530.2744 | 613.3205 | 0 | 0 | 0 | 0 | 0.03126 | 4.3011 | 6.0328 | 39.0203 | 0 | 0 | 0 | 0 | -89.1823 | 46.6211 | 25.35 | 16.9356 | 0.39616 | 0.40557 | 0.39781 | 0.38169 | -35.3301 | 18.908 | 10.0843 | 6.4642
5 | 1 | 24 | 575.6744 | 583.4624 | 590.2623 | 685.8944 | 378.8299 | 100.3275 | 0 | 0 | 46.6811 | 114.6293 | 116.6666 | 122.7856 | 0 | 0 | 0 | 0 | 247.2687 | 332.3695 | 459.105 | 553.2693 | 0 | 0 | 0 | 0 | 0.069962 | 6.5012 | 13.7522 | 8.6086 | 0 | 0 | 0 | 0 | -97.1752 | 29.6349 | 0.73854 | 1.2309 | 0.39155 | 0.40913 | 0.40018 | 0.37917 | -38.0488 | 12.1246 | 0.29555 | 0.46673
5 | 2 | 1 | 525.903 | 529.9962 | 532.7105 | 615.8561 | 378.8299 | 100.3275 | 0 | 0 | 42.5733 | 121.1496 | 114.1415 | 113.4611 | 0 | 0 | 0 | 0 | 292.7091 | 370.1532 | 519.294 | 624.2335 | 0 | 0 | 0 | 0 | -0.020238 | 3.6183 | 10.2521 | 14.0255 | 0 | 0 | 0 | 0 | -188.1891 | -65.2525 | -110.9771 | -135.864 | 0.39346 | 0.40712 | 0.39915 | 0.37525 | -74.0449 | -26.5657 | -44.2962 | -50.9832
5 | 2 | 2 | 496.5716 | 497.562 | 496.8228 | 571.3911 | 378.8299 | 100.3275 | 0 | 0 | 43.0921 | 121.2122 | 119.4758 | 111.6037 | 0 | 0 | 0 | 0 | 354.6083 | 424.1203 | 588.6231 | 697.7616 | 0 | 0 | 0 | 0 | -0.18755 | 3.8748 | 6.5564 | 0.50268 | 0 | 0 | 0 | 0 | -279.7712 | -151.9727 | -217.8325 | -238.4768 | 0.39324 | 0.40518 | 0.39871 | 0.37205 | -110.0174 | -61.5769 | -86.851 | -88.7243
5 | 2 | 3 | 478.7094 | 477.0137 | 473.2853 | 541.6211 | 378.8299 | 100.3275 | 0 | 0 | 41.7133 | 107.4109 | 112.6329 | 110.1089 | 0 | 0 | 0 | 0 | 277.4213 | 350.1733 | 513.0181 | 623.3892 | 0 | 0 | 0 | 0 | -0.21706 | 8.8663 | 8.7443 | 4.6116 | 0 | 0 | 0 | 0 | -219.0381 | -89.7642 | -161.11 | -196.4887 | 0.40479 | 0.40648 | 0.39859 | 0.37175 | -88.6649 | -36.4873 | -64.2173 | -73.0445
5 | 2 | 4 | 472.7138 | 468.2094 | 461.2261 | 524.6838 | 378.8299 | 100.3275 | 0 | 0 | 43.1812 | 110.3716 | 108.294 | 110.2082 | 0 | 0 | 0 | 0 | 259.0879 | 329.5856 | 475.4383 | 588.1147 | 0 | 0 | 0 | 0 | -0.2536 | 8.1347 | 8.5448 | 3.5176 | 0 | 0 | 0 | 0 | -208.1316 | -80.2099 | -131.051 | -177.1568 | 0.39239 | 0.40724 | 0.39885 | 0.37249 | -81.6693 | -32.6646 | -52.2691 | -65.9892
5 | 2 | 5 | 475.3128 | 468.5719 | 458.9778 | 519.6599 | 378.8299 | 100.3275 | 0 | 0 | 46.1388 | 114.7092 | 113.7807 | 106.5526 | 0 | 0 | 0 | 0 | 302.3025 | 367.8773 | 503.1802 | 608.0479 | 0 | 0 | 0 | 0 | -0.20277 | 10.1809 | 15.0225 | -7.0269 | 0 | 0 | 0 | 0 | -251.7557 | -124.523 | -173.0055 | -187.9137 | 0.39799 | 0.40903 | 0.40099 | 0.37782 | -100.1971 | -50.9334 | -69.3737 | -70.9985
5 | 2 | 6 | 506.3485 | 496.7745 | 483.7091 | 544.8018 | 378.8299 | 100.3275 | 0 | 0 | 52.3482 | 104.7844 | 102.3239 | 89.5325 | 0 | 0 | 0 | 0 | 311.2306 | 430.1656 | 564.5333 | 643.8872 | 0 | 0 | 0 | 0 | -0.08469 | -1.7433 | -0.041129 | -6.8127 | 0 | 0 | 0 | 0 | -235.9756 | -136.7596 | -183.107 | -181.8052 | 0.39817 | 0.40695 | 0.39923 | 0.37497 | -93.9578 | -55.6544 | -73.102 | -68.1713
5 | 2 | 7 | 571.4082 | 561.1412 | 547.1702 | 617.2938 | 378.8299 | 100.3275 | 0 | 0 | 47.6811 | 84.3854 | 89.0332 | 81.3229 | 0 | 0 | 0 | 0 | 276.6365 | 519.7901 | 635.3808 | 695.7129 | 0 | 0 | 0 | 0 | -0.0050701 | -2.4806 | -0.86168 | -0.11507 | 0 | 0 | 0 | 0 | -131.7343 | -140.8813 | -176.3822 | -159.6269 | 0.39621 | 0.33259 | 0.32125 | 0.38231 | -52.1942 | -46.8558 | -56.662 | -61.0277
5 | 2 | 8 | 632.2577 | 621.9311 | 607.7275 | 686.932 | 378.8299 | 100.3275 | 0 | 0 | 44.9886 | 82.7185 | 80.6644 | 83.1205 | 0 | 0 | 0 | 0 | 377.8824 | 729.311 | 854.3298 | 926.5462 | 0 | 0 | 0 | 0 | -0.15686 | -3.0389 | -3.7065 | -1.3191 | 0 | 0 | 0 | 0 | -169.2864 | -287.387 | -323.5602 | -321.4156 | 0.38794 | 0.32023 | 0.31429 | 0.32105 | -65.6722 | -92.0314 | -101.6905 | -103.1906
5 | 2 | 9 | 659.9569 | 650.7974 | 637.8426 | 722.7657 | 378.8299 | 100.3275 | 0 | 0 | 44.2317 | 78.3755 | 77.8445 | 82.1481 | 0 | 0 | 0 | 0 | 551.9008 | 977.6849 | 1122.357 | 1213.2415 | 0 | 0 | 0 | 0 | 0.034691 | -9.5907 | -6.2198 | -13.9873 | 0 | 0 | 0 | 0 | -315.0402 | -495.9997 | -556.1391 | -558.6366 | 0.39364 | 0.24286 | 0.23968 | 0 | -124.0126 | -120.4592 | -133.2927 | 0
5 | 2 | 10 | 688.7739 | 680.4361 | 668.4163 | 758.9982 | 378.8299 | 100.3275 | 0 | 0 | 43.3602 | 75.401 | 80.2986 | 79.0574 | 0 | 0 | 0 | 0 | 670.6929 | 1110.1558 | 1255.2895 | 1363.3952 | 0 | 0 | 0 | 0 | -0.2016 | -11.4667 | -29.8685 | -43.0159 | 0 | 0 | 0 | 0 | -403.9075 | -593.9815 | -637.3033 | -640.4385 | 0.31441 | 0.24286 | 0.24286 | 0 | -126.9938 | -144.2552 | -154.7762 | 0
5 | 2 | 11 | 713.9854 | 707.1768 | 696.9548 | 793.7379 | 378.8299 | 100.3275 | 0 | 0 | 46.5387 | 75.8002 | 75.5005 | 76.1489 | 0 | 0 | 0 | 0 | 723.9446 | 1174.7504 | 1343.9961 | 1460.7642 | 0 | 0 | 0 | 0 | -0.39471 | -11.9055 | -23.8123 | -46.3766 | 0 | 0 | 0 | 0 | -434.933 | -631.7958 | -698.7295 | -696.7986 | 0.31687 | 0.24286 | 0.24286 | 0 | -137.8164 | -153.4389 | -169.6942 | 0
5 | 2 | 12 | 728.8915 | 723.1977 | 714.2386 | 814.8589 | 378.8299 | 100.3275 | 0 | 0 | 42.9242 | 73.2668 | 73.5249 | 75.7314 | 0 | 0 | 0 | 0 | 732.4785 | 1201.8777 | 1405.9 | 1535.8898 | 0 | 0 | 0 | 0 | -0.068077 | -9.7855 | -23.8164 | -47.4036 | 0 | 0 | 0 | 0 | -425.2731 | -642.4888 | -741.3699 | -749.3587 | 0.30984 | 0.24286 | 0.24286 | 0 | -131.7655 | -156.0358 | -180.0499 | 0
5 | 2 | 13 | 739.1182 | 735.504 | 728.8916 | 833.8604 | 378.8299 | 100.3275 | 0 | 0 | 41.4226 | 75.9255 | 75.8011 | 75.4661 | 0 | 0 | 0 | 0 | 725.5116 | 1175.8806 | 1385.8058 | 1533.8189 | 0 | 0 | 0 | 0 | -0.068077 | -8.4438 | -22.4356 | -43.1689 | 0 | 0 | 0 | 0 | -406.5778 | -608.1858 | -710.2797 | -732.2557 | 0.31489 | 0.24286 | 0.24286 | 0 | -128.0276 | -147.7049 | -172.4993 | 0
5 | 2 | 14 | 749.7774 | 747.822 | 743.1039 | 852.0014 | 378.8299 | 100.3275 | 0 | 0 | 43.57 | 76.7095 | 77.092 | 77.3168 | 0 | 0 | 0 | 0 | 749.1697 | 1204.6227 | 1420.3334 | 1574.1167 | 0 | 0 | 0 | 0 | -0.22898 | -5.8252 | -10.0792 | -25.1387 | 0 | 0 | 0 | 0 | -421.5632 | -628.0125 | -744.2422 | -774.2934 | 0.31699 | 0.24286 | 0.24286 | 0 | -133.6304 | -152.5201 | -180.7475 | 0
5 | 2 | 15 | 760.0797 | 759.7089 | 756.8156 | 869.5261 | 378.8299 | 100.3275 | 0 | 0 | 49.559 | 76.9135 | 78.0963 | 79.9828 | 0 | 0 | 0 | 0 | 779.8191 | 1191.5804 | 1401.1503 | 1565.6751 | 0 | 0 | 0 | 0 | -0.28023 | -2.4994 | -5.1794 | -10.3031 | 0 | 0 | 0 | 0 | -447.8481 | -606.6131 | -717.2515 | -765.8287 | 0.31618 | 0.24027 | 0.2402 | 0.19462 | -141.6002 | -145.7512 | -172.2814 | -149.0455
5 | 2 | 16 | 763.893 | 766.7963 | 767.6261 | 885.318 | 378.8299 | 100.3275 | 0 | 0 | 47.5441 | 78.8753 | 82.7231 | 87.4909 | 0 | 0 | 0 | 0 | 805.4163 | 1187.3497 | 1411.3592 | 1597.7229 | 0 | 0 | 0 | 0 | -0.068077 | -2.5767 | -1.1152 | -5.6457 | 0 | 0 | 0 | 0 | -467.8293 | -597.1794 | -725.3411 | -794.2501 | 0.32103 | 0.24715 | 0.22975 | 0.24005 | -150.185 | -147.5949 | -166.6465 | -190.6586
5 | 2 | 17 | 763.7617 | 769.7864 | 774.1627 | 896.0003 | 378.8299 | 100.3275 | 0 | 0 | 47.4816 | 80.9202 | 85.1943 | 83.4467 | 0 | 0 | 0 | 0 | 769.2237 | 1106.111 | 1312.0825 | 1512.9181 | 141.5984 | 151.5027 | 151.5027 | 151.5027 | -0.15904 | -0.48919 | -1.6487 | -4.2391 | 0 | 0 | 0 | 0 | -573.2128 | -668.5859 | -772.9682 | -847.6281 | 0.39785 | 0.24634 | 0.32048 | 0.23372 | -228.0538 | -164.7013 | -247.7247 | -198.111
5 | 2 | 18 | 759.9897 | 769.049 | 776.7681 | 901.7624 | 378.8299 | 100.3275 | 0 | 0 | 52.2842 | 88.8439 | 83.5552 | 88.4814 | 0 | 0 | 0 | 0 | 650.7931 | 883.6953 | 1068.5759 | 1245.4008 | 141.5984 | 151.5027 | 151.5027 | 151.5027 | -0.067616 | -1.7127 | -4.1648 | 2.3278 | 0 | 0 | 0 | 0 | -463.4482 | -453.6077 | -522.7009 | -585.9503 | 0.40002 | 0.33194 | 0.39565 | 0.38633 | -185.389 | -150.5721 | -206.8062 | -226.3695
5 | 2 | 19 | 745.0014 | 755.1517 | 763.9317 | 887.5005 | 378.8299 | 100.3275 | 0 | 0 | 58.7027 | 108.6673 | 103.9357 | 107.6372 | 0 | 0 | 0 | 0 | 605.6858 | 717.6271 | 866.6126 | 1039.2137 | 141.5984 | 151.5027 | 151.5027 | 151.5027 | -0.0079506 | -2.0526 | 1.6241 | 26.8535 | 0 | 0 | 0 | 0 | -439.8074 | -320.9203 | -359.7434 | -437.7066 | 0.40291 | 0.40667 | 0.40013 | 0.39254 | -177.2046 | -130.5101 | -143.9457 | -171.8152
5 | 2 | 20 | 739.9589 | 750.6541 | 760.0498 | 883.5323 | 378.8299 | 100.3275 | 0 | 0 | 59.6931 | 116.8492 | 115.8627 | 115.2731 | 0 | 0 | 0 | 0 | 555.8232 | 651.3272 | 791.1293 | 949.87 | 141.5984 | 151.5027 | 151.5027 | 151.5027 | 0.39438 | 3.3703 | 1.4917 | 17.279 | 0 | 0 | 0 | 0 | -396.3801 | -272.7228 | -299.9366 | -350.3925 | 0.40427 | 0.42028 | 0.41111 | 0.39531 | -160.2457 | -114.6203 | -123.3081 | -138.513
5 | 2 | 21 | 769.0424 | 781.4782 | 793.0659 | 924.086 | 378.8299 | 100.3275 | 0 | 0 | 59.2887 | 119.4279 | 119.1081 | 118.4825 | 0 | 0 | 0 | 0 | 527.5213 | 631.5777 | 745.6225 | 894.5367 | 141.5984 | 151.5027 | 151.5027 | 151.5027 | 0.55064 | 2.446 | 10.4374 | 34.2222 | 0 | 0 | 0 | 0 | -338.7465 | -223.8035 | -233.6048 | -274.6581 | 0.40188 | 0.40772 | 0.40034 | 0.39234 | -136.1356 | -91.2483 | -93.521 | -107.7581
5 | 2 | 22 | 738.7406 | 752.1597 | 765.1596 | 893.5398 | 378.8299 | 100.3275 | 0 | 0 | 57.8762 | 118.1299 | 117.1825 | 121.077 | 0 | 0 | 0 | 0 | 501.5293 | 609.9483 | 696.5419 | 840.4013 | 141.5984 | 151.5027 | 151.5027 | 151.5027 | 0.33042 | 1.4215 | 6.4459 | 11.3877 | 0 | 0 | 0 | 0 | -341.4236 | -229.1703 | -206.5135 | -230.829 | 0.39659 | 0.40366 | 0.39544 | 0.38685 | -135.4051 | -92.5061 | -81.663 | -89.2958
5 | 2 | 23 | 662.622 | 674.7122 | 686.363 | 801.3858 | 378.8299 | 100.3275 | 0 | 0 | 48.6124 | 116.0697 | 118.8138 | 125.1093 | 0 | 0 | 0 | 0 | 541.5767 | 645.305 | 733.3869 | 868.7594 | 0 | 0 | 0 | 0 | 0.03126 | 4.3011 | 6.0328 | 39.0203 | 0 | 0 | 0 | 0 | -306.4284 | -191.291 | -171.8704 | -231.5033 | 0.39616 | 0.40557 | 0.39781 | 0.38169 | -121.3936 | -77.5815 | -68.3709 | -88.3628
5 | 2 | 24 | 582.8849 | 590.8713 | 597.9062 | 694.9714 | 378.8299 | 100.3275 | 0 | 0 | 46.6811 | 114.6293 | 116.6666 | 122.7856 | 0 | 0 | 0 | 0 | 578.5104 | 682.061 | 778.9779 | 914.5005 | 0 | 0 | 0 | 0 | 0.069962 | 6.5012 | 13.7522 | 8.6086 | 0 | 0 | 0 | 0 | -421.2065 | -312.6477 | -311.4904 | -350.9232 | 0.39155 | 0.40913 | 0.40018 | 0.37917 | -164.9226 | -127.9145 | -124.6535 | -133.0606
5 | 3 | 1 | 530.1074 | 534.3106 | 537.1548 | 621.1278 | 378.8299 | 100.3275 | 0 | 0 | 42.5733 | 121.1496 | 114.1415 | 113.4611 | 0 | 0 | 0 | 0 | 550.9018 | 654.2308 | 745.1721 | 878.7457 | 0 | 0 | 0 | 0 | -0.020238 | 3.6183 | 10.2521 | 14.0255 | 0 | 0 | 0 | 0 | -442.1774 | -345.0156 | -332.4109 | -385.1044 | 0.39346 | 0.40712 | 0.39915 | 0.37525 | -173.9792 | -140.4631 | -132.6808 | -144.5111
5 | 3 | 2 | 501.1247 | 502.2368 | 501.6414 | 577.1095 | 378.8299 | 100.3275 | 0 | 0 | 43.0921 | 121.2122 | 119.4758 | 111.6037 | 0 | 0 | 0 | 0 | 563.0277 | 666.2164 | 759.2392 | 881.8757 | 0 | 0 | 0 | 0 | -0.18755 | 3.8748 | 6.5564 | 0.50268 | 0 | 0 | 0 | 0 | -483.6375 | -389.394 | -383.63 | -416.8726 | 0.39324 | 0.40518 | 0.39871 | 0.37205 | -190.1858 | -157.7762 | -152.9553 | -155.0957
5 | 3 | 3 | 484.4937 | 482.9561 | 479.4145 | 548.8982 | 378.8299 | 100.3275 | 0 | 0 | 41.7133 | 107.4109 | 112.6329 | 110.1089 | 0 | 0 | 0 | 0 | 555.0407 | 658.5705 | 750.6202 | 859.5251 | 0 | 0 | 0 | 0 | -0.21706 | 8.8663 | 8.7443 | 4.6116 | 0 | 0 | 0 | 0 | -490.8731 | -392.2191 | -392.5829 | -425.3475 | 0.40479 | 0.40648 | 0.39859 | 0.37175 | -198.7017 | -159.4289 | -156.4808 | -158.1227
5 | 3 | 4 | 478.7084 | 474.3677 | 467.5779 | 532.2251 | 378.8299 | 100.3275 | 0 | 0 | 43.1812 | 110.3716 | 108.294 | 110.2082 | 0 | 0 | 0 | 0 | 555.1493 | 659.0577 | 745.3774 | 850.9645 | 0 | 0 | 0 | 0 | -0.2536 | 8.1347 | 8.5448 | 3.5176 | 0 | 0 | 0 | 0 | -498.1983 | -403.5238 | -394.6383 | -432.4653 | 0.39239 | 0.40724 | 0.39885 | 0.37249 | -195.4893 | -164.3307 | -157.3997 | -161.0892
5 | 3 | 5 | 480.7328 | 474.1363 | 464.713 | 526.4655 | 378.8299 | 100.3275 | 0 | 0 | 46.1388 | 114.7092 | 113.7807 | 106.5526 | 0 | 0 | 0 | 0 | 474.7328 | 576.6037 | 652.4039 | 751.6572 | 0 | 0 | 0 | 0 | -0.20277 | 10.1809 | 15.0225 | -7.0269 | 0 | 0 | 0 | 0 | -418.7659 | -327.6849 | -316.4941 | -324.7173 | 0.39799 | 0.40903 | 0.40099 | 0.37782 | -166.6661 | -134.0322 | -126.9113 | -122.6863
5 | 3 | 6 | 513.2818 | 503.8967 | 491.0547 | 553.5226 | 378.8299 | 100.3275 | 0 | 0 | 52.3482 | 104.7844 | 102.3239 | 89.5325 | 0 | 0 | 0 | 0 | 436.7334 | 609.2875 | 685.274 | 772.6703 | 0 | 0 | 0 | 0 | -0.08469 | -1.7433 | -0.041129 | -6.8127 | 0 | 0 | 0 | 0 | -354.545 | -308.7593 | -296.5021 | -301.8674 | 0.39817 | 0.40695 | 0.39923 | 0.37497 | -141.1683 | -125.6497 | -118.3729 | -113.1909
5 | 3 | 7 | 579.936 | 569.8978 | 556.1971 | 628.007 | 378.8299 | 100.3275 | 0 | 0 | 47.6811 | 84.3854 | 89.0332 | 81.3229 | 0 | 0 | 0 | 0 | 454.5022 | 805.8688 | 899.4891 | 983.7585 | 0 | 0 | 0 | 0 | -0.0050701 | -2.4806 | -0.86168 | -0.11507 | 0 | 0 | 0 | 0 | -301.0721 | -418.2034 | -431.4635 | -436.9593 | 0.39621 | 0.33259 | 0.32125 | 0.38231 | -119.2871 | -139.0907 | -138.6058 | -167.0558
5 | 3 | 8 | 639.0248 | 628.8784 | 614.8876 | 695.4281 | 378.8299 | 100.3275 | 0 | 0 | 44.9886 | 82.7185 | 80.6644 | 83.1205 | 0 | 0 | 0 | 0 | 506.751 | 985.5971 | 1104.056 | 1206.9692 | 0 | 0 | 0 | 0 | -0.15686 | -3.0389 | -3.7065 | -1.3191 | 0 | 0 | 0 | 0 | -291.3879 | -536.7258 | -566.1263 | -593.3425 | 0.38794 | 0.32023 | 0.31429 | 0.32105 | -113.0397 | -171.8784 | -177.9258 | -190.4928
5 | 3 | 9 | 670.1761 | 661.2902 | 648.6586 | 735.6017 | 378.8299 | 100.3275 | 0 | 0 | 44.2317 | 78.3755 | 77.8445 | 82.1481 | 0 | 0 | 0 | 0 | 563.2925 | 1116.667 | 1255.6446 | 1375.3718 | 0 | 0 | 0 | 0 | 0.034691 | -9.5907 | -6.2198 | -13.9873 | 0 | 0 | 0 | 0 | -316.2127 | -624.489 | -678.6107 | -707.931 | 0.39364 | 0.24286 | 0.23968 | 0 | -124.4741 | -151.6643 | -162.6461 | 0
5 | 3 | 10 | 699.4696 | 691.4172 | 679.7345 | 772.429 | 378.8299 | 100.3275 | 0 | 0 | 43.3602 | 75.401 | 80.2986 | 79.0574 | 0 | 0 | 0 | 0 | 607.899 | 1181.6575 | 1311.8101 | 1452.5407 | 0 | 0 | 0 | 0 | -0.2016 | -11.4667 | -29.8685 | -43.0159 | 0 | 0 | 0 | 0 | -330.4179 | -654.5021 | -682.5058 | -716.1532 | 0.31441 | 0.24286 | 0.24286 | 0 | -103.8877 | -158.9534 | -165.7541 | 0
5 | 3 | 11 | 725.3685 | 718.8658 | 709.0054 | 808.0402 | 378.8299 | 100.3275 | 0 | 0 | 46.5387 | 75.8002 | 75.5005 | 76.1489 | 0 | 0 | 0 | 0 | 615.1401 | 1179.3126 | 1305.4944 | 1468.5506 | 0 | 0 | 0 | 0 | -0.39471 | -11.9055 | -23.8123 | -46.3766 | 0 | 0 | 0 | 0 | -314.7456 | -624.669 | -648.1772 | -690.2827 | 0.31687 | 0.24286 | 0.24286 | 0 | -99.7328 | -151.7081 | -157.417 | 0
5 | 3 | 12 | 743.3199 | 738.0203 | 729.5274 | 833.0111 | 378.8299 | 100.3275 | 0 | 0 | 42.9242 | 73.2668 | 73.5249 | 75.7314 | 0 | 0 | 0 | 0 | 597.8457 | 1160.0061 | 1299.174 | 1478.741 | 0 | 0 | 0 | 0 | -0.068077 | -9.7855 | -23.8164 | -47.4036 | 0 | 0 | 0 | 0 | -276.2118 | -585.7945 | -619.355 | -674.0577 | 0.30984 | 0.24286 | 0.24286 | 0 | -85.5807 | -142.2669 | -150.4173 | 0
5 | 3 | 13 | 750.6075 | 747.3105 | 741.0733 | 848.3269 | 378.8299 | 100.3275 | 0 | 0 | 41.4226 | 75.9255 | 75.8011 | 75.4661 | 0 | 0 | 0 | 0 | 592.8164 | 1129.7332 | 1287.1224 | 1492.1578 | 0 | 0 | 0 | 0 | -0.068077 | -8.4438 | -22.4356 | -43.1689 | 0 | 0 | 0 | 0 | -262.3933 | -550.232 | -599.4146 | -676.1281 | 0.31489 | 0.24286 | 0.24286 | 0 | -82.6252 | -133.6302 | -145.5745 | 0
5 | 3 | 14 | 765.9554 | 764.4492 | 760.2629 | 872.3815 | 378.8299 | 100.3275 | 0 | 0 | 43.57 | 76.7095 | 77.092 | 77.3168 | 0 | 0 | 0 | 0 | 678.7029 | 1193.2335 | 1354.9497 | 1539.0138 | 0 | 0 | 0 | 0 | -0.22898 | -5.8252 | -10.0792 | -25.1387 | 0 | 0 | 0 | 0 | -334.9185 | -599.9961 | -661.6995 | -718.8105 | 0.31699 | 0.24286 | 0.24286 | 0 | -106.1651 | -145.716 | -160.7011 | 0
5 | 3 | 15 | 773.0044 | 772.9846 | 770.5061 | 885.7783 | 378.8299 | 100.3275 | 0 | 0 | 49.559 | 76.9135 | 78.0963 | 79.9828 | 0 | 0 | 0 | 0 | 706.1931 | 1160.2257 | 1323.5928 | 1509.9208 | 0 | 0 | 0 | 0 | -0.28023 | -2.4994 | -5.1794 | -10.3031 | 0 | 0 | 0 | 0 | -361.2974 | -561.9828 | -626.0036 | -693.8222 | 0.31618 | 0.24027 | 0.2402 | 0.19462 | -114.2347 | -135.0279 | -150.3639 | -135.0316
5 | 3 | 16 | 773.8538 | 777.0211 | 778.1624 | 897.8191 | 378.8299 | 100.3275 | 0 | 0 | 47.5441 | 78.8753 | 82.7231 | 87.4909 | 0 | 0 | 0 | 0 | 595.9473 | 1013.3975 | 1193.3165 | 1361.022 | 0 | 0 | 0 | 0 | -0.068077 | -2.5767 | -1.1152 | -5.6457 | 0 | 0 | 0 | 0 | -248.3995 | -413.0024 | -496.762 | -545.048 | 0.32103 | 0.24715 | 0.22975 | 0.24005 | -79.7425 | -102.0749 | -114.1306 | -130.838
5 | 3 | 17 | 776.7877 | 783.1624 | 787.9523 | 912.3665 | 378.8299 | 100.3275 | 0 | 0 | 47.4816 | 80.9202 | 85.1943 | 83.4467 | 0 | 0 | 0 | 0 | 559.4947 | 909.977 | 1092.3822 | 1256.3355 | 141.5984 | 151.5027 | 151.5027 | 151.5027 | -0.15904 | -0.48919 | -1.6487 | -4.2391 | 0 | 0 | 0 | 0 | -350.4578 | -459.0758 | -539.4783 | -574.6794 | 0.39785 | 0.24634 | 0.32048 | 0.23372 | -139.4303 | -113.09 | -172.8947 | -134.3164
5 | 3 | 18 | 769.4802 | 778.7962 | 786.8187 | 913.6927 | 378.8299 | 100.3275 | 0 | 0 | 52.2842 | 88.8439 | 83.5552 | 88.4814 | 0 | 0 | 0 | 0 | 526.6005 | 774.0251 | 954.7905 | 1121.0338 | 141.5984 | 151.5027 | 151.5027 | 151.5027 | -0.067616 | -1.7127 | -4.1648 | 2.3278 | 0 | 0 | 0 | 0 | -329.7652 | -334.1903 | -398.865 | -449.653 | 0.40002 | 0.33194 | 0.39565 | 0.38633 | -131.913 | -110.9323 | -157.8106 | -173.7139
5 | 3 | 19 | 750.0725 | 760.3594 | 769.3007 | 893.8731 | 378.8299 | 100.3275 | 0 | 0 | 58.7027 | 108.6673 | 103.9357 | 107.6372 | 0 | 0 | 0 | 0 | 439.0408 | 575.3432 | 733.6533 | 913.5993 | 141.5984 | 151.5027 | 151.5027 | 151.5027 | -0.0079506 | -2.0526 | 1.6241 | 26.8535 | 0 | 0 | 0 | 0 | -268.0913 | -173.4286 | -221.415 | -305.7196 | 0.40291 | 0.40667 | 0.40013 | 0.39254 | -108.0178 | -70.529 | -88.5958 | -120.0057
5 | 3 | 20 | 745.8178 | 756.6722 | 766.2561 | 890.9 | 378.8299 | 100.3275 | 0 | 0 | 59.6931 | 116.8492 | 115.8627 | 115.2731 | 0 | 0 | 0 | 0 | 461.7477 | 572.2373 | 727.1834 | 907.5932 | 141.5984 | 151.5027 | 151.5027 | 151.5027 | 0.39438 | 3.3703 | 1.4917 | 17.279 | 0 | 0 | 0 | 0 | -296.4457 | -187.6148 | -229.7844 | -300.748 | 0.40427 | 0.42028 | 0.41111 | 0.39531 | -119.845 | -78.851 | -94.4675 | -118.8881
5 | 3 | 21 | 773.8411 | 786.4088 | 798.1524 | 930.1259 | 378.8299 | 100.3275 | 0 | 0 | 59.2887 | 119.4279 | 119.1081 | 118.4825 | 0 | 0 | 0 | 0 | 484.8037 | 586.5795 | 707.9605 | 883.7608 | 141.5984 | 151.5027 | 151.5027 | 151.5027 | 0.55064 | 2.446 | 10.4374 | 34.2222 | 0 | 0 | 0 | 0 | -291.2303 | -173.8749 | -190.8563 | -257.8423 | 0.40188 | 0.40772 | 0.40034 | 0.39234 | -117.0397 | -70.8916 | -76.4071 | -101.1607
5 | 3 | 22 | 746.0603 | 759.6829 | 772.9237 | 902.7617 | 378.8299 | 100.3275 | 0 | 0 | 57.8762 | 118.1299 | 117.1825 | 121.077 | 0 | 0 | 0 | 0 | 526.1021 | 620.6278 | 708.5378 | 887.8484 | 141.5984 | 151.5027 | 151.5027 | 151.5027 | 0.33042 | 1.4215 | 6.4459 | 11.3877 | 0 | 0 | 0 | 0 | -358.6766 | -232.3265 | -210.7452 | -269.0541 | 0.39659 | 0.40366 | 0.39544 | 0.38685 | -142.2475 | -93.7801 | -83.3364 | -104.0832
5 | 3 | 23 | 665.2113 | 677.3713 | 689.1045 | 804.6397 | 378.8299 | 100.3275 | 0 | 0 | 48.6124 | 116.0697 | 118.8138 | 125.1093 | 0 | 0 | 0 | 0 | 579.0238 | 670.1303 | 750.5551 | 929.9143 | 0 | 0 | 0 | 0 | 0.03126 | 4.3011 | 6.0328 | 39.0203 | 0 | 0 | 0 | 0 | -341.2861 | -213.4573 | -186.2972 | -289.4043 | 0.39616 | 0.40557 | 0.39781 | 0.38169 | -135.2027 | -86.5715 | -74.11 | -110.4631
5 | 3 | 24 | 587.9829 | 596.1114 | 603.3144 | 701.3953 | 378.8299 | 100.3275 | 0 | 0 | 46.6811 | 114.6293 | 116.6666 | 122.7856 | 0 | 0 | 0 | 0 | 570.1547 | 661.5184 | 737.044 | 916.7194 | 0 | 0 | 0 | 0 | 0.069962 | 6.5012 | 13.7522 | 8.6086 | 0 | 0 | 0 | 0 | -407.7528 | -286.865 | -264.1484 | -346.7182 | 0.39155 | 0.40913 | 0.40018 | 0.37917 | -159.6549 | -117.3659 | -105.708 | -131.4662
5 | 4 | 1 | 534.2747 | 538.6016 | 541.5927 | 626.407 | 378.8299 | 100.3275 | 0 | 0 | 42.5733 | 121.1496 | 114.1415 | 113.4611 | 0 | 0 | 0 | 0 | 536.8185 | 624.2609 | 695.6946 | 880.4616 | 0 | 0 | 0 | 0 | -0.020238 | 3.6183 | 10.2521 | 14.0255 | 0 | 0 | 0 | 0 | -423.9267 | -310.7547 | -278.4955 | -381.5412 | 0.39346 | 0.40712 | 0.39915 | 0.37525 | -166.7983 | -126.5148 | -111.1606 | -143.174
5 | 4 | 2 | 502.7705 | 503.929 | 503.3884 | 579.1851 | 378.8299 | 100.3275 | 0 | 0 | 43.0921 | 121.2122 | 119.4758 | 111.6037 | 0 | 0 | 0 | 0 | 523.7604 | 603.0809 | 666.7702 | 846.6963 | 0 | 0 | 0 | 0 | -0.18755 | 3.8748 | 6.5564 | 0.50268 | 0 | 0 | 0 | 0 | -442.7244 | -324.5663 | -289.4139 | -379.6175 | 0.39324 | 0.40518 | 0.39871 | 0.37205 | -174.0971 | -131.5091 | -115.3909 | -141.2351
5 | 4 | 3 | 484.6428 | 483.1123 | 479.5794 | 549.0971 | 378.8299 | 100.3275 | 0 | 0 | 41.7133 | 107.4109 | 112.6329 | 110.1089 | 0 | 0 | 0 | 0 | 520.5043 | 587.5678 | 647.359 | 819.6818 | 0 | 0 | 0 | 0 | -0.21706 | 8.8663 | 8.7443 | 4.6116 | 0 | 0 | 0 | 0 | -456.1877 | -321.0602 | -289.1567 | -385.3053 | 0.40479 | 0.40648 | 0.39859 | 0.37175 | -184.6613 | -130.5042 | -115.2559 | -143.237
5 | 4 | 4 | 478.0459 | 473.6867 | 466.875 | 531.3901 | 378.8299 | 100.3275 | 0 | 0 | 43.1812 | 110.3716 | 108.294 | 110.2082 | 0 | 0 | 0 | 0 | 519.3828 | 573.5759 | 633.8127 | 775.8004 | 0 | 0 | 0 | 0 | -0.2536 | 8.1347 | 8.5448 | 3.5176 | 0 | 0 | 0 | 0 | -463.0943 | -318.7231 | -283.7765 | -358.1361 | 0.39239 | 0.40724 | 0.39885 | 0.37249 | -181.7148 | -129.7965 | -113.183 | -133.4022
5 | 4 | 5 | 479.5778 | 472.9506 | 463.491 | 525.0156 | 378.8299 | 100.3275 | 0 | 0 | 46.1388 | 114.7092 | 113.7807 | 106.5526 | 0 | 0 | 0 | 0 | 487.831 | 526.5696 | 588.6083 | 694.3519 | 0 | 0 | 0 | 0 | -0.20277 | 10.1809 | 15.0225 | -7.0269 | 0 | 0 | 0 | 0 | -433.0192 | -278.8366 | -253.9204 | -268.8619 | 0.39799 | 0.40903 | 0.40099 | 0.37782 | -172.3388 | -114.0519 | -101.8198 | -101.5827
5 | 4 | 6 | 508.3769 | 498.8556 | 485.8524 | 547.3437 | 378.8299 | 100.3275 | 0 | 0 | 52.3482 | 104.7844 | 102.3239 | 89.5325 | 0 | 0 | 0 | 0 | 442.6028 | 499.0692 | 561.0834 | 635.3096 | 0 | 0 | 0 | 0 | -0.08469 | -1.7433 | -0.041129 | -6.8127 | 0 | 0 | 0 | 0 | -365.3193 | -203.5822 | -177.5139 | -170.6857 | 0.39817 | 0.40695 | 0.39923 | 0.37497 | -145.4583 | -82.8478 | -70.8691 | -64.0018
5 | 4 | 7 | 571.3117 | 561.0397 | 547.0627 | 617.1637 | 378.8299 | 100.3275 | 0 | 0 | 47.6811 | 84.3854 | 89.0332 | 81.3229 | 0 | 0 | 0 | 0 | 431.7729 | 550.2739 | 624.3285 | 681.0907 | 0 | 0 | 0 | 0 | -0.0050701 | -2.4806 | -0.86168 | -0.11507 | 0 | 0 | 0 | 0 | -286.9671 | -171.4665 | -165.4374 | -145.1349 | 0.39621 | 0.33259 | 0.32125 | 0.38231 | -113.6986 | -57.0282 | -53.1461 | -55.4872
5 | 4 | 8 | 630.9216 | 620.5527 | 606.2987 | 685.2296 | 378.8299 | 100.3275 | 0 | 0 | 44.9886 | 82.7185 | 80.6644 | 83.1205 | 0 | 0 | 0 | 0 | 508.8677 | 722.8877 | 838.3761 | 908.3354 | 0 | 0 | 0 | 0 | -0.15686 | -3.0389 | -3.7065 | -1.3191 | 0 | 0 | 0 | 0 | -301.6077 | -282.3421 | -309.0353 | -304.9072 | 0.38794 | 0.32023 | 0.31429 | 0.32105 | -117.0044 | -90.4158 | -97.1256 | -97.8906
5 | 4 | 9 | 667.2712 | 658.3051 | 645.5785 | 731.9439 | 378.8299 | 100.3275 | 0 | 0 | 44.2317 | 78.3755 | 77.8445 | 82.1481 | 0 | 0 | 0 | 0 | 560.5628 | 846.8936 | 995.7547 | 1078.1304 | 0 | 0 | 0 | 0 | 0.034691 | -9.5907 | -6.2198 | -13.9873 | 0 | 0 | 0 | 0 | -316.3878 | -357.7007 | -421.8009 | -414.3474 | 0.39364 | 0.24286 | 0.23968 | 0 | -124.5431 | -86.8717 | -101.0952 | 0
5 | 4 | 10 | 699.8939 | 691.8517 | 680.1809 | 772.9576 | 378.8299 | 100.3275 | 0 | 0 | 43.3602 | 75.401 | 80.2986 | 79.0574 | 0 | 0 | 0 | 0 | 595.7505 | 963.8335 | 1140.1502 | 1242.5004 | 0 | 0 | 0 | 0 | -0.2016 | -11.4667 | -29.8685 | -43.0159 | 0 | 0 | 0 | 0 | -317.8451 | -436.2436 | -510.3995 | -505.5843 | 0.31441 | 0.24286 | 0.24286 | 0 | -99.9347 | -105.9468 | -123.9562 | 0
5 | 4 | 11 | 724.6792 | 718.1557 | 708.2704 | 807.1654 | 378.8299 | 100.3275 | 0 | 0 | 46.5387 | 75.8002 | 75.5005 | 76.1489 | 0 | 0 | 0 | 0 | 615.5287 | 1014.5421 | 1181.9243 | 1293.0549 | 0 | 0 | 0 | 0 | -0.39471 | -11.9055 | -23.8123 | -46.3766 | 0 | 0 | 0 | 0 | -315.8234 | -460.6086 | -525.3422 | -515.6618 | 0.31687 | 0.24286 | 0.24286 | 0 | -100.0744 | -111.8641 | -127.5851 | 0
5 | 4 | 12 | 742.4648 | 737.1352 | 728.6064 | 831.9107 | 378.8299 | 100.3275 | 0 | 0 | 42.9242 | 73.2668 | 73.5249 | 75.7314 | 0 | 0 | 0 | 0 | 667.5618 | 1118.7276 | 1298.7677 | 1401.5119 | 0 | 0 | 0 | 0 | -0.068077 | -9.7855 | -23.8164 | -47.4036 | 0 | 0 | 0 | 0 | -346.7831 | -545.4012 | -619.8698 | -597.929 | 0.30984 | 0.24286 | 0.24286 | 0 | -107.4463 | -132.457 | -150.5423 | 0
5 | 4 | 13 | 751.5933 | 748.3171 | 742.1042 | 849.5446 | 378.8299 | 100.3275 | 0 | 0 | 41.4226 | 75.9255 | 75.8011 | 75.4661 | 0 | 0 | 0 | 0 | 678.9825 | 1123.5059 | 1296.7898 | 1400.7782 | 0 | 0 | 0 | 0 | -0.068077 | -8.4438 | -22.4356 | -43.1689 | 0 | 0 | 0 | 0 | -347.5736 | -542.998 | -608.0511 | -583.5308 | 0.31489 | 0.24286 | 0.24286 | 0 | -109.4477 | -131.8733 | -147.672 | 0
5 | 4 | 14 | 762.8342 | 761.2294 | 756.9256 | 868.4053 | 378.8299 | 100.3275 | 0 | 0 | 43.57 | 76.7095 | 77.092 | 77.3168 | 0 | 0 | 0 | 0 | 722.8684 | 1199.0843 | 1393.4075 | 1508.5455 | 0 | 0 | 0 | 0 | -0.22898 | -5.8252 | -10.0792 | -25.1387 | 0 | 0 | 0 | 0 | -382.2051 | -609.0667 | -703.4947 | -692.3183 | 0.31699 | 0.24286 | 0.24286 | 0 | -121.1543 | -147.9189 | -170.8515 | 0
5 | 4 | 15 | 770.8938 | 770.8003 | 768.2337 | 883.0639 | 378.8299 | 100.3275 | 0 | 0 | 49.559 | 76.9135 | 78.0963 | 79.9828 | 0 | 0 | 0 | 0 | 692.308 | 1123.6126 | 1303.5315 | 1420.7891 | 0 | 0 | 0 | 0 | -0.28023 | -2.4994 | -5.1794 | -10.3031 | 0 | 0 | 0 | 0 | -349.5229 | -527.5539 | -608.2146 | -607.4048 | 0.31618 | 0.24027 | 0.2402 | 0.19462 | -110.5118 | -126.7557 | -146.0911 | -118.213
5 | 4 | 16 | 774.9825 | 778.1652 | 779.3238 | 899.1821 | 378.8299 | 100.3275 | 0 | 0 | 47.5441 | 78.8753 | 82.7231 | 87.4909 | 0 | 0 | 0 | 0 | 735.4756 | 1159.0877 | 1352.9622 | 1477.6059 | 0 | 0 | 0 | 0 | -0.068077 | -2.5767 | -1.1152 | -5.6457 | 0 | 0 | 0 | 0 | -386.7991 | -557.5485 | -655.2464 | -660.269 | 0.32103 | 0.24715 | 0.22975 | 0.24005 | -124.1723 | -137.8 | -150.5423 | -158.4966
5 | 4 | 17 | 775.4483 | 781.767 | 786.4894 | 910.6097 | 378.8299 | 100.3275 | 0 | 0 | 47.4816 | 80.9202 | 85.1943 | 83.4467 | 0 | 0 | 0 | 0 | 569.7579 | 946.5729 | 1145.0118 | 1263.7434 | 141.5984 | 151.5027 | 151.5027 | 151.5027 | -0.15904 | -0.48919 | -1.6487 | -4.2391 | 0 | 0 | 0 | 0 | -362.0604 | -497.0672 | -593.5708 | -583.8441 | 0.39785 | 0.24634 | 0.32048 | 0.23372 | -144.0464 | -122.4489 | -190.2305 | -136.4584
5 | 4 | 18 | 767.1053 | 776.3319 | 784.2472 | 910.6144 | 378.8299 | 100.3275 | 0 | 0 | 52.2842 | 88.8439 | 83.5552 | 88.4814 | 0 | 0 | 0 | 0 | 517.2462 | 789.0862 | 949.1419 | 1068.9729 | 141.5984 | 151.5027 | 151.5027 | 151.5027 | -0.067616 | -1.7127 | -4.1648 | 2.3278 | 0 | 0 | 0 | 0 | -322.7858 | -351.7156 | -395.7879 | -400.6704 | 0.40002 | 0.33194 | 0.39565 | 0.38633 | -129.1211 | -116.7497 | -156.5932 | -154.7905
5 | 4 | 19 | 745.4052 | 755.5325 | 764.283 | 887.8826 | 378.8299 | 100.3275 | 0 | 0 | 58.7027 | 108.6673 | 103.9357 | 107.6372 | 0 | 0 | 0 | 0 | 446.5537 | 597.5446 | 746.424 | 850.2991 | 141.5984 | 151.5027 | 151.5027 | 151.5027 | -0.0079506 | -2.0526 | 1.6241 | 26.8535 | 0 | 0 | 0 | 0 | -280.2714 | -200.457 | -239.2035 | -248.4099 | 0.40291 | 0.40667 | 0.40013 | 0.39254 | -112.9253 | -81.5208 | -95.7136 | -97.5096
5 | 4 | 20 | 731.3756 | 741.796 | 750.8641 | 872.5848 | 378.8299 | 100.3275 | 0 | 0 | 59.6931 | 116.8492 | 115.8627 | 115.2731 | 0 | 0 | 0 | 0 | 453.6393 | 565.2584 | 726.5503 | 810.6203 | 141.5984 | 151.5027 | 151.5027 | 151.5027 | 0.39438 | 3.3703 | 1.4917 | 17.279 | 0 | 0 | 0 | 0 | -302.7794 | -195.5121 | -244.5433 | -222.0904 | 0.40427 | 0.42028 | 0.41111 | 0.39531 | -122.4055 | -82.1701 | -100.5351 | -87.7941
5 | 4 | 21 | 754.5268 | 766.5346 | 777.6141 | 905.7081 | 378.8299 | 100.3275 | 0 | 0 | 59.2887 | 119.4279 | 119.1081 | 118.4825 | 0 | 0 | 0 | 0 | 502.7989 | 609.4019 | 777.7054 | 848.4686 | 141.5984 | 151.5027 | 151.5027 | 151.5027 | 0.55064 | 2.446 | 10.4374 | 34.2222 | 0 | 0 | 0 | 0 | -328.5397 | -216.5714 | -281.1395 | -246.968 | 0.40188 | 0.40772 | 0.40034 | 0.39234 | -132.0337 | -88.2996 | -112.5509 | -96.8943
5 | 4 | 22 | 736.2444 | 749.5935 | 762.5106 | 890.393 | 378.8299 | 100.3275 | 0 | 0 | 57.8762 | 118.1299 | 117.1825 | 121.077 | 0 | 0 | 0 | 0 | 551.2122 | 657.0732 | 820.7486 | 891.7827 | 141.5984 | 151.5027 | 151.5027 | 151.5027 | 0.33042 | 1.4215 | 6.4459 | 11.3877 | 0 | 0 | 0 | 0 | -393.6026 | -278.8614 | -333.3691 | -285.3571 | 0.39659 | 0.40366 | 0.39544 | 0.38685 | -156.0988 | -112.5642 | -131.8264 | -110.39
5 | 4 | 23 | 666.3702 | 678.5652 | 690.34 | 806.1099 | 378.8299 | 100.3275 | 0 | 0 | 48.6124 | 116.0697 | 118.8138 | 125.1093 | 0 | 0 | 0 | 0 | 594.3502 | 703.4695 | 883.0489 | 937.6867 | 0 | 0 | 0 | 0 | 0.03126 | 4.3011 | 6.0328 | 39.0203 | 0 | 0 | 0 | 0 | -355.4536 | -245.6026 | -317.5555 | -295.7064 | 0.39616 | 0.40557 | 0.39781 | 0.38169 | -140.8152 | -99.6086 | -126.3252 | -112.8686
5 | 4 | 24 | 594.6277 | 602.9419 | 610.3648 | 709.7704 | 378.8299 | 100.3275 | 0 | 0 | 46.6811 | 114.6293 | 116.6666 | 122.7856 | 0 | 0 | 0 | 0 | 598.8979 | 710.6967 | 887.0584 | 953.4372 | 0 | 0 | 0 | 0 | 0.069962 | 6.5012 | 13.7522 | 8.6086 | 0 | 0 | 0 | 0 | -429.8511 | -329.2127 | -407.1123 | -375.061 | 0.39155 | 0.40913 | 0.40018 | 0.37917 | -168.3074 | -134.6918 | -162.9199 | -142.213
5 | 5 | 1 | 539.3917 | 543.857 | 547.0117 | 632.8394 | 378.8299 | 100.3275 | 0 | 0 | 42.5733 | 121.1496 | 114.1415 | 113.4611 | 0 | 0 | 0 | 0 | 607.9623 | 718.3652 | 891.0463 | 984.8473 | 0 | 0 | 0 | 0 | -0.020238 | 3.6183 | 10.2521 | 14.0255 | 0 | 0 | 0 | 0 | -489.9536 | -399.6036 | -468.4281 | -479.4945 | 0.39346 | 0.40712 | 0.39915 | 0.37525 | -192.7772 | -162.687 | -186.9716 | -179.9311
5 | 5 | 2 | 504.3376 | 505.5367 | 505.0441 | 581.1486 | 378.8299 | 100.3275 | 0 | 0 | 43.0921 | 121.2122 | 119.4758 | 111.6037 | 0 | 0 | 0 | 0 | 614.9689 | 721.5976 | 902.3955 | 1003.7526 | 0 | 0 | 0 | 0 | -0.18755 | 3.8748 | 6.5564 | 0.50268 | 0 | 0 | 0 | 0 | -532.3659 | -441.4754 | -523.3836 | -534.7104 | 0.39324 | 0.40518 | 0.39871 | 0.37205 | -209.3478 | -178.8788 | -208.6758 | -198.9368
5 | 5 | 3 | 484.0961 | 482.5465 | 478.9909 | 548.3941 | 378.8299 | 100.3275 | 0 | 0 | 41.7133 | 107.4109 | 112.6329 | 110.1089 | 0 | 0 | 0 | 0 | 613.4977 | 716.3196 | 897.2847 | 994.4636 | 0 | 0 | 0 | 0 | -0.21706 | 8.8663 | 8.7443 | 4.6116 | 0 | 0 | 0 | 0 | -549.7278 | -450.3777 | -539.6711 | -560.7901 | 0.40479 | 0.40648 | 0.39859 | 0.37175 | -222.5256 | -183.0691 | -215.1091 | -208.4733
5 | 5 | 4 | 472.1357 | 467.6012 | 460.5815 | 523.9039 | 378.8299 | 100.3275 | 0 | 0 | 43.1812 | 110.3716 | 108.294 | 110.2082 | 0 | 0 | 0 | 0 | 605.9394 | 707.7312 | 890.3121 | 986.3053 | 0 | 0 | 0 | 0 | -0.2536 | 8.1347 | 8.5448 | 3.5176 | 0 | 0 | 0 | 0 | -555.5611 | -458.9638 | -546.5694 | -576.1273 | 0.39239 | 0.40724 | 0.39885 | 0.37249 | -217.9981 | -186.908 | -217.9968 | -214.6019
5 | 5 | 5 | 466.0043 | 458.96 | 449.0042 | 507.768 | 378.8299 | 100.3275 | 0 | 0 | 46.1388 | 114.7092 | 113.7807 | 106.5526 | 0 | 0 | 0 | 0 | 604.6205 | 700.1845 | 882.9536 | 968.4746 | 0 | 0 | 0 | 0 | -0.20277 | 10.1809 | 15.0225 | -7.0269 | 0 | 0 | 0 | 0 | -563.3822 | -466.4421 | -562.7526 | -560.2322 | 0.39799 | 0.40903 | 0.40099 | 0.37782 | -224.2224 | -190.7877 | -225.6587 | -211.6697
5 | 5 | 6 | 473.701 | 463.1353 | 448.8909 | 503.3602 | 378.8299 | 100.3275 | 0 | 0 | 52.3482 | 104.7844 | 102.3239 | 89.5325 | 0 | 0 | 0 | 0 | 570.8657 | 755.9558 | 965.289 | 1032.5303 | 0 | 0 | 0 | 0 | -0.08469 | -1.7433 | -0.041129 | -6.8127 | 0 | 0 | 0 | 0 | -528.2582 | -496.1891 | -618.681 | -611.8899 | 0.39817 | 0.40695 | 0.39923 | 0.37497 | -210.3353 | -201.9243 | -246.9967 | -229.4396
5 | 5 | 7 | 493.6587 | 481.1193 | 464.4518 | 518.9313 | 378.8299 | 100.3275 | 0 | 0 | 47.6811 | 84.3854 | 89.0332 | 81.3229 | 0 | 0 | 0 | 0 | 522.3475 | 892.4402 | 1148.1347 | 1210.3804 | 0 | 0 | 0 | 0 | -0.0050701 | -2.4806 | -0.86168 | -0.11507 | 0 | 0 | 0 | 0 | -455.1948 | -593.5533 | -771.8545 | -772.6569 | 0.39621 | 0.33259 | 0.32125 | 0.38231 | -180.3517 | -197.4105 | -247.955 | -295.3978
5 | 5 | 8 | 529.4864 | 516.194 | 498.4732 | 557.0538 | 378.8299 | 100.3275 | 0 | 0 | 44.9886 | 82.7185 | 80.6644 | 83.1205 | 0 | 0 | 0 | 0 | 507.2219 | 998.4263 | 1291.4732 | 1369.5821 | 0 | 0 | 0 | 0 | -0.15686 | -3.0389 | -3.7065 | -1.3191 | 0 | 0 | 0 | 0 | -401.3972 | -662.2393 | -869.958 | -894.3296 | 0.38794 | 0.32023 | 0.31429 | 0.32105 | -155.7163 | -212.0722 | -273.4159 | -287.1249
5 | 5 | 9 | 574.6715 | 563.0338 | 547.1389 | 614.9226 | 378.8299 | 100.3275 | 0 | 0 | 44.2317 | 78.3755 | 77.8445 | 82.1481 | 0 | 0 | 0 | 0 | 493.5901 | 1064.7947 | 1384.0895 | 1479.3882 | 0 | 0 | 0 | 0 | 0.034691 | -9.5907 | -6.2198 | -13.9873 | 0 | 0 | 0 | 0 | -342.0149 | -670.8732 | -908.5753 | -932.6265 | 0.39364 | 0.24286 | 0.23968 | 0 | -134.6309 | -162.9293 | -217.7629 | 0
5 | 5 | 10 | 614.0361 | 603.516 | 588.9067 | 664.4535 | 378.8299 | 100.3275 | 0 | 0 | 43.3602 | 75.401 | 80.2986 | 79.0574 | 0 | 0 | 0 | 0 | 482.1609 | 1085.5492 | 1419.6387 | 1529.5336 | 0 | 0 | 0 | 0 | -0.2016 | -11.4667 | -29.8685 | -43.0159 | 0 | 0 | 0 | 0 | -290.1133 | -646.295 | -881.1622 | -901.1216 | 0.31441 | 0.24286 | 0.24286 | 0 | -91.2154 | -156.9602 | -214.0001 | 0
5 | 5 | 11 | 642.7328 | 633.8433 | 621.152 | 703.6005 | 378.8299 | 100.3275 | 0 | 0 | 46.5387 | 75.8002 | 75.5005 | 76.1489 | 0 | 0 | 0 | 0 | 483.1086 | 1099.8293 | 1438.8166 | 1554.0676 | 0 | 0 | 0 | 0 | -0.39471 | -11.9055 | -23.8123 | -46.3766 | 0 | 0 | 0 | 0 | -265.3497 | -630.2082 | -869.3528 | -880.2393 | 0.31687 | 0.24286 | 0.24286 | 0 | -84.0809 | -153.0533 | -211.1319 | 0
5 | 5 | 12 | 657.2217 | 649.44 | 638.0036 | 724.2128 | 378.8299 | 100.3275 | 0 | 0 | 42.9242 | 73.2668 | 73.5249 | 75.7314 | 0 | 0 | 0 | 0 | 491.5237 | 1122.2832 | 1467.618 | 1594.9508 | 0 | 0 | 0 | 0 | -0.068077 | -9.7855 | -23.8164 | -47.4036 | 0 | 0 | 0 | 0 | -255.988 | -636.6519 | -879.3229 | -899.0658 | 0.30984 | 0.24286 | 0.24286 | 0 | -79.3146 | -154.6183 | -213.5534 | 0
5 | 5 | 13 | 671.0124 | 665.4102 | 656.4388 | 747.7077 | 378.8299 | 100.3275 | 0 | 0 | 41.4226 | 75.9255 | 75.8011 | 75.4661 | 0 | 0 | 0 | 0 | 488.8597 | 1079.4833 | 1432.8146 | 1562.4347 | 0 | 0 | 0 | 0 | -0.068077 | -8.4438 | -22.4356 | -43.1689 | 0 | 0 | 0 | 0 | -238.0317 | -581.8822 | -829.7413 | -847.0242 | 0.31489 | 0.24286 | 0.24286 | 0 | -74.954 | -141.3168 | -201.5119 | 0
5 | 5 | 14 | 677.0784 | 673.0017 | 665.7666 | 760.0412 | 378.8299 | 100.3275 | 0 | 0 | 43.57 | 76.7095 | 77.092 | 77.3168 | 0 | 0 | 0 | 0 | 523.2672 | 1115.437 | 1468.831 | 1593.7066 | 0 | 0 | 0 | 0 | -0.22898 | -5.8252 | -10.0792 | -25.1387 | 0 | 0 | 0 | 0 | -268.3598 | -613.6471 | -870.0772 | -885.8435 | 0.31699 | 0.24286 | 0.24286 | 0 | -85.0668 | -149.0313 | -211.3079 | 0
5 | 5 | 15 | 686.7055 | 684.1888 | 678.7488 | 776.6935 | 378.8299 | 100.3275 | 0 | 0 | 49.559 | 76.9135 | 78.0963 | 79.9828 | 0 | 0 | 0 | 0 | 561.6833 | 1114.6741 | 1462.8851 | 1631.2128 | 0 | 0 | 0 | 0 | -0.28023 | -2.4994 | -5.1794 | -10.3031 | 0 | 0 | 0 | 0 | -303.0864 | -605.2269 | -857.0532 | -924.1991 | 0.31618 | 0.24027 | 0.2402 | 0.19462 | -95.8296 | -145.4182 | -205.8613 | -179.8675
5 | 5 | 16 | 693.755 | 694.6038 | 692.9952 | 796.5678 | 378.8299 | 100.3275 | 0 | 0 | 47.5441 | 78.8753 | 82.7231 | 87.4909 | 0 | 0 | 0 | 0 | 604.5633 | 1158.504 | 1497.9804 | 1647.2946 | 0 | 0 | 0 | 0 | -0.068077 | -2.5767 | -1.1152 | -5.6457 | 0 | 0 | 0 | 0 | -337.1143 | -640.5261 | -886.5931 | -932.572 | 0.32103 | 0.24715 | 0.22975 | 0.24005 | -108.2222 | -158.3082 | -203.694 | -223.8625
5 | 5 | 17 | 700.9654 | 705.1488 | 707.3397 | 816.5334 | 378.8299 | 100.3275 | 0 | 0 | 47.4816 | 80.9202 | 85.1943 | 83.4467 | 0 | 0 | 0 | 0 | 623.2069 | 1116.3743 | 1439.8921 | 1579.5753 | 141.5984 | 151.5027 | 151.5027 | 151.5027 | -0.15904 | -0.48919 | -1.6487 | -4.2391 | 0 | 0 | 0 | 0 | -489.9923 | -743.4867 | -967.6008 | -993.7522 | 0.39785 | 0.24634 | 0.32048 | 0.23372 | -194.9444 | -183.1526 | -310.1015 | -232.2637
5 | 5 | 18 | 707.5548 | 715.0769 | 720.9717 | 835.4088 | 378.8299 | 100.3275 | 0 | 0 | 52.2842 | 88.8439 | 83.5552 | 88.4814 | 0 | 0 | 0 | 0 | 659.8723 | 1003.2368 | 1273.9468 | 1395.1012 | 141.5984 | 151.5027 | 151.5027 | 151.5027 | -0.067616 | -1.7127 | -4.1648 | 2.3278 | 0 | 0 | 0 | 0 | -524.9623 | -627.1212 | -783.8683 | -802.0042 | 0.40002 | 0.33194 | 0.39565 | 0.38633 | -209.9959 | -208.1687 | -310.1369 | -309.8374
5 | 5 | 19 | 705.7613 | 714.7336 | 722.1136 | 837.7418 | 378.8299 | 100.3275 | 0 | 0 | 58.7027 | 108.6673 | 103.9357 | 107.6372 | 0 | 0 | 0 | 0 | 642.072 | 814.825 | 1043.3638 | 1142.5276 | 141.5984 | 151.5027 | 151.5027 | 151.5027 | -0.0079506 | -2.0526 | 1.6241 | 26.8535 | 0 | 0 | 0 | 0 | -515.4337 | -458.5363 | -578.3126 | -590.7793 | 0.40291 | 0.40667 | 0.40013 | 0.39254 | -207.6755 | -186.475 | -231.4028 | -231.9016
5 | 5 | 20 | 703.4418 | 713.0401 | 721.1324 | 837.2244 | 378.8299 | 100.3275 | 0 | 0 | 59.6931 | 116.8492 | 115.8627 | 115.2731 | 0 | 0 | 0 | 0 | 636.5958 | 726.9567 | 927.1121 | 1012.7706 | 141.5984 | 151.5027 | 151.5027 | 151.5027 | 0.39438 | 3.3703 | 1.4917 | 17.279 | 0 | 0 | 0 | 0 | -513.6697 | -385.9663 | -474.8368 | -459.6011 | 0.40427 | 0.42028 | 0.41111 | 0.39531 | -207.6628 | -162.2144 | -195.2119 | -181.684
5 | 5 | 21 | 729.4287 | 740.7027 | 750.9114 | 873.9549 | 378.8299 | 100.3275 | 0 | 0 | 59.2887 | 119.4279 | 119.1081 | 118.4825 | 0 | 0 | 0 | 0 | 650.7749 | 733.8935 | 938.1226 | 1027.4438 | 141.5984 | 151.5027 | 151.5027 | 151.5027 | 0.55064 | 2.446 | 10.4374 | 34.2222 | 0 | 0 | 0 | 0 | -501.6138 | -366.8949 | -468.2594 | -457.6963 | 0.40188 | 0.40772 | 0.40034 | 0.39234 | -201.5887 | -149.5889 | -187.4623 | -179.5705
5 | 5 | 22 | 709.9883 | 722.5754 | 734.5885 | 857.1956 | 378.8299 | 100.3275 | 0 | 0 | 57.8762 | 118.1299 | 117.1825 | 121.077 | 0 | 0 | 0 | 0 | 551.9513 | 636.5685 | 823.4416 | 927.54 | 141.5984 | 151.5027 | 151.5027 | 151.5027 | 0.33042 | 1.4215 | 6.4459 | 11.3877 | 0 | 0 | 0 | 0 | -420.5979 | -285.3748 | -363.9842 | -354.3119 | 0.39659 | 0.40366 | 0.39544 | 0.38685 | -166.8048 | -115.1934 | -143.9327 | -137.065
5 | 5 | 23 | 650.8042 | 662.5456 | 673.7821 | 786.422 | 378.8299 | 100.3275 | 0 | 0 | 48.6124 | 116.0697 | 118.8138 | 125.1093 | 0 | 0 | 0 | 0 | 494.1521 | 573.5222 | 746.9743 | 873.5486 | 0 | 0 | 0 | 0 | 0.03126 | 4.3011 | 6.0328 | 39.0203 | 0 | 0 | 0 | 0 | -270.8215 | -131.6749 | -198.0387 | -251.2563 | 0.39616 | 0.40557 | 0.39781 | 0.38169 | -107.2877 | -53.4031 | -78.7808 | -95.9023
5 | 5 | 24 | 586.1541 | 594.2138 | 601.3342 | 699.0249 | 378.8299 | 100.3275 | 0 | 0 | 46.6811 | 114.6293 | 116.6666 | 122.7856 | 0 | 0 | 0 | 0 | 469.606 | 544.3821 | 712.1061 | 847.1866 | 0 | 0 | 0 | 0 | 0.069962 | 6.5012 | 13.7522 | 8.6086 | 0 | 0 | 0 | 0 | -309.0329 | -171.6263 | -241.1906 | -279.5558 | 0.39155 | 0.40913 | 0.40018 | 0.37917 | -121.0013 | -70.218 | -96.5206 | -106
5 | 6 | 1 | 534.0494 | 538.3454 | 541.2985 | 626.0322 | 378.8299 | 100.3275 | 0 | 0 | 42.5733 | 121.1496 | 114.1415 | 113.4611 | 0 | 0 | 0 | 0 | 454.1606 | 521.7556 | 685.9674 | 811.1235 | 0 | 0 | 0 | 0 | -0.020238 | 3.6183 | 10.2521 | 14.0255 | 0 | 0 | 0 | 0 | -341.4942 | -208.5056 | -269.0626 | -312.5778 | 0.39346 | 0.40712 | 0.39915 | 0.37525 | -134.3643 | -84.887 | -107.3955 | -117.2954
5 | 6 | 2 | 498.9603 | 499.9914 | 499.2988 | 574.3057 | 378.8299 | 100.3275 | 0 | 0 | 43.0921 | 121.2122 | 119.4758 | 111.6037 | 0 | 0 | 0 | 0 | 454.3792 | 508.3957 | 668.8036 | 792.4686 | 0 | 0 | 0 | 0 | -0.18755 | 3.8748 | 6.5564 | 0.50268 | 0 | 0 | 0 | 0 | -377.1534 | -233.8188 | -295.537 | -330.2693 | 0.39324 | 0.40518 | 0.39871 | 0.37205 | -148.312 | -94.7396 | -117.8322 | -122.8753
5 | 6 | 3 | 478.1963 | 476.4599 | 472.6816 | 540.8768 | 378.8299 | 100.3275 | 0 | 0 | 41.7133 | 107.4109 | 112.6329 | 110.1089 | 0 | 0 | 0 | 0 | 481.8222 | 518.7897 | 677.7057 | 807.7855 | 0 | 0 | 0 | 0 | -0.21706 | 8.8663 | 8.7443 | 4.6116 | 0 | 0 | 0 | 0 | -423.952 | -258.9345 | -326.4013 | -381.6293 | 0.40479 | 0.40648 | 0.39859 | 0.37175 | -171.6125 | -105.2515 | -130.1013 | -141.8704
5 | 6 | 4 | 467.188 | 462.4923 | 455.2803 | 517.5831 | 378.8299 | 100.3275 | 0 | 0 | 43.1812 | 110.3716 | 108.294 | 110.2082 | 0 | 0 | 0 | 0 | 475.9291 | 503.9436 | 666.7463 | 795.4923 | 0 | 0 | 0 | 0 | -0.2536 | 8.1347 | 8.5448 | 3.5176 | 0 | 0 | 0 | 0 | -430.4986 | -260.2851 | -328.3048 | -391.6351 | 0.39239 | 0.40724 | 0.39885 | 0.37249 | -168.9244 | -105.9983 | -130.9429 | -145.8803
5 | 6 | 5 | 458.805 | 451.5387 | 441.3187 | 498.6172 | 378.8299 | 100.3275 | 0 | 0 | 46.1388 | 114.7092 | 113.7807 | 106.5526 | 0 | 0 | 0 | 0 | 479.5825 | 502.1163 | 668.8012 | 790.1322 | 0 | 0 | 0 | 0 | -0.20277 | 10.1809 | 15.0225 | -7.0269 | 0 | 0 | 0 | 0 | -445.5435 | -275.7952 | -356.2856 | -391.0406 | 0.39799 | 0.40903 | 0.40099 | 0.37782 | -177.3234 | -112.8079 | -142.8673 | -147.7449
5 | 6 | 6 | 462.0815 | 451.1576 | 436.487 | 488.5914 | 378.8299 | 100.3275 | 0 | 0 | 52.3482 | 104.7844 | 102.3239 | 89.5325 | 0 | 0 | 0 | 0 | 462.0712 | 574.8985 | 758.2006 | 872.7202 | 0 | 0 | 0 | 0 | -0.08469 | -1.7433 | -0.041129 | -6.8127 | 0 | 0 | 0 | 0 | -431.0832 | -327.1095 | -423.9964 | -466.8485 | 0.39817 | 0.40695 | 0.39923 | 0.37497 | -171.6434 | -133.1173 | -169.2726 | -175.0536
5 | 6 | 7 | 474.5122 | 461.4017 | 444.0557 | 494.666 | 378.8299 | 100.3275 | 0 | 0 | 47.6811 | 84.3854 | 89.0332 | 81.3229 | 0 | 0 | 0 | 0 | 412.7284 | 700.1155 | 915.4462 | 1035.9378 | 0 | 0 | 0 | 0 | -0.0050701 | -2.4806 | -0.86168 | -0.11507 | 0 | 0 | 0 | 0 | -364.7221 | -420.9461 | -559.5621 | -622.4796 | 0.39621 | 0.33259 | 0.32125 | 0.38231 | -144.5057 | -140.0029 | -179.757 | -237.9829
5 | 6 | 8 | 504.1717 | 490.1368 | 471.5347 | 525.0179 | 378.8299 | 100.3275 | 0 | 0 | 44.9886 | 82.7185 | 80.6644 | 83.1205 | 0 | 0 | 0 | 0 | 460.8441 | 873.1529 | 1108.2502 | 1239.3366 | 0 | 0 | 0 | 0 | -0.15686 | -3.0389 | -3.7065 | -1.3191 | 0 | 0 | 0 | 0 | -380.334 | -563.0231 | -713.6734 | -796.1201 | 0.38794 | 0.32023 | 0.31429 | 0.32105 | -147.5451 | -180.2997 | -224.2978 | -255.5946
5 | 6 | 9 | 546.7238 | 534.2764 | 517.4211 | 579.5917 | 378.8299 | 100.3275 | 0 | 0 | 44.2317 | 78.3755 | 77.8445 | 82.1481 | 0 | 0 | 0 | 0 | 536.2905 | 1041.0883 | 1305.8257 | 1432.0143 | 0 | 0 | 0 | 0 | 0.034691 | -9.5907 | -6.2198 | -13.9873 | 0 | 0 | 0 | 0 | -412.663 | -675.9241 | -860.0293 | -920.5835 | 0.39364 | 0.24286 | 0.23968 | 0 | -162.4409 | -164.156 | -206.1277 | 0
5 | 6 | 10 | 586.5251 | 575.2095 | 559.6565 | 629.6802 | 378.8299 | 100.3275 | 0 | 0 | 43.3602 | 75.401 | 80.2986 | 79.0574 | 0 | 0 | 0 | 0 | 558.692 | 1107.076 | 1388.0576 | 1506.3068 | 0 | 0 | 0 | 0 | -0.2016 | -11.4667 | -29.8685 | -43.0159 | 0 | 0 | 0 | 0 | -394.1554 | -696.1283 | -878.8312 | -912.6682 | 0.31441 | 0.24286 | 0.24286 | 0 | -123.9277 | -169.0628 | -213.4339 | 0
5 | 6 | 11 | 613.6135 | 603.8925 | 590.2157 | 666.8335 | 378.8299 | 100.3275 | 0 | 0 | 46.5387 | 75.8002 | 75.5005 | 76.1489 | 0 | 0 | 0 | 0 | 544 | 1099.0224 | 1392.3866 | 1507.8603 | 0 | 0 | 0 | 0 | -0.39471 | -11.9055 | -23.8123 | -46.3766 | 0 | 0 | 0 | 0 | -355.3604 | -659.3521 | -853.8591 | -870.7991 | 0.31687 | 0.24286 | 0.24286 | 0 | -112.6024 | -160.1312 | -207.3691 | 0
5 | 6 | 12 | 632.3164 | 623.8275 | 611.5529 | 692.7809 | 378.8299 | 100.3275 | 0 | 0 | 42.9242 | 73.2668 | 73.5249 | 75.7314 | 0 | 0 | 0 | 0 | 543.2271 | 1091.6636 | 1390.123 | 1492.0341 | 0 | 0 | 0 | 0 | -0.068077 | -9.7855 | -23.8164 | -47.4036 | 0 | 0 | 0 | 0 | -332.5968 | -631.6449 | -828.2785 | -827.581 | 0.30984 | 0.24286 | 0.24286 | 0 | -103.0509 | -153.4022 | -201.1567 | 0
5 | 6 | 13 | 647.8896 | 641.6423 | 631.907 | 718.5677 | 378.8299 | 100.3275 | 0 | 0 | 41.4226 | 75.9255 | 75.8011 | 75.4661 | 0 | 0 | 0 | 0 | 541.9356 | 1079.6382 | 1393.907 | 1485.1912 | 0 | 0 | 0 | 0 | -0.068077 | -8.4438 | -22.4356 | -43.1689 | 0 | 0 | 0 | 0 | -314.2304 | -605.8051 | -815.3654 | -798.9207 | 0.31489 | 0.24286 | 0.24286 | 0 | -98.9482 | -147.1267 | -198.0206 | 0
5 | 6 | 14 | 656.5254 | 651.8844 | 643.9817 | 734.1734 | 378.8299 | 100.3275 | 0 | 0 | 43.57 | 76.7095 | 77.092 | 77.3168 | 0 | 0 | 0 | 0 | 551.3521 | 1067.3969 | 1383.9797 | 1473.4279 | 0 | 0 | 0 | 0 | -0.22898 | -5.8252 | -10.0792 | -25.1387 | 0 | 0 | 0 | 0 | -316.9977 | -586.7243 | -807.0109 | -791.4325 | 0.31699 | 0.24286 | 0.24286 | 0 | -100.4844 | -142.4927 | -195.9916 | 0
5 | 6 | 15 | 667.5065 | 664.4719 | 658.4198 | 752.564 | 378.8299 | 100.3275 | 0 | 0 | 49.559 | 76.9135 | 78.0963 | 79.9828 | 0 | 0 | 0 | 0 | 577.4579 | 1065.6246 | 1377.9902 | 1451.1655 | 0 | 0 | 0 | 0 | -0.28023 | -2.4994 | -5.1794 | -10.3031 | 0 | 0 | 0 | 0 | -338.0601 | -575.8944 | -792.4873 | -768.2812 | 0.31618 | 0.24027 | 0.2402 | 0.19462 | -106.8876 | -138.3704 | -190.3528 | -149.5228
5 | 6 | 16 | 673.6596 | 673.9748 | 671.7361 | 771.343 | 378.8299 | 100.3275 | 0 | 0 | 47.5441 | 78.8753 | 82.7231 | 87.4909 | 0 | 0 | 0 | 0 | 617.9393 | 1061.4172 | 1369.586 | 1434.4493 | 0 | 0 | 0 | 0 | -0.068077 | -2.5767 | -1.1152 | -5.6457 | 0 | 0 | 0 | 0 | -370.5856 | -564.0684 | -779.4579 | -744.9515 | 0.32103 | 0.24715 | 0.22975 | 0.24005 | -118.9674 | -139.4114 | -179.0798 | -178.8245
5 | 6 | 17 | 688.3651 | 692.2302 | 694.0462 | 800.7769 | 378.8299 | 100.3275 | 0 | 0 | 47.4816 | 80.9202 | 85.1943 | 83.4467 | 0 | 0 | 0 | 0 | 618.913 | 965.0365 | 1247.5555 | 1304.4567 | 141.5984 | 151.5027 | 151.5027 | 151.5027 | -0.15904 | -0.48919 | -1.6487 | -4.2391 | 0 | 0 | 0 | 0 | -498.2988 | -605.0676 | -788.5577 | -734.3902 | 0.39785 | 0.24634 | 0.32048 | 0.23372 | -198.2492 | -149.0541 | -252.7209 | -171.6446
5 | 6 | 18 | 703.6307 | 711.0756 | 716.8809 | 830.5826 | 378.8299 | 100.3275 | 0 | 0 | 52.2842 | 88.8439 | 83.5552 | 88.4814 | 0 | 0 | 0 | 0 | 587.3495 | 797.3258 | 1041.9596 | 1084.5575 | 141.5984 | 151.5027 | 151.5027 | 151.5027 | -0.067616 | -1.7127 | -4.1648 | 2.3278 | 0 | 0 | 0 | 0 | -456.3636 | -425.2115 | -555.9718 | -496.2868 | 0.40002 | 0.33194 | 0.39565 | 0.38633 | -182.555 | -141.1461 | -219.9698 | -191.7299
5 | 6 | 19 | 704.4395 | 713.4136 | 720.7981 | 836.2188 | 378.8299 | 100.3275 | 0 | 0 | 58.7027 | 108.6673 | 103.9357 | 107.6372 | 0 | 0 | 0 | 0 | 550.9556 | 621.0116 | 828.4595 | 864.1081 | 141.5984 | 151.5027 | 151.5027 | 151.5027 | -0.0079506 | -2.0526 | 1.6241 | 26.8535 | 0 | 0 | 0 | 0 | -425.639 | -266.0429 | -364.7238 | -313.8827 | 0.40291 | 0.40667 | 0.40013 | 0.39254 | -171.496 | -108.1929 | -145.9386 | -123.21
5 | 6 | 20 | 707.4049 | 717.1608 | 725.4424 | 842.3922 | 378.8299 | 100.3275 | 0 | 0 | 59.6931 | 116.8492 | 115.8627 | 115.2731 | 0 | 0 | 0 | 0 | 557.126 | 561.112 | 739.763 | 770.5057 | 141.5984 | 151.5027 | 151.5027 | 151.5027 | 0.39438 | 3.3703 | 1.4917 | 17.279 | 0 | 0 | 0 | 0 | -430.237 | -216.0009 | -283.1777 | -212.1683 | 0.40427 | 0.42028 | 0.41111 | 0.39531 | -173.9332 | -90.7811 | -116.4182 | -83.8718
5 | 6 | 21 | 739.0533 | 750.6302 | 761.1996 | 886.2111 | 378.8299 | 100.3275 | 0 | 0 | 59.2887 | 119.4279 | 119.1081 | 118.4825 | 0 | 0 | 0 | 0 | 566.705 | 570.1778 | 741.0871 | 769.0972 | 141.5984 | 151.5027 | 151.5027 | 151.5027 | 0.55064 | 2.446 | 10.4374 | 34.2222 | 0 | 0 | 0 | 0 | -407.9193 | -193.2517 | -260.9357 | -187.0935 | 0.40188 | 0.40772 | 0.40034 | 0.39234 | -163.9348 | -78.7918 | -104.4626 | -73.4034
5 | 6 | 22 | 720.1202 | 733.0015 | 745.3636 | 870.0066 | 378.8299 | 100.3275 | 0 | 0 | 57.8762 | 118.1299 | 117.1825 | 121.077 | 0 | 0 | 0 | 0 | 563.431 | 574.4533 | 744.753 | 775.7475 | 141.5984 | 151.5027 | 151.5027 | 151.5027 | 0.33042 | 1.4215 | 6.4459 | 11.3877 | 0 | 0 | 0 | 0 | -421.9457 | -212.8335 | -274.5205 | -189.7084 | 0.39659 | 0.40366 | 0.39544 | 0.38685 | -167.3394 | -85.9116 | -108.5555 | -73.3884
5 | 6 | 23 | 646.9059 | 658.5431 | 669.6565 | 781.5259 | 378.8299 | 100.3275 | 0 | 0 | 48.6124 | 116.0697 | 118.8138 | 125.1093 | 0 | 0 | 0 | 0 | 543.0319 | 559.9456 | 736.3439 | 773.7293 | 0 | 0 | 0 | 0 | 0.03126 | 4.3011 | 6.0328 | 39.0203 | 0 | 0 | 0 | 0 | -323.5996 | -122.1008 | -191.534 | -156.3331 | 0.39616 | 0.40557 | 0.39781 | 0.38169 | -128.1961 | -49.5202 | -76.1932 | -59.671
5 | 6 | 24 | 574.4713 | 582.2101 | 588.9511 | 684.321 | 378.8299 | 100.3275 | 0 | 0 | 46.6811 | 114.6293 | 116.6666 | 122.7856 | 0 | 0 | 0 | 0 | 527.9398 | 540.7689 | 706.3724 | 744.2768 | 0 | 0 | 0 | 0 | 0.069962 | 6.5012 | 13.7522 | 8.6086 | 0 | 0 | 0 | 0 | -379.0494 | -180.0168 | -247.8401 | -191.35 | 0.39155 | 0.40913 | 0.40018 | 0.37917 | -148.4161 | -73.6508 | -99.1816 | -72.5547
5 | 7 | 1 | 520.6932 | 524.624 | 527.145 | 609.2276 | 378.8299 | 100.3275 | 0 | 0 | 42.5733 | 121.1496 | 114.1415 | 113.4611 | 0 | 0 | 0 | 0 | 497.5821 | 506.3088 | 671.3315 | 706.2301 | 0 | 0 | 0 | 0 | -0.020238 | 3.6183 | 10.2521 | 14.0255 | 0 | 0 | 0 | 0 | -398.2719 | -206.7802 | -268.5801 | -224.4891 | 0.39346 | 0.40712 | 0.39915 | 0.37525 | -156.7041 | -84.1846 | -107.2029 | -84.2399
5 | 7 | 2 | 490.9326 | 491.7487 | 490.802 | 564.222 | 378.8299 | 100.3275 | 0 | 0 | 43.0921 | 121.2122 | 119.4758 | 111.6037 | 0 | 0 | 0 | 0 | 472.2569 | 480.1704 | 641.5124 | 675.8974 | 0 | 0 | 0 | 0 | -0.18755 | 3.8748 | 6.5564 | 0.50268 | 0 | 0 | 0 | 0 | -403.0588 | -213.8361 | -276.7425 | -223.7817 | 0.39324 | 0.40518 | 0.39871 | 0.37205 | -158.499 | -86.643 | -110.3387 | -83.2571
5 | 7 | 3 | 473.8577 | 472.014 | 468.1095 | 535.46 | 378.8299 | 100.3275 | 0 | 0 | 41.7133 | 107.4109 | 112.6329 | 110.1089 | 0 | 0 | 0 | 0 | 460.0658 | 463.9962 | 621.4981 | 657.6633 | 0 | 0 | 0 | 0 | -0.21706 | 8.8663 | 8.7443 | 4.6116 | 0 | 0 | 0 | 0 | -406.5342 | -208.5869 | -274.7657 | -236.9238 | 0.40479 | 0.40648 | 0.39859 | 0.37175 | -164.5619 | -84.7862 | -109.5197 | -88.0763
5 | 7 | 4 | 468.9047 | 464.2867 | 457.1685 | 519.8566 | 378.8299 | 100.3275 | 0 | 0 | 43.1812 | 110.3716 | 108.294 | 110.2082 | 0 | 0 | 0 | 0 | 438.8776 | 445.4655 | 603.2457 | 642.7007 | 0 | 0 | 0 | 0 | -0.2536 | 8.1347 | 8.5448 | 3.5176 | 0 | 0 | 0 | 0 | -391.7304 | -200.0126 | -262.9159 | -236.57 | 0.39239 | 0.40724 | 0.39885 | 0.37249 | -153.7121 | -81.4529 | -104.8628 | -88.12
5 | 7 | 5 | 470.5132 | 463.6278 | 453.8621 | 513.5724 | 378.8299 | 100.3275 | 0 | 0 | 46.1388 | 114.7092 | 113.7807 | 106.5526 | 0 | 0 | 0 | 0 | 378.9476 | 390.8586 | 548.5196 | 589.1135 | 0 | 0 | 0 | 0 | -0.20277 | 10.1809 | 15.0225 | -7.0269 | 0 | 0 | 0 | 0 | -333.2004 | -152.4484 | -223.4607 | -175.0667 | 0.39799 | 0.40903 | 0.40099 | 0.37782 | -132.6116 | -62.3556 | -89.6057 | -66.1446
5 | 7 | 6 | 497.4969 | 487.6633 | 474.2899 | 533.6003 | 378.8299 | 100.3275 | 0 | 0 | 52.3482 | 104.7844 | 102.3239 | 89.5325 | 0 | 0 | 0 | 0 | 336.3171 | 454.0387 | 634.8039 | 668.648 | 0 | 0 | 0 | 0 | -0.08469 | -1.7433 | -0.041129 | -6.8127 | 0 | 0 | 0 | 0 | -269.9136 | -169.7439 | -262.7968 | -217.7675 | 0.39817 | 0.40695 | 0.39923 | 0.37497 | -107.4709 | -69.0773 | -104.9167 | -81.656
5 | 7 | 7 | 554.3732 | 543.6315 | 529.0985 | 595.828 | 378.8299 | 100.3275 | 0 | 0 | 47.6811 | 84.3854 | 89.0332 | 81.3229 | 0 | 0 | 0 | 0 | 296.347 | 585.2167 | 793.9701 | 824.2278 | 0 | 0 | 0 | 0 | -0.0050701 | -2.4806 | -0.86168 | -0.11507 | 0 | 0 | 0 | 0 | -168.4797 | -223.8175 | -353.0431 | -309.6076 | 0.39621 | 0.33259 | 0.32125 | 0.38231 | -66.753 | -74.4397 | -113.4136 | -118.3674
5 | 7 | 8 | 610.7806 | 599.8625 | 584.9591 | 659.8945 | 378.8299 | 100.3275 | 0 | 0 | 44.9886 | 82.7185 | 80.6644 | 83.1205 | 0 | 0 | 0 | 0 | 306.7113 | 719.184 | 923.649 | 960.86 | 0 | 0 | 0 | 0 | -0.15686 | -3.0389 | -3.7065 | -1.3191 | 0 | 0 | 0 | 0 | -119.5923 | -299.3286 | -415.6479 | -382.7669 | 0.38794 | 0.32023 | 0.31429 | 0.32105 | -46.3941 | -95.8555 | -130.6324 | -122.8875
5 | 7 | 9 | 644.3175 | 634.7495 | 621.3125 | 703.1591 | 378.8299 | 100.3275 | 0 | 0 | 44.2317 | 78.3755 | 77.8445 | 82.1481 | 0 | 0 | 0 | 0 | 328.7748 | 820.6326 | 1030.5548 | 1075.0014 | 0 | 0 | 0 | 0 | 0.034691 | -9.5907 | -6.2198 | -13.9873 | 0 | 0 | 0 | 0 | -107.5535 | -354.9954 | -480.8669 | -440.0032 | 0.39364 | 0.24286 | 0.23968 | 0 | -42.3374 | -86.2147 | -115.2519 | 0
5 | 7 | 10 | 680.7884 | 672.2731 | 660.046 | 749.1021 | 378.8299 | 100.3275 | 0 | 0 | 43.3602 | 75.401 | 80.2986 | 79.0574 | 0 | 0 | 0 | 0 | 361.1094 | 890.9824 | 1104.1216 | 1152.0819 | 0 | 0 | 0 | 0 | -0.2016 | -11.4667 | -29.8685 | -43.0159 | 0 | 0 | 0 | 0 | -102.3095 | -382.971 | -494.5057 | -439.0214 | 0.31441 | 0.24286 | 0.24286 | 0 | -32.1675 | -93.0089 | -120.0962 | 0
5 | 7 | 11 | 710.3342 | 703.4895 | 693.2288 | 789.3795 | 378.8299 | 100.3275 | 0 | 0 | 46.5387 | 75.8002 | 75.5005 | 76.1489 | 0 | 0 | 0 | 0 | 390.7086 | 933.0498 | 1146.1767 | 1195.0978 | 0 | 0 | 0 | 0 | -0.39471 | -11.9055 | -23.8123 | -46.3766 | 0 | 0 | 0 | 0 | -105.3483 | -393.7825 | -504.6361 | -435.4907 | 0.31687 | 0.24286 | 0.24286 | 0 | -33.3815 | -95.6346 | -122.5564 | 0
5 | 7 | 12 | 726.6439 | 720.972 | 712.044 | 812.3389 | 378.8299 | 100.3275 | 0 | 0 | 42.9242 | 73.2668 | 73.5249 | 75.7314 | 0 | 0 | 0 | 0 | 405.2135 | 945.1286 | 1143.3061 | 1193.2791 | 0 | 0 | 0 | 0 | -0.068077 | -9.7855 | -23.8164 | -47.4036 | 0 | 0 | 0 | 0 | -100.2557 | -387.9653 | -480.9706 | -409.268 | 0.30984 | 0.24286 | 0.24286 | 0 | -31.063 | -94.2218 | -116.8091 | 0
5 | 7 | 13 | 741.97 | 738.5421 | 732.1566 | 837.8481 | 378.8299 | 100.3275 | 0 | 0 | 41.4226 | 75.9255 | 75.8011 | 75.4661 | 0 | 0 | 0 | 0 | 393.747 | 925.0568 | 1109.6859 | 1159.439 | 0 | 0 | 0 | 0 | -0.068077 | -8.4438 | -22.4356 | -43.1689 | 0 | 0 | 0 | 0 | -71.9614 | -354.3239 | -430.8949 | -353.8881 | 0.31489 | 0.24286 | 0.24286 | 0 | -22.66 | -86.0516 | -104.6476 | 0
5 | 7 | 14 | 752.1192 | 750.3511 | 745.8623 | 855.4031 | 378.8299 | 100.3275 | 0 | 0 | 43.57 | 76.7095 | 77.092 | 77.3168 | 0 | 0 | 0 | 0 | 383.1843 | 908.7079 | 1083.0164 | 1130.0775 | 0 | 0 | 0 | 0 | -0.22898 | -5.8252 | -10.0792 | -25.1387 | 0 | 0 | 0 | 0 | -53.2361 | -329.5686 | -404.1668 | -326.8525 | 0.31699 | 0.24286 | 0.24286 | 0 | -16.8752 | -80.0395 | -98.1564 | 0
5 | 7 | 15 | 757.981 | 757.6803 | 754.8775 | 867.3557 | 378.8299 | 100.3275 | 0 | 0 | 49.559 | 76.9135 | 78.0963 | 79.9828 | 0 | 0 | 0 | 0 | 367.7928 | 876.01 | 1037.44 | 1084.9152 | 0 | 0 | 0 | 0 | -0.28023 | -2.4994 | -5.1794 | -10.3031 | 0 | 0 | 0 | 0 | -37.9205 | -293.0714 | -355.4794 | -287.2392 | 0.31618 | 0.24027 | 0.2402 | 0.19462 | -11.9897 | -70.4164 | -85.3849 | -55.9025
5 | 7 | 16 | 761.3863 | 764.3537 | 765.2673 | 882.6534 | 378.8299 | 100.3275 | 0 | 0 | 47.5441 | 78.8753 | 82.7231 | 87.4909 | 0 | 0 | 0 | 0 | 349.9531 | 822.1917 | 971.0687 | 1009.148 | 0 | 0 | 0 | 0 | -0.068077 | -2.5767 | -1.1152 | -5.6457 | 0 | 0 | 0 | 0 | -14.8728 | -234.464 | -287.4093 | -208.3398 | 0.32103 | 0.24715 | 0.22975 | 0.24005 | -4.7745 | -57.9486 | -66.032 | -50.0117
5 | 7 | 17 | 761.4624 | 767.5518 | 772.0125 | 893.5784 | 378.8299 | 100.3275 | 0 | 0 | 47.4816 | 80.9202 | 85.1943 | 83.4467 | 0 | 0 | 0 | 0 | 295.1264 | 694.0679 | 826.8366 | 851.2371 | 141.5984 | 151.5027 | 151.5027 | 151.5027 | -0.15904 | -0.48919 | -1.6487 | -4.2391 | 0 | 0 | 0 | 0 | -101.4148 | -258.7774 | -289.8725 | -188.3691 | 0.39785 | 0.24634 | 0.32048 | 0.23372 | -40.3481 | -63.7479 | -92.8998 | -44.0264
5 | 7 | 18 | 763.1919 | 772.4731 | 780.463 | 906.2874 | 378.8299 | 100.3275 | 0 | 0 | 52.2842 | 88.8439 | 83.5552 | 88.4814 | 0 | 0 | 0 | 0 | 220.4388 | 485.2905 | 595.085 | 607.0702 | 141.5984 | 151.5027 | 151.5027 | 151.5027 | -0.067616 | -1.7127 | -4.1648 | 2.3278 | 0 | 0 | 0 | 0 | -29.8918 | -51.7787 | -45.5151 | 56.9052 | 0.40002 | 0.33194 | 0.39565 | 0.38633 | -11.9574 | -17.1876 | -18.008 | 21.9841
5 | 7 | 19 | 749.9875 | 760.3829 | 769.4593 | 894.175 | 378.8299 | 100.3275 | 0 | 0 | 58.7027 | 108.6673 | 103.9357 | 107.6372 | 0 | 0 | 0 | 0 | 163.3586 | 270.3993 | 366.3812 | 371.9031 | 141.5984 | 151.5027 | 151.5027 | 151.5027 | -0.0079506 | -2.0526 | 1.6241 | 26.8535 | 0 | 0 | 0 | 0 | 7.506 | 131.5387 | 146.0155 | 236.2785 | 0.40291 | 0.40667 | 0.40013 | 0.39254 | 3.0243 | 53.4934 | 58.4258 | 92.7476
5 | 7 | 20 | 747.1897 | 758.1733 | 767.9156 | 892.9645 | 378.8299 | 100.3275 | 0 | 0 | 59.6931 | 116.8492 | 115.8627 | 115.2731 | 0 | 0 | 0 | 0 | 138.9868 | 169.9149 | 248.5554 | 251.2878 | 141.5984 | 151.5027 | 151.5027 | 151.5027 | 0.39438 | 3.3703 | 1.4917 | 17.279 | 0 | 0 | 0 | 0 | 27.6871 | 216.2087 | 250.5031 | 357.6218 | 0.40427 | 0.42028 | 0.41111 | 0.39531 | 11.1932 | 90.8684 | 102.9852 | 141.3707
5 | 7 | 21 | 769.7128 | 782.2429 | 793.9467 | 925.2098 | 378.8299 | 100.3275 | 0 | 0 | 59.2887 | 119.4279 | 119.1081 | 118.4825 | 0 | 0 | 0 | 0 | 118.5363 | 147.2657 | 230.5072 | 236.0228 | 141.5984 | 151.5027 | 151.5027 | 151.5027 | 0.55064 | 2.446 | 10.4374 | 34.2222 | 0 | 0 | 0 | 0 | 70.9088 | 261.2731 | 282.3913 | 384.9795 | 0.40188 | 0.40772 | 0.40034 | 0.39234 | 28.4969 | 106.5252 | 113.0521 | 151.0411
5 | 7 | 22 | 739.3119 | 752.8053 | 765.8968 | 894.4755 | 378.8299 | 100.3275 | 0 | 0 | 57.8762 | 118.1299 | 117.1825 | 121.077 | 0 | 0 | 0 | 0 | 135.4593 | 164.0766 | 242.7245 | 262.618 | 141.5984 | 151.5027 | 151.5027 | 151.5027 | 0.33042 | 1.4215 | 6.4459 | 11.3877 | 0 | 0 | 0 | 0 | 25.2177 | 217.3471 | 248.0411 | 347.89 | 0.39659 | 0.40366 | 0.39544 | 0.38685 | 10.0011 | 87.7335 | 98.0846 | 134.5807
5 | 7 | 23 | 658.9371 | 670.9644 | 682.5432 | 796.8894 | 378.8299 | 100.3275 | 0 | 0 | 48.6124 | 116.0697 | 118.8138 | 125.1093 | 0 | 0 | 0 | 0 | 136.4775 | 163.8581 | 227.8269 | 258.8569 | 0 | 0 | 0 | 0 | 0.03126 | 4.3011 | 6.0328 | 39.0203 | 0 | 0 | 0 | 0 | 94.9859 | 286.4081 | 329.8698 | 373.9028 | 0.39616 | 0.40557 | 0.39781 | 0.38169 | 37.6293 | 116.158 | 131.2239 | 142.7155
5 | 7 | 24 | 580.8408 | 588.8092 | 595.825 | 692.5392 | 378.8299 | 100.3275 | 0 | 0 | 46.6811 | 114.6293 | 116.6666 | 122.7856 | 0 | 0 | 0 | 0 | 125.8007 | 154.8447 | 216.2496 | 253.3498 | 0 | 0 | 0 | 0 | 0.069962 | 6.5012 | 13.7522 | 8.6086 | 0 | 0 | 0 | 0 | 29.4592 | 212.5065 | 249.1566 | 307.7953 | 0.39155 | 0.40913 | 0.40018 | 0.37917 | 11.5347 | 86.9434 | 99.7085 | 116.7076
5 | 8 | 1 | 521.5363 | 525.5276 | 528.1226 | 610.4269 | 378.8299 | 100.3275 | 0 | 0 | 42.5733 | 121.1496 | 114.1415 | 113.4611 | 0 | 0 | 0 | 0 | 130.0907 | 159.4864 | 214.7828 | 259.5066 | 0 | 0 | 0 | 0 | -0.020238 | 3.6183 | 10.2521 | 14.0255 | 0 | 0 | 0 | 0 | -29.9374 | 140.9458 | 188.9461 | 223.4337 | 0.39346 | 0.40712 | 0.39915 | 0.37525 | -11.7792 | 57.382 | 75.4173 | 83.8439
5 | 8 | 2 | 492.5587 | 493.455 | 492.6053 | 566.3997 | 378.8299 | 100.3275 | 0 | 0 | 43.0921 | 121.2122 | 119.4758 | 111.6037 | 0 | 0 | 0 | 0 | 141.7997 | 171.8174 | 215.4279 | 268.3643 | 0 | 0 | 0 | 0 | -0.18755 | 3.8748 | 6.5564 | 0.50268 | 0 | 0 | 0 | 0 | -70.9755 | 96.2231 | 151.1453 | 185.929 | 0.39324 | 0.40518 | 0.39871 | 0.37205 | -27.9104 | 38.9881 | 60.2624 | 69.1741
5 | 8 | 3 | 476.9088 | 475.1812 | 471.416 | 539.4194 | 378.8299 | 100.3275 | 0 | 0 | 41.7133 | 107.4109 | 112.6329 | 110.1089 | 0 | 0 | 0 | 0 | 142.3484 | 175.8792 | 210.9258 | 274.7446 | 0 | 0 | 0 | 0 | -0.21706 | 8.8663 | 8.7443 | 4.6116 | 0 | 0 | 0 | 0 | -85.7658 | 82.6973 | 139.1131 | 149.9542 | 0.40479 | 0.40648 | 0.39859 | 0.37175 | -34.7173 | 33.6147 | 55.4495 | 55.7454
5 | 8 | 4 | 470.7107 | 466.1639 | 459.1311 | 522.2092 | 378.8299 | 100.3275 | 0 | 0 | 43.1812 | 110.3716 | 108.294 | 110.2082 | 0 | 0 | 0 | 0 | 147.3023 | 184.2522 | 218.5623 | 299.2877 | 0 | 0 | 0 | 0 | -0.2536 | 8.1347 | 8.5448 | 3.5176 | 0 | 0 | 0 | 0 | -98.3491 | 63.0779 | 123.7301 | 109.1957 | 0.39239 | 0.40724 | 0.39885 | 0.37249 | -38.5914 | 25.6878 | 49.3492 | 40.6743
5 | 8 | 5 | 471.7784 | 464.9516 | 455.2567 | 515.2529 | 378.8299 | 100.3275 | 0 | 0 | 46.1388 | 114.7092 | 113.7807 | 106.5526 | 0 | 0 | 0 | 0 | 148.4449 | 182.2057 | 214.4771 | 301.7387 | 0 | 0 | 0 | 0 | -0.20277 | 10.1809 | 15.0225 | -7.0269 | 0 | 0 | 0 | 0 | -101.4324 | 57.5284 | 111.9765 | 113.9886 | 0.39799 | 0.40903 | 0.40099 | 0.37782 | -40.3694 | 23.5307 | 44.9015 | 43.0677
5 | 8 | 6 | 503.6663 | 494.0229 | 480.8757 | 541.4417 | 378.8299 | 100.3275 | 0 | 0 | 52.3482 | 104.7844 | 102.3239 | 89.5325 | 0 | 0 | 0 | 0 | 154.2732 | 282.402 | 331.6574 | 407.066 | 0 | 0 | 0 | 0 | -0.08469 | -1.7433 | -0.041129 | -6.8127 | 0 | 0 | 0 | 0 | -81.7004 | 8.2524 | 46.9355 | 51.656 | 0.39817 | 0.40695 | 0.39923 | 0.37497 | -32.5304 | 3.3583 | 18.7381 | 19.3694
5 | 8 | 7 | 569.9545 | 559.6635 | 545.6653 | 615.5233 | 378.8299 | 100.3275 | 0 | 0 | 47.6811 | 84.3854 | 89.0332 | 81.3229 | 0 | 0 | 0 | 0 | 170.8637 | 454.7696 | 532.6467 | 586.6153 | 0 | 0 | 0 | 0 | -0.0050701 | -2.4806 | -0.86168 | -0.11507 | 0 | 0 | 0 | 0 | -27.4152 | -77.3384 | -75.153 | -52.2999 | 0.39621 | 0.33259 | 0.32125 | 0.38231 | -10.8621 | -25.722 | -24.1426 | -19.995
5 | 8 | 8 | 629.7879 | 619.4245 | 605.1792 | 683.9379 | 378.8299 | 100.3275 | 0 | 0 | 44.9886 | 82.7185 | 80.6644 | 83.1205 | 0 | 0 | 0 | 0 | 229.7803 | 621.2194 | 724.6714 | 776.3168 | 0 | 0 | 0 | 0 | -0.15686 | -3.0389 | -3.7065 | -1.3191 | 0 | 0 | 0 | 0 | -23.6541 | -181.802 | -196.4501 | -174.1803 | 0.38794 | 0.32023 | 0.31429 | 0.32105 | -9.1763 | -58.2194 | -61.7416 | -55.9207
5 | 8 | 9 | 661.8235 | 652.7675 | 639.9384 | 725.308 | 378.8299 | 100.3275 | 0 | 0 | 44.2317 | 78.3755 | 77.8445 | 82.1481 | 0 | 0 | 0 | 0 | 277.9408 | 743.4893 | 872.2552 | 921.2045 | 0 | 0 | 0 | 0 | 0.034691 | -9.5907 | -6.2198 | -13.9873 | 0 | 0 | 0 | 0 | -39.2136 | -259.834 | -303.9416 | -264.0574 | 0.39364 | 0.24286 | 0.23968 | 0 | -15.4361 | -63.1037 | -72.8473 | 0
5 | 8 | 10 | 692.0165 | 683.8424 | 672.0208 | 763.3548 | 378.8299 | 100.3275 | 0 | 0 | 43.3602 | 75.401 | 80.2986 | 79.0574 | 0 | 0 | 0 | 0 | 305.239 | 811.549 | 956.3276 | 1001.479 | 0 | 0 | 0 | 0 | -0.2016 | -11.4667 | -29.8685 | -43.0159 | 0 | 0 | 0 | 0 | -35.211 | -291.9684 | -334.737 | -274.1657 | 0.31441 | 0.24286 | 0.24286 | 0 | -11.0708 | -70.9079 | -81.2946 | 0
5 | 8 | 11 | 721.4889 | 714.9888 | 705.1379 | 803.5597 | 378.8299 | 100.3275 | 0 | 0 | 46.5387 | 75.8002 | 75.5005 | 76.1489 | 0 | 0 | 0 | 0 | 322.548 | 842.882 | 998.045 | 1037.7757 | 0 | 0 | 0 | 0 | -0.39471 | -11.9055 | -23.8123 | -46.3766 | 0 | 0 | 0 | 0 | -26.0329 | -292.1155 | -344.5954 | -263.9883 | 0.31687 | 0.24286 | 0.24286 | 0 | -8.249 | -70.9436 | -83.6888 | 0
5 | 8 | 12 | 735.0801 | 729.6807 | 721.0775 | 823.1074 | 378.8299 | 100.3275 | 0 | 0 | 42.9242 | 73.2668 | 73.5249 | 75.7314 | 0 | 0 | 0 | 0 | 333.383 | 861.1049 | 1027.2302 | 1061.7629 | 0 | 0 | 0 | 0 | -0.068077 | -9.7855 | -23.8164 | -47.4036 | 0 | 0 | 0 | 0 | -19.9891 | -295.233 | -355.8611 | -266.9834 | 0.30984 | 0.24286 | 0.24286 | 0 | -6.1934 | -71.7007 | -86.4248 | 0
5 | 8 | 13 | 747.7564 | 744.5334 | 738.3932 | 845.3008 | 378.8299 | 100.3275 | 0 | 0 | 41.4226 | 75.9255 | 75.8011 | 75.4661 | 0 | 0 | 0 | 0 | 333.2902 | 851.1015 | 1011.8407 | 1040.7643 | 0 | 0 | 0 | 0 | -0.068077 | -8.4438 | -22.4356 | -43.1689 | 0 | 0 | 0 | 0 | -5.7182 | -274.3773 | -326.813 | -227.7606 | 0.31489 | 0.24286 | 0.24286 | 0 | -1.8006 | -66.6357 | -79.3702 | 0
5 | 8 | 14 | 760.1279 | 758.6313 | 754.4667 | 865.6729 | 378.8299 | 100.3275 | 0 | 0 | 43.57 | 76.7095 | 77.092 | 77.3168 | 0 | 0 | 0 | 0 | 377.8348 | 884.2416 | 1043.6133 | 1068.9834 | 0 | 0 | 0 | 0 | -0.22898 | -5.8252 | -10.0792 | -25.1387 | 0 | 0 | 0 | 0 | -39.8778 | -296.8221 | -356.1594 | -255.4886 | 0.31699 | 0.24286 | 0.24286 | 0 | -12.6408 | -72.0867 | -86.4973 | 0
5 | 8 | 15 | 766.9601 | 766.9607 | 764.5178 | 878.8591 | 378.8299 | 100.3275 | 0 | 0 | 49.559 | 76.9135 | 78.0963 | 79.9828 | 0 | 0 | 0 | 0 | 486.2332 | 964.5457 | 1114.2995 | 1135.1466 | 0 | 0 | 0 | 0 | -0.28023 | -2.4994 | -5.1794 | -10.3031 | 0 | 0 | 0 | 0 | -147.3818 | -372.3267 | -422.6985 | -325.9672 | 0.31618 | 0.24027 | 0.2402 | 0.19462 | -46.5991 | -89.4591 | -101.5308 | -63.4397
5 | 8 | 16 | 767.3205 | 770.5022 | 771.6725 | 890.3118 | 378.8299 | 100.3275 | 0 | 0 | 47.5441 | 78.8753 | 82.7231 | 87.4909 | 0 | 0 | 0 | 0 | 556.8165 | 991.4422 | 1144.8477 | 1159.1152 | 0 | 0 | 0 | 0 | -0.068077 | -2.5767 | -1.1152 | -5.6457 | 0 | 0 | 0 | 0 | -215.8021 | -397.566 | -454.7831 | -350.6486 | 0.32103 | 0.24715 | 0.22975 | 0.24005 | -69.2779 | -98.2598 | -104.486 | -84.1727
5 | 8 | 17 | 772.2687 | 778.7103 | 783.5911 | 907.384 | 378.8299 | 100.3275 | 0 | 0 | 47.4816 | 80.9202 | 85.1943 | 83.4467 | 0 | 0 | 0 | 0 | 521.7678 | 883.9984 | 1040.0269 | 1045.9581 | 141.5984 | 151.5027 | 151.5027 | 151.5027 | -0.15904 | -0.48919 | -1.6487 | -4.2391 | 0 | 0 | 0 | 0 | -317.25 | -437.5494 | -491.4842 | -369.2845 | 0.39785 | 0.24634 | 0.32048 | 0.23372 | -126.2185 | -107.7871 | -157.5133 | -86.3106
5 | 8 | 18 | 768.5813 | 778.0403 | 786.2422 | 913.1803 | 378.8299 | 100.3275 | 0 | 0 | 52.2842 | 88.8439 | 83.5552 | 88.4814 | 0 | 0 | 0 | 0 | 452.5543 | 678.1313 | 802.575 | 800.9142 | 141.5984 | 151.5027 | 151.5027 | 151.5027 | -0.067616 | -1.7127 | -4.1648 | 2.3278 | 0 | 0 | 0 | 0 | -256.6179 | -239.0523 | -247.2259 | -130.0459 | 0.40002 | 0.33194 | 0.39565 | 0.38633 | -102.6525 | -79.3518 | -97.8147 | -50.2405
5 | 8 | 19 | 752.064 | 762.5363 | 771.705 | 896.8622 | 378.8299 | 100.3275 | 0 | 0 | 58.7027 | 108.6673 | 103.9357 | 107.6372 | 0 | 0 | 0 | 0 | 462.0073 | 555.0639 | 673.4864 | 671.9261 | 141.5984 | 151.5027 | 151.5027 | 151.5027 | -0.0079506 | -2.0526 | 1.6241 | 26.8535 | 0 | 0 | 0 | 0 | -289.0663 | -150.9725 | -158.8439 | -61.0574 | 0.40291 | 0.40667 | 0.40013 | 0.39254 | -116.4689 | -61.3967 | -63.5589 | -23.9672
5 | 8 | 20 | 750.0799 | 761.1633 | 771.0249 | 896.6775 | 378.8299 | 100.3275 | 0 | 0 | 59.6931 | 116.8492 | 115.8627 | 115.2731 | 0 | 0 | 0 | 0 | 471.2792 | 509.8042 | 633.5456 | 632.7366 | 141.5984 | 151.5027 | 151.5027 | 151.5027 | 0.39438 | 3.3703 | 1.4917 | 17.279 | 0 | 0 | 0 | 0 | -301.7151 | -120.6906 | -131.3778 | -20.1139 | 0.40427 | 0.42028 | 0.41111 | 0.39531 | -121.9752 | -50.724 | -54.0112 | -7.9512
5 | 8 | 21 | 778.2988 | 791.0866 | 803.0967 | 936.0972 | 378.8299 | 100.3275 | 0 | 0 | 59.2887 | 119.4279 | 119.1081 | 118.4825 | 0 | 0 | 0 | 0 | 460.8533 | 496.6745 | 607.5294 | 608.5348 | 141.5984 | 151.5027 | 151.5027 | 151.5027 | 0.55064 | 2.446 | 10.4374 | 34.2222 | 0 | 0 | 0 | 0 | -262.8221 | -79.292 | -85.4809 | 23.355 | 0.40188 | 0.40772 | 0.40034 | 0.39234 | -105.6231 | -32.3286 | -34.2213 | 9.163
5 | 8 | 22 | 741.1134 | 754.6655 | 767.827 | 896.777 | 378.8299 | 100.3275 | 0 | 0 | 57.8762 | 118.1299 | 117.1825 | 121.077 | 0 | 0 | 0 | 0 | 477.7767 | 511.0516 | 596.7779 | 601.8154 | 141.5984 | 151.5027 | 151.5027 | 151.5027 | 0.33042 | 1.4215 | 6.4459 | 11.3877 | 0 | 0 | 0 | 0 | -315.2982 | -127.7678 | -104.082 | 10.9941 | 0.39659 | 0.40366 | 0.39544 | 0.38685 | -125.0441 | -51.5743 | -41.1578 | 4.2531
5 | 8 | 23 | 657.102 | 669.0916 | 680.6264 | 794.6262 | 378.8299 | 100.3275 | 0 | 0 | 48.6124 | 116.0697 | 118.8138 | 125.1093 | 0 | 0 | 0 | 0 | 468.3299 | 509.5172 | 579.5204 | 587.2411 | 0 | 0 | 0 | 0 | 0.03126 | 4.3011 | 6.0328 | 39.0203 | 0 | 0 | 0 | 0 | -238.7015 | -61.1239 | -23.7406 | 43.2555 | 0.39616 | 0.40557 | 0.39781 | 0.38169 | -94.5631 | -24.7899 | -9.4441 | 16.5102
5 | 8 | 24 | 575.6948 | 583.5183 | 590.3624 | 686.0492 | 378.8299 | 100.3275 | 0 | 0 | 46.6811 | 114.6293 | 116.6666 | 122.7856 | 0 | 0 | 0 | 0 | 447.1975 | 490.9543 | 553.4868 | 560.3877 | 0 | 0 | 0 | 0 | 0.069962 | 6.5012 | 13.7522 | 8.6086 | 0 | 0 | 0 | 0 | -297.0836 | -128.894 | -93.5431 | -5.7327 | 0.39155 | 0.40913 | 0.40018 | 0.37917 | -116.3225 | -52.7348 | -37.4345 | -2.1737
5 | 9 | 1 | 525.9199 | 530.0426 | 532.7936 | 615.9846 | 378.8299 | 100.3275 | 0 | 0 | 42.5733 | 121.1496 | 114.1415 | 113.4611 | 0 | 0 | 0 | 0 | 439.0374 | 474.2719 | 539.4576 | 549.0972 | 0 | 0 | 0 | 0 | -0.020238 | 3.6183 | 10.2521 | 14.0255 | 0 | 0 | 0 | 0 | -334.5005 | -169.3248 | -131.0576 | -60.5991 | 0.39346 | 0.40712 | 0.39915 | 0.37525 | -131.6126 | -68.9357 | -52.3112 | -22.7399
5 | 9 | 2 | 496.5869 | 497.6041 | 496.8981 | 571.5077 | 378.8299 | 100.3275 | 0 | 0 | 43.0921 | 121.2122 | 119.4758 | 111.6037 | 0 | 0 | 0 | 0 | 449.6898 | 479.8766 | 547.3265 | 557.2493 | 0 | 0 | 0 | 0 | -0.18755 | 3.8748 | 6.5564 | 0.50268 | 0 | 0 | 0 | 0 | -374.8374 | -207.6869 | -176.4606 | -97.848 | 0.39324 | 0.40518 | 0.39871 | 0.37205 | -147.4012 | -84.1514 | -70.3558 | -36.4039
5 | 9 | 3 | 478.7205 | 477.0442 | 473.3399 | 541.7054 | 378.8299 | 100.3275 | 0 | 0 | 41.7133 | 107.4109 | 112.6329 | 110.1089 | 0 | 0 | 0 | 0 | 432.5664 | 461.9782 | 522.5264 | 530.5185 | 0 | 0 | 0 | 0 | -0.21706 | 8.8663 | 8.7443 | 4.6116 | 0 | 0 | 0 | 0 | -374.1721 | -201.5387 | -170.5638 | -103.5337 | 0.40479 | 0.40648 | 0.39859 | 0.37175 | -151.462 | -81.9213 | -67.9855 | -38.4886
5 | 9 | 4 | 472.7248 | 468.2395 | 461.2799 | 524.767 | 378.8299 | 100.3275 | 0 | 0 | 43.1812 | 110.3716 | 108.294 | 110.2082 | 0 | 0 | 0 | 0 | 414.7663 | 441.0796 | 484.4119 | 492.7642 | 0 | 0 | 0 | 0 | -0.2536 | 8.1347 | 8.5448 | 3.5176 | 0 | 0 | 0 | 0 | -363.799 | -191.6739 | -139.9707 | -81.7231 | 0.39239 | 0.40724 | 0.39885 | 0.37249 | -142.752 | -78.0571 | -55.8267 | -30.441
5 | 9 | 5 | 475.3202 | 468.5919 | 459.0137 | 519.7154 | 378.8299 | 100.3275 | 0 | 0 | 46.1388 | 114.7092 | 113.7807 | 106.5526 | 0 | 0 | 0 | 0 | 351.8772 | 376.2872 | 408.8376 | 420.8666 | 0 | 0 | 0 | 0 | -0.20277 | 10.1809 | 15.0225 | -7.0269 | 0 | 0 | 0 | 0 | -301.323 | -132.9129 | -78.6271 | -0.67687 | 0.39799 | 0.40903 | 0.40099 | 0.37782 | -119.9246 | -54.3651 | -31.5287 | -0.25574
5 | 9 | 6 | 506.3548 | 496.7919 | 483.7403 | 544.85 | 378.8299 | 100.3275 | 0 | 0 | 52.3482 | 104.7844 | 102.3239 | 89.5325 | 0 | 0 | 0 | 0 | 311.8752 | 427.7323 | 480.5428 | 493.6272 | 0 | 0 | 0 | 0 | -0.08469 | -1.7433 | -0.041129 | -6.8127 | 0 | 0 | 0 | 0 | -236.6138 | -134.3089 | -99.0854 | -31.497 | 0.39817 | 0.40695 | 0.39923 | 0.37497 | -94.212 | -54.6571 | -39.558 | -11.8104
5 | 9 | 7 | 571.4176 | 561.1669 | 547.2164 | 617.3652 | 378.8299 | 100.3275 | 0 | 0 | 47.6811 | 84.3854 | 89.0332 | 81.3229 | 0 | 0 | 0 | 0 | 257.2738 | 527.0898 | 609.723 | 622.0453 | 0 | 0 | 0 | 0 | -0.0050701 | -2.4806 | -0.86168 | -0.11507 | 0 | 0 | 0 | 0 | -112.3622 | -148.1553 | -150.6782 | -85.888 | 0.39621 | 0.33259 | 0.32125 | 0.38231 | -44.5188 | -49.2751 | -48.4047 | -32.8362
5 | 9 | 8 | 632.276 | 621.9813 | 607.8175 | 687.0711 | 378.8299 | 100.3275 | 0 | 0 | 44.9886 | 82.7185 | 80.6644 | 83.1205 | 0 | 0 | 0 | 0 | 269.1013 | 655.3122 | 757.1257 | 779.0761 | 0 | 0 | 0 | 0 | -0.15686 | -3.0389 | -3.7065 | -1.3191 | 0 | 0 | 0 | 0 | -60.4869 | -213.3379 | -226.2662 | -173.8065 | 0.38794 | 0.32023 | 0.31429 | 0.32105 | -23.465 | -68.3183 | -71.1124 | -55.8006
5 | 9 | 9 | 659.9815 | 650.865 | 637.9635 | 722.9528 | 378.8299 | 100.3275 | 0 | 0 | 44.2317 | 78.3755 | 77.8445 | 82.1481 | 0 | 0 | 0 | 0 | 303.5744 | 767.1381 | 892.1797 | 921.8538 | 0 | 0 | 0 | 0 | 0.034691 | -9.5907 | -6.2198 | -13.9873 | 0 | 0 | 0 | 0 | -66.6892 | -285.3854 | -325.8409 | -267.0619 | 0.39364 | 0.24286 | 0.23968 | 0 | -26.2516 | -69.3091 | -78.096 | 0
5 | 9 | 10 | 688.8088 | 680.5321 | 668.5882 | 759.264 | 378.8299 | 100.3275 | 0 | 0 | 43.3602 | 75.401 | 80.2986 | 79.0574 | 0 | 0 | 0 | 0 | 318.3386 | 825.3445 | 969.3148 | 1005.6979 | 0 | 0 | 0 | 0 | -0.2016 | -11.4667 | -29.8685 | -43.0159 | 0 | 0 | 0 | 0 | -51.5182 | -309.0741 | -351.1568 | -282.4755 | 0.31441 | 0.24286 | 0.24286 | 0 | -16.198 | -75.0622 | -85.2823 | 0
5 | 9 | 11 | 714.0317 | 707.3038 | 697.1822 | 794.0894 | 378.8299 | 100.3275 | 0 | 0 | 46.5387 | 75.8002 | 75.5005 | 76.1489 | 0 | 0 | 0 | 0 | 327.6329 | 841.2683 | 1001.5266 | 1040.9953 | 0 | 0 | 0 | 0 | -0.39471 | -11.9055 | -23.8123 | -46.3766 | 0 | 0 | 0 | 0 | -38.5751 | -298.1867 | -356.0327 | -276.6782 | 0.31687 | 0.24286 | 0.24286 | 0 | -12.2232 | -72.4181 | -86.4665 | 0
5 | 9 | 12 | 728.9472 | 723.3507 | 714.5125 | 815.2823 | 378.8299 | 100.3275 | 0 | 0 | 42.9242 | 73.2668 | 73.5249 | 75.7314 | 0 | 0 | 0 | 0 | 338.4852 | 863.084 | 1054.2988 | 1101.4587 | 0 | 0 | 0 | 0 | -0.068077 | -9.7855 | -23.8164 | -47.4036 | 0 | 0 | 0 | 0 | -31.224 | -303.5421 | -389.4947 | -314.5042 | 0.30984 | 0.24286 | 0.24286 | 0 | -9.6744 | -73.7187 | -94.5931 | 0
5 | 9 | 13 | 739.1888 | 735.6976 | 729.2381 | 834.3961 | 378.8299 | 100.3275 | 0 | 0 | 41.4226 | 75.9255 | 75.8011 | 75.4661 | 0 | 0 | 0 | 0 | 343.4299 | 870.9732 | 1090.5572 | 1140.4267 | 0 | 0 | 0 | 0 | -0.068077 | -8.4438 | -22.4356 | -43.1689 | 0 | 0 | 0 | 0 | -24.4255 | -303.0848 | -414.6846 | -338.3278 | 0.31489 | 0.24286 | 0.24286 | 0 | -7.6914 | -73.6076 | -100.7108 | 0
5 | 9 | 14 | 749.8594 | 748.0468 | 743.5064 | 852.6237 | 378.8299 | 100.3275 | 0 | 0 | 43.57 | 76.7095 | 77.092 | 77.3168 | 0 | 0 | 0 | 0 | 360.5963 | 891.9733 | 1145.0907 | 1195.6847 | 0 | 0 | 0 | 0 | -0.22898 | -5.8252 | -10.0792 | -25.1387 | 0 | 0 | 0 | 0 | -32.9079 | -315.1383 | -468.597 | -395.2391 | 0.31699 | 0.24286 | 0.24286 | 0 | -10.4314 | -76.535 | -113.804 | 0
5 | 9 | 15 | 760.1653 | 759.9438 | 757.236 | 870.1761 | 378.8299 | 100.3275 | 0 | 0 | 49.559 | 76.9135 | 78.0963 | 79.9828 | 0 | 0 | 0 | 0 | 361.5427 | 882.5465 | 1136.092 | 1175.5148 | 0 | 0 | 0 | 0 | -0.28023 | -2.4994 | -5.1794 | -10.3031 | 0 | 0 | 0 | 0 | -29.486 | -297.3444 | -451.7728 | -375.0184 | 0.31618 | 0.24027 | 0.2402 | 0.19462 | -9.3229 | -71.4431 | -108.5143 | -72.986
5 | 9 | 16 | 763.9809 | 767.0375 | 768.0578 | 885.9855 | 378.8299 | 100.3275 | 0 | 0 | 47.5441 | 78.8753 | 82.7231 | 87.4909 | 0 | 0 | 0 | 0 | 341.3144 | 834.8239 | 1096.5677 | 1135.0106 | 0 | 0 | 0 | 0 | -0.068077 | -2.5767 | -1.1152 | -5.6457 | 0 | 0 | 0 | 0 | -3.6396 | -244.4124 | -410.1178 | -330.8703 | 0.32103 | 0.24715 | 0.22975 | 0.24005 | -1.1684 | -60.4073 | -94.2242 | -79.4249
5 | 9 | 17 | 763.848 | 770.0231 | 774.5863 | 896.6553 | 378.8299 | 100.3275 | 0 | 0 | 47.4816 | 80.9202 | 85.1943 | 83.4467 | 0 | 0 | 0 | 0 | 294.7418 | 716.7679 | 963.5193 | 987.9875 | 141.5984 | 151.5027 | 151.5027 | 151.5027 | -0.15904 | -0.48919 | -1.6487 | -4.2391 | 0 | 0 | 0 | 0 | -98.6447 | -279.0061 | -423.9813 | -322.0426 | 0.39785 | 0.24634 | 0.32048 | 0.23372 | -39.246 | -68.7311 | -135.8797 | -75.2691
5 | 9 | 18 | 760.0672 | 769.2615 | 777.1485 | 902.3505 | 378.8299 | 100.3275 | 0 | 0 | 52.2842 | 88.8439 | 83.5552 | 88.4814 | 0 | 0 | 0 | 0 | 244.5299 | 533.8013 | 739.613 | 747.2669 | 141.5984 | 151.5027 | 151.5027 | 151.5027 | -0.067616 | -1.7127 | -4.1648 | 2.3278 | 0 | 0 | 0 | 0 | -57.1076 | -103.5011 | -193.3576 | -87.2283 | 0.40002 | 0.33194 | 0.39565 | 0.38633 | -22.8442 | -34.3565 | -76.5018 | -33.6988
5 | 9 | 19 | 745.0583 | 755.3078 | 764.2111 | 887.9325 | 378.8299 | 100.3275 | 0 | 0 | 58.7027 | 108.6673 | 103.9357 | 107.6372 | 0 | 0 | 0 | 0 | 258.6118 | 385.8622 | 574.3538 | 585.9093 | 141.5984 | 151.5027 | 151.5027 | 151.5027 | -0.0079506 | -2.0526 | 1.6241 | 26.8535 | 0 | 0 | 0 | 0 | -92.6766 | 11.0007 | -67.2053 | 16.0298 | 0.40291 | 0.40667 | 0.40013 | 0.39254 | -37.3407 | 4.4737 | -26.8911 | 6.2923
5 | 9 | 20 | 740.0047 | 750.7799 | 760.2749 | 883.8803 | 378.8299 | 100.3275 | 0 | 0 | 59.6931 | 116.8492 | 115.8627 | 115.2731 | 0 | 0 | 0 | 0 | 304.5837 | 361.6325 | 538.437 | 546.7217 | 141.5984 | 151.5027 | 151.5027 | 151.5027 | 0.39438 | 3.3703 | 1.4917 | 17.279 | 0 | 0 | 0 | 0 | -145.0948 | 17.0976 | -47.0192 | 53.1038 | 0.40427 | 0.42028 | 0.41111 | 0.39531 | -58.6579 | 7.1858 | -19.3302 | 20.9923
5 | 9 | 21 | 769.0823 | 781.5877 | 793.2618 | 924.3889 | 378.8299 | 100.3275 | 0 | 0 | 59.2887 | 119.4279 | 119.1081 | 118.4825 | 0 | 0 | 0 | 0 | 271.8264 | 325.8358 | 502.0889 | 506.0924 | 141.5984 | 151.5027 | 151.5027 | 151.5027 | 0.55064 | 2.446 | 10.4374 | 34.2222 | 0 | 0 | 0 | 0 | -83.0118 | 82.0478 | 10.1247 | 114.0891 | 0.40188 | 0.40772 | 0.40034 | 0.39234 | -33.3608 | 33.4522 | 4.0533 | 44.7612
5 | 9 | 22 | 738.7709 | 752.2428 | 765.3084 | 893.7699 | 378.8299 | 100.3275 | 0 | 0 | 57.8762 | 118.1299 | 117.1825 | 121.077 | 0 | 0 | 0 | 0 | 245.6246 | 295.801 | 457.8105 | 465.0577 | 141.5984 | 151.5027 | 151.5027 | 151.5027 | 0.33042 | 1.4215 | 6.4459 | 11.3877 | 0 | 0 | 0 | 0 | -85.4886 | 85.0601 | 32.3667 | 144.7448 | 0.39659 | 0.40366 | 0.39544 | 0.38685 | -33.9039 | 34.335 | 12.799 | 55.9943
5 | 9 | 23 | 662.642 | 674.7671 | 686.4613 | 801.5377 | 378.8299 | 100.3275 | 0 | 0 | 48.6124 | 116.0697 | 118.8138 | 125.1093 | 0 | 0 | 0 | 0 | 232.171 | 285.9012 | 436.5389 | 459.2946 | 0 | 0 | 0 | 0 | 0.03126 | 4.3011 | 6.0328 | 39.0203 | 0 | 0 | 0 | 0 | 2.9974 | 168.1677 | 125.0759 | 178.1135 | 0.39616 | 0.40557 | 0.39781 | 0.38169 | 1.1874 | 68.2034 | 49.7558 | 67.9844
5 | 9 | 24 | 582.9015 | 590.9169 | 597.9877 | 695.0975 | 378.8299 | 100.3275 | 0 | 0 | 46.6811 | 114.6293 | 116.6666 | 122.7856 | 0 | 0 | 0 | 0 | 228.0688 | 286.5949 | 440.5076 | 453.8771 | 0 | 0 | 0 | 0 | 0.069962 | 6.5012 | 13.7522 | 8.6086 | 0 | 0 | 0 | 0 | -70.7483 | 82.864 | 27.0614 | 109.8262 | 0.39155 | 0.40913 | 0.40018 | 0.37917 | -27.7014 | 33.9024 | 10.8295 | 41.6431
5 | 10 | 1 | 530.1218 | 534.3502 | 537.2256 | 621.2373 | 378.8299 | 100.3275 | 0 | 0 | 42.5733 | 121.1496 | 114.1415 | 113.4611 | 0 | 0 | 0 | 0 | 247.5369 | 300.4565 | 451.2641 | 459.7484 | 0 | 0 | 0 | 0 | -0.020238 | 3.6183 | 10.2521 | 14.0255 | 0 | 0 | 0 | 0 | -138.7981 | 8.7982 | -38.432 | 34.0023 | 0.39346 | 0.40712 | 0.39915 | 0.37525 | -54.6115 | 3.5819 | -15.34 | 12.7594
5 | 10 | 2 | 501.1369 | 502.2705 | 501.7017 | 577.2028 | 378.8299 | 100.3275 | 0 | 0 | 43.0921 | 121.2122 | 119.4758 | 111.6037 | 0 | 0 | 0 | 0 | 230.0714 | 278.0769 | 417.065 | 442.6281 | 0 | 0 | 0 | 0 | -0.18755 | 3.8748 | 6.5564 | 0.50268 | 0 | 0 | 0 | 0 | -150.669 | -1.2208 | -41.3955 | 22.4683 | 0.39324 | 0.40518 | 0.39871 | 0.37205 | -59.2491 | -0.49464 | -16.5046 | 8.3592
5 | 10 | 3 | 484.5028 | 482.981 | 479.4591 | 548.967 | 378.8299 | 100.3275 | 0 | 0 | 41.7133 | 107.4109 | 112.6329 | 110.1089 | 0 | 0 | 0 | 0 | 226.9217 | 272.8385 | 397.058 | 451.3791 | 0 | 0 | 0 | 0 | -0.21706 | 8.8663 | 8.7443 | 4.6116 | 0 | 0 | 0 | 0 | -162.7451 | -6.4622 | -38.9761 | -17.1326 | 0.40479 | 0.40648 | 0.39859 | 0.37175 | -65.878 | -2.6267 | -15.5356 | -6.369
5 | 10 | 4 | 478.7177 | 474.3931 | 467.6234 | 532.2956 | 378.8299 | 100.3275 | 0 | 0 | 43.1812 | 110.3716 | 108.294 | 110.2082 | 0 | 0 | 0 | 0 | 210.4896 | 251.1112 | 359.2637 | 408.5825 | 0 | 0 | 0 | 0 | -0.2536 | 8.1347 | 8.5448 | 3.5176 | 0 | 0 | 0 | 0 | -153.5294 | 4.4482 | -8.479 | 9.9872 | 0.39239 | 0.40724 | 0.39885 | 0.37249 | -60.2438 | 1.8115 | -3.3818 | 3.7201
5 | 10 | 5 | 480.7411 | 474.159 | 464.7536 | 526.5283 | 378.8299 | 100.3275 | 0 | 0 | 46.1388 | 114.7092 | 113.7807 | 106.5526 | 0 | 0 | 0 | 0 | 162.167 | 196.5332 | 288.7098 | 324.1442 | 0 | 0 | 0 | 0 | -0.20277 | 10.1809 | 15.0225 | -7.0269 | 0 | 0 | 0 | 0 | -106.1919 | 52.4082 | 47.2406 | 102.8585 | 0.39799 | 0.40903 | 0.40099 | 0.37782 | -42.2637 | 21.4364 | 18.9431 | 38.8625
5 | 10 | 6 | 513.2877 | 503.9128 | 491.0834 | 553.567 | 378.8299 | 100.3275 | 0 | 0 | 52.3482 | 104.7844 | 102.3239 | 89.5325 | 0 | 0 | 0 | 0 | 147.0372 | 277.6252 | 373.1397 | 394.216 | 0 | 0 | 0 | 0 | -0.08469 | -1.7433 | -0.041129 | -6.8127 | 0 | 0 | 0 | 0 | -64.8429 | 22.919 | 15.6609 | 76.6312 | 0.39817 | 0.40695 | 0.39923 | 0.37497 | -25.8183 | 9.3269 | 6.2523 | 28.7343
5 | 10 | 7 | 579.9458 | 569.9245 | 556.245 | 628.081 | 378.8299 | 100.3275 | 0 | 0 | 47.6811 | 84.3854 | 89.0332 | 81.3229 | 0 | 0 | 0 | 0 | 139.6884 | 430.8692 | 535.9613 | 539.9555 | 0 | 0 | 0 | 0 | -0.0050701 | -2.4806 | -0.86168 | -0.11507 | 0 | 0 | 0 | 0 | 13.7514 | -43.1771 | -67.8879 | 6.9177 | 0.39621 | 0.33259 | 0.32125 | 0.38231 | 5.4484 | -14.3603 | -21.8087 | 2.6448
5 | 10 | 8 | 639.0373 | 628.9127 | 614.949 | 695.5231 | 378.8299 | 100.3275 | 0 | 0 | 44.9886 | 82.7185 | 80.6644 | 83.1205 | 0 | 0 | 0 | 0 | 199.4963 | 610.6592 | 736.5464 | 741.1093 | 0 | 0 | 0 | 0 | -0.15686 | -3.0389 | -3.7065 | -1.3191 | 0 | 0 | 0 | 0 | 15.8794 | -161.7536 | -198.5553 | -127.3875 | 0.38794 | 0.32023 | 0.31429 | 0.32105 | 6.1602 | -51.7992 | -62.4032 | -40.8978
5 | 10 | 9 | 670.1948 | 661.3416 | 648.7507 | 735.7441 | 378.8299 | 100.3275 | 0 | 0 | 44.2317 | 78.3755 | 77.8445 | 82.1481 | 0 | 0 | 0 | 0 | 262.72 | 746.7803 | 893.0942 | 904.866 | 0 | 0 | 0 | 0 | 0.034691 | -9.5907 | -6.2198 | -13.9873 | 0 | 0 | 0 | 0 | -15.6215 | -254.5509 | -315.9682 | -237.2828 | 0.39364 | 0.24286 | 0.23968 | 0 | -6.1493 | -61.8206 | -75.7297 | 0
5 | 10 | 10 | 699.4945 | 691.4855 | 679.8567 | 772.618 | 378.8299 | 100.3275 | 0 | 0 | 43.3602 | 75.401 | 80.2986 | 79.0574 | 0 | 0 | 0 | 0 | 316.7038 | 840.8184 | 1002.7717 | 1020.632 | 0 | 0 | 0 | 0 | -0.2016 | -11.4667 | -29.8685 | -43.0159 | 0 | 0 | 0 | 0 | -39.1978 | -313.5947 | -373.3452 | -284.0556 | 0.31441 | 0.24286 | 0.24286 | 0 | -12.3243 | -76.1601 | -90.671 | 0
5 | 10 | 11 | 725.4025 | 718.9592 | 709.1725 | 808.2986 | 378.8299 | 100.3275 | 0 | 0 | 46.5387 | 75.8002 | 75.5005 | 76.1489 | 0 | 0 | 0 | 0 | 355.5797 | 893.1468 | 1067.2924 | 1088.7412 | 0 | 0 | 0 | 0 | -0.39471 | -11.9055 | -23.8123 | -46.3766 | 0 | 0 | 0 | 0 | -55.1511 | -338.4098 | -409.8081 | -310.2148 | 0.31687 | 0.24286 | 0.24286 | 0 | -17.4756 | -82.1867 | -99.5264 | 0
5 | 10 | 12 | 743.3582 | 738.1253 | 729.7154 | 833.3016 | 378.8299 | 100.3275 | 0 | 0 | 42.9242 | 73.2668 | 73.5249 | 75.7314 | 0 | 0 | 0 | 0 | 378.5751 | 922.5128 | 1102.962 | 1126.991 | 0 | 0 | 0 | 0 | -0.068077 | -9.7855 | -23.8164 | -47.4036 | 0 | 0 | 0 | 0 | -56.903 | -348.1962 | -422.9551 | -322.0172 | 0.30984 | 0.24286 | 0.24286 | 0 | -17.6307 | -84.5635 | -102.7194 | 0
5 | 10 | 13 | 750.6527 | 747.4345 | 741.2953 | 848.6701 | 378.8299 | 100.3275 | 0 | 0 | 41.4226 | 75.9255 | 75.8011 | 75.4661 | 0 | 0 | 0 | 0 | 397.5851 | 938.3617 | 1123.6371 | 1149.0124 | 0 | 0 | 0 | 0 | -0.068077 | -8.4438 | -22.4356 | -43.1689 | 0 | 0 | 0 | 0 | -67.1168 | -358.7364 | -435.7074 | -332.6396 | 0.31489 | 0.24286 | 0.24286 | 0 | -21.1345 | -87.1233 | -105.8164 | 0
5 | 10 | 14 | 766.0057 | 764.5874 | 760.5104 | 872.764 | 378.8299 | 100.3275 | 0 | 0 | 43.57 | 76.7095 | 77.092 | 77.3168 | 0 | 0 | 0 | 0 | 413.9236 | 954.8223 | 1140.3705 | 1166.3949 | 0 | 0 | 0 | 0 | -0.22898 | -5.8252 | -10.0792 | -25.1387 | 0 | 0 | 0 | 0 | -70.0888 | -361.4466 | -446.8729 | -345.8089 | 0.31699 | 0.24286 | 0.24286 | 0 | -22.2173 | -87.7815 | -108.5281 | 0
5 | 10 | 15 | 773.0603 | 773.138 | 770.7807 | 886.2029 | 378.8299 | 100.3275 | 0 | 0 | 49.559 | 76.9135 | 78.0963 | 79.9828 | 0 | 0 | 0 | 0 | 404.1424 | 934.2035 | 1119.387 | 1144.9785 | 0 | 0 | 0 | 0 | -0.28023 | -2.4994 | -5.1794 | -10.3031 | 0 | 0 | 0 | 0 | -59.1907 | -335.8072 | -421.5232 | -328.4553 | 0.31618 | 0.24027 | 0.2402 | 0.19462 | -18.7149 | -80.6846 | -101.2484 | -63.9239
5 | 10 | 16 | 773.9122 | 777.1812 | 778.4492 | 898.2624 | 378.8299 | 100.3275 | 0 | 0 | 47.5441 | 78.8753 | 82.7231 | 87.4909 | 0 | 0 | 0 | 0 | 403.7808 | 888.5678 | 1054.7636 | 1087.4316 | 0 | 0 | 0 | 0 | -0.068077 | -2.5767 | -1.1152 | -5.6457 | 0 | 0 | 0 | 0 | -56.1746 | -288.0126 | -357.9223 | -271.0144 | 0.32103 | 0.24715 | 0.22975 | 0.24005 | -18.0335 | -71.1833 | -82.2323 | -65.0566
5 | 10 | 17 | 776.8445 | 783.3183 | 788.2313 | 912.7979 | 378.8299 | 100.3275 | 0 | 0 | 47.4816 | 80.9202 | 85.1943 | 83.4467 | 0 | 0 | 0 | 0 | 424.7724 | 806.9371 | 927.5256 | 948.1434 | 141.5984 | 151.5027 | 151.5027 | 151.5027 | -0.15904 | -0.48919 | -1.6487 | -4.2391 | 0 | 0 | 0 | 0 | -215.6787 | -355.8801 | -374.3427 | -266.0558 | 0.39785 | 0.24634 | 0.32048 | 0.23372 | -85.8082 | -87.6685 | -119.9712 | -62.1836
5 | 10 | 18 | 769.5285 | 778.9288 | 787.0562 | 914.0598 | 378.8299 | 100.3275 | 0 | 0 | 52.2842 | 88.8439 | 83.5552 | 88.4814 | 0 | 0 | 0 | 0 | 442.3353 | 692.0769 | 789.1772 | 801.2525 | 141.5984 | 151.5027 | 151.5027 | 151.5027 | -0.067616 | -1.7127 | -4.1648 | 2.3278 | 0 | 0 | 0 | 0 | -245.4516 | -252.1094 | -233.0142 | -129.5046 | 0.40002 | 0.33194 | 0.39565 | 0.38633 | -98.1858 | -83.6861 | -92.1919 | -50.0314
5 | 10 | 19 | 750.1026 | 760.442 | 769.4485 | 894.1015 | 378.8299 | 100.3275 | 0 | 0 | 58.7027 | 108.6673 | 103.9357 | 107.6372 | 0 | 0 | 0 | 0 | 457.361 | 557.9328 | 640.326 | 672.9534 | 141.5984 | 151.5027 | 151.5027 | 151.5027 | -0.0079506 | -2.0526 | 1.6241 | 26.8535 | 0 | 0 | 0 | 0 | -286.3814 | -155.9358 | -127.94 | -64.8453 | 0.40291 | 0.40667 | 0.40013 | 0.39254 | -115.3871 | -63.4151 | -51.1932 | -25.4541
5 | 10 | 20 | 745.8452 | 756.7474 | 766.3907 | 891.1082 | 378.8299 | 100.3275 | 0 | 0 | 59.6931 | 116.8492 | 115.8627 | 115.2731 | 0 | 0 | 0 | 0 | 500.7421 | 539 | 636.6535 | 669.9264 | 141.5984 | 151.5027 | 151.5027 | 151.5027 | 0.39438 | 3.3703 | 1.4917 | 17.279 | 0 | 0 | 0 | 0 | -335.4127 | -154.3023 | -139.1199 | -62.8731 | 0.40427 | 0.42028 | 0.41111 | 0.39531 | -135.5983 | -64.8504 | -57.1941 | -24.8542
5 | 10 | 21 | 773.8675 | 786.4814 | 798.2823 | 930.3268 | 378.8299 | 100.3275 | 0 | 0 | 59.2887 | 119.4279 | 119.1081 | 118.4825 | 0 | 0 | 0 | 0 | 475.517 | 504.8586 | 593.5822 | 640.534 | 141.5984 | 151.5027 | 151.5027 | 151.5027 | 0.55064 | 2.446 | 10.4374 | 34.2222 | 0 | 0 | 0 | 0 | -281.9171 | -92.0814 | -76.3481 | -14.4146 | 0.40188 | 0.40772 | 0.40034 | 0.39234 | -113.297 | -37.5431 | -30.5651 | -5.6554
5 | 10 | 22 | 746.0807 | 759.7387 | 773.0235 | 902.9161 | 378.8299 | 100.3275 | 0 | 0 | 57.8762 | 118.1299 | 117.1825 | 121.077 | 0 | 0 | 0 | 0 | 417.4876 | 451.0898 | 522.3283 | 590.6993 | 141.5984 | 151.5027 | 151.5027 | 151.5027 | 0.33042 | 1.4215 | 6.4459 | 11.3877 | 0 | 0 | 0 | 0 | -250.0418 | -62.7328 | -24.4359 | 28.2493 | 0.39659 | 0.40366 | 0.39544 | 0.38685 | -99.164 | -25.3225 | -9.6629 | 10.9282
5 | 10 | 23 | 665.2274 | 677.4155 | 689.1836 | 804.7619 | 378.8299 | 100.3275 | 0 | 0 | 48.6124 | 116.0697 | 118.8138 | 125.1093 | 0 | 0 | 0 | 0 | 316.5196 | 351.5042 | 409.3364 | 496.712 | 0 | 0 | 0 | 0 | 0.03126 | 4.3011 | 6.0328 | 39.0203 | 0 | 0 | 0 | 0 | -78.7658 | 105.213 | 155.0007 | 143.9203 | 0.39616 | 0.40557 | 0.39781 | 0.38169 | -31.2036 | 42.671 | 61.6601 | 54.9331
5 | 10 | 24 | 587.9933 | 596.14 | 603.3656 | 701.4745 | 378.8299 | 100.3275 | 0 | 0 | 46.6811 | 114.6293 | 116.6666 | 122.7856 | 0 | 0 | 0 | 0 | 265.5611 | 300.4835 | 353.5699 | 425.3463 | 0 | 0 | 0 | 0 | 0.069962 | 6.5012 | 13.7522 | 8.6086 | 0 | 0 | 0 | 0 | -103.1487 | 74.1985 | 119.377 | 144.734 | 0.39155 | 0.40913 | 0.40018 | 0.37917 | -40.3877 | 30.357 | 47.7728 | 54.8792
5 | 11 | 1 | 534.28 | 538.6159 | 541.6183 | 626.4465 | 378.8299 | 100.3275 | 0 | 0 | 42.5733 | 121.1496 | 114.1415 | 113.4611 | 0 | 0 | 0 | 0 | 232.904 | 265.2348 | 319.4864 | 375.8602 | 0 | 0 | 0 | 0 | -0.020238 | 3.6183 | 10.2521 | 14.0255 | 0 | 0 | 0 | 0 | -120.007 | 48.2857 | 97.7383 | 123.0997 | 0.39346 | 0.40712 | 0.39915 | 0.37525 | -47.218 | 19.6581 | 39.012 | 46.1934
5 | 11 | 2 | 502.7781 | 503.9498 | 503.4257 | 579.2427 | 378.8299 | 100.3275 | 0 | 0 | 43.0921 | 121.2122 | 119.4758 | 111.6037 | 0 | 0 | 0 | 0 | 232.4437 | 252.3639 | 300.7148 | 349.3196 | 0 | 0 | 0 | 0 | -0.18755 | 3.8748 | 6.5564 | 0.50268 | 0 | 0 | 0 | 0 | -151.4001 | 26.1714 | 76.6787 | 117.8167 | 0.39324 | 0.40518 | 0.39871 | 0.37205 | -59.5366 | 10.6042 | 30.5722 | 43.8332
5 | 11 | 3 | 484.6478 | 483.126 | 479.604 | 549.1351 | 378.8299 | 100.3275 | 0 | 0 | 41.7133 | 107.4109 | 112.6329 | 110.1089 | 0 | 0 | 0 | 0 | 203.5944 | 212.4557 | 249.897 | 289.7047 | 0 | 0 | 0 | 0 | -0.21706 | 8.8663 | 8.7443 | 4.6116 | 0 | 0 | 0 | 0 | -139.2728 | 54.0657 | 108.3298 | 144.7098 | 0.40479 | 0.40648 | 0.39859 | 0.37175 | -56.3766 | 21.9766 | 43.1795 | 53.7958
5 | 11 | 4 | 478.0521 | 473.7037 | 466.9054 | 531.4373 | 378.8299 | 100.3275 | 0 | 0 | 43.1812 | 110.3716 | 108.294 | 110.2082 | 0 | 0 | 0 | 0 | 173.2366 | 177.6324 | 205.1359 | 229.7205 | 0 | 0 | 0 | 0 | -0.2536 | 8.1347 | 8.5448 | 3.5176 | 0 | 0 | 0 | 0 | -116.942 | 77.2375 | 144.9308 | 187.9909 | 0.39239 | 0.40724 | 0.39885 | 0.37249 | -45.8872 | 31.4541 | 57.805 | 70.0248
5 | 11 | 5 | 479.5821 | 472.9625 | 463.5122 | 525.0483 | 378.8299 | 100.3275 | 0 | 0 | 46.1388 | 114.7092 | 113.7807 | 106.5526 | 0 | 0 | 0 | 0 | 179.1741 | 178.947 | 201.489 | 217.1138 | 0 | 0 | 0 | 0 | -0.20277 | 10.1809 | 15.0225 | -7.0269 | 0 | 0 | 0 | 0 | -124.3579 | 68.7979 | 133.22 | 208.4089 | 0.39799 | 0.40903 | 0.40099 | 0.37782 | -49.4936 | 28.1402 | 53.42 | 78.7421
5 | 11 | 6 | 508.3757 | 498.8523 | 485.8465 | 547.3346 | 378.8299 | 100.3275 | 0 | 0 | 52.3482 | 104.7844 | 102.3239 | 89.5325 | 0 | 0 | 0 | 0 | 189.5357 | 274.4062 | 302.485 | 314.3512 | 0 | 0 | 0 | 0 | -0.08469 | -1.7433 | -0.041129 | -6.8127 | 0 | 0 | 0 | 0 | -112.2534 | 21.0776 | 81.0787 | 150.2636 | 0.39817 | 0.40695 | 0.39923 | 0.37497 | -44.6957 | 8.5775 | 32.3691 | 56.3442
5 | 11 | 7 | 571.3115 | 561.0391 | 547.0616 | 617.1621 | 378.8299 | 100.3275 | 0 | 0 | 47.6811 | 84.3854 | 89.0332 | 81.3229 | 0 | 0 | 0 | 0 | 150.8159 | 394.7612 | 450.8751 | 455.2743 | 0 | 0 | 0 | 0 | -0.0050701 | -2.4806 | -0.86168 | -0.11507 | 0 | 0 | 0 | 0 | -6.0103 | -15.9544 | 8.015 | 80.6799 | 0.39621 | 0.33259 | 0.32125 | 0.38231 | -2.3813 | -5.3063 | 2.5748 | 30.8451
5 | 11 | 8 | 630.9265 | 620.5662 | 606.3229 | 685.267 | 378.8299 | 100.3275 | 0 | 0 | 44.9886 | 82.7185 | 80.6644 | 83.1205 | 0 | 0 | 0 | 0 | 197.0235 | 574.6303 | 669.3369 | 677.4965 | 0 | 0 | 0 | 0 | -0.15686 | -3.0389 | -3.7065 | -1.3191 | 0 | 0 | 0 | 0 | 10.2414 | -134.0712 | -139.9719 | -74.0309 | 0.38794 | 0.32023 | 0.31429 | 0.32105 | 3.973 | -42.9343 | -43.9912 | -23.7676
5 | 11 | 9 | 667.283 | 658.3374 | 645.6363 | 732.0332 | 378.8299 | 100.3275 | 0 | 0 | 44.2317 | 78.3755 | 77.8445 | 82.1481 | 0 | 0 | 0 | 0 | 255.324 | 708.8844 | 825.8962 | 840.7271 | 0 | 0 | 0 | 0 | 0.034691 | -9.5907 | -6.2198 | -13.9873 | 0 | 0 | 0 | 0 | -11.1373 | -219.6593 | -251.8846 | -176.8548 | 0.39364 | 0.24286 | 0.23968 | 0 | -4.3841 | -53.3468 | -60.3705 | 0
5 | 11 | 10 | 699.9124 | 691.9025 | 680.2719 | 773.0983 | 378.8299 | 100.3275 | 0 | 0 | 43.3602 | 75.401 | 80.2986 | 79.0574 | 0 | 0 | 0 | 0 | 296.3373 | 789.065 | 919.1004 | 941.7358 | 0 | 0 | 0 | 0 | -0.2016 | -11.4667 | -29.8685 | -43.0159 | 0 | 0 | 0 | 0 | -18.4134 | -261.4243 | -289.2587 | -204.679 | 0.31441 | 0.24286 | 0.24286 | 0 | -5.7894 | -63.4899 | -70.2497 | 0
5 | 11 | 11 | 724.7021 | 718.2186 | 708.383 | 807.3395 | 378.8299 | 100.3275 | 0 | 0 | 46.5387 | 75.8002 | 75.5005 | 76.1489 | 0 | 0 | 0 | 0 | 318.7899 | 826.9439 | 965.546 | 996.0507 | 0 | 0 | 0 | 0 | -0.39471 | -11.9055 | -23.8123 | -46.3766 | 0 | 0 | 0 | 0 | -19.0617 | -272.9476 | -308.8512 | -218.4835 | 0.31687 | 0.24286 | 0.24286 | 0 | -6.04 | -66.2885 | -75.0079 | 0
5 | 11 | 12 | 742.4933 | 737.2133 | 728.7462 | 832.1269 | 378.8299 | 100.3275 | 0 | 0 | 42.9242 | 73.2668 | 73.5249 | 75.7314 | 0 | 0 | 0 | 0 | 329.2728 | 839.5129 | 986.2643 | 1029.6993 | 0 | 0 | 0 | 0 | -0.068077 | -9.7855 | -23.8164 | -47.4036 | 0 | 0 | 0 | 0 | -8.4656 | -266.1084 | -307.2266 | -225.9002 | 0.30984 | 0.24286 | 0.24286 | 0 | -2.6229 | -64.6275 | -74.6134 | 0
5 | 11 | 13 | 751.6266 | 748.4085 | 742.2678 | 849.7976 | 378.8299 | 100.3275 | 0 | 0 | 41.4226 | 75.9255 | 75.8011 | 75.4661 | 0 | 0 | 0 | 0 | 335.3626 | 834.0979 | 983.9658 | 1026.0919 | 0 | 0 | 0 | 0 | -0.068077 | -8.4438 | -22.4356 | -43.1689 | 0 | 0 | 0 | 0 | -3.9204 | -253.4986 | -295.0635 | -208.5915 | 0.31489 | 0.24286 | 0.24286 | 0 | -1.2345 | -61.5651 | -71.6595 | 0
5 | 11 | 14 | 762.8728 | 761.3351 | 757.1149 | 868.698 | 378.8299 | 100.3275 | 0 | 0 | 43.57 | 76.7095 | 77.092 | 77.3168 | 0 | 0 | 0 | 0 | 335.7946 | 829.582 | 987.6648 | 1026.7094 | 0 | 0 | 0 | 0 | -0.22898 | -5.8252 | -10.0792 | -25.1387 | 0 | 0 | 0 | 0 | 4.9072 | -239.4586 | -297.5627 | -210.1895 | 0.31699 | 0.24286 | 0.24286 | 0 | 1.5555 | -58.1553 | -72.2664 | 0
5 | 11 | 15 | 770.9368 | 770.9182 | 768.4448 | 883.3902 | 378.8299 | 100.3275 | 0 | 0 | 49.559 | 76.9135 | 78.0963 | 79.9828 | 0 | 0 | 0 | 0 | 335.7593 | 803.8678 | 959.6637 | 1002.5098 | 0 | 0 | 0 | 0 | -0.28023 | -2.4994 | -5.1794 | -10.3031 | 0 | 0 | 0 | 0 | 7.0688 | -207.6913 | -264.1358 | -188.7992 | 0.31618 | 0.24027 | 0.2402 | 0.19462 | 2.235 | -49.9021 | -63.4445 | -36.7441
5 | 11 | 16 | 775.0273 | 778.288 | 779.5436 | 899.5219 | 378.8299 | 100.3275 | 0 | 0 | 47.5441 | 78.8753 | 82.7231 | 87.4909 | 0 | 0 | 0 | 0 | 341.8803 | 784.5971 | 950.0772 | 990.5841 | 0 | 0 | 0 | 0 | -0.068077 | -2.5767 | -1.1152 | -5.6457 | 0 | 0 | 0 | 0 | 6.841 | -182.9351 | -252.1416 | -172.9074 | 0.32103 | 0.24715 | 0.22975 | 0.24005 | 2.1961 | -45.213 | -57.9293 | -41.5062
5 | 11 | 17 | 775.491 | 781.8842 | 786.6991 | 910.934 | 378.8299 | 100.3275 | 0 | 0 | 47.4816 | 80.9202 | 85.1943 | 83.4467 | 0 | 0 | 0 | 0 | 319.8281 | 685.3525 | 849.0757 | 892.4546 | 141.5984 | 151.5027 | 151.5027 | 151.5027 | -0.15904 | -0.48919 | -1.6487 | -4.2391 | 0 | 0 | 0 | 0 | -112.0879 | -235.7296 | -297.4249 | -212.231 | 0.39785 | 0.24634 | 0.32048 | 0.23372 | -44.5944 | -58.0703 | -95.3202 | -49.6035
5 | 11 | 18 | 767.1429 | 776.4351 | 784.4319 | 910.8999 | 378.8299 | 100.3275 | 0 | 0 | 52.2842 | 88.8439 | 83.5552 | 88.4814 | 0 | 0 | 0 | 0 | 286.0208 | 524.713 | 675.5427 | 714.8869 | 141.5984 | 151.5027 | 151.5027 | 151.5027 | -0.067616 | -1.7127 | -4.1648 | 2.3278 | 0 | 0 | 0 | 0 | -91.5227 | -87.2393 | -122.0039 | -46.2989 | 0.40002 | 0.33194 | 0.39565 | 0.38633 | -36.611 | -28.9585 | -48.2708 | -17.8866
5 | 11 | 19 | 745.4306 | 755.602 | 764.4074 | 888.075 | 378.8299 | 100.3275 | 0 | 0 | 58.7027 | 108.6673 | 103.9357 | 107.6372 | 0 | 0 | 0 | 0 | 269.4813 | 370.1572 | 507.1008 | 575.1601 | 141.5984 | 151.5027 | 151.5027 | 151.5027 | -0.0079506 | -2.0526 | 1.6241 | 26.8535 | 0 | 0 | 0 | 0 | -103.1737 | 26.9999 | 0.24409 | 26.9215 | 0.40291 | 0.40667 | 0.40013 | 0.39254 | -41.5701 | 10.9802 | 0.097667 | 10.5677
5 | 11 | 20 | 731.3976 | 741.8563 | 750.9722 | 872.7519 | 378.8299 | 100.3275 | 0 | 0 | 59.6931 | 116.8492 | 115.8627 | 115.2731 | 0 | 0 | 0 | 0 | 284.5995 | 345.9879 | 497.308 | 596.9826 | 141.5984 | 151.5027 | 151.5027 | 151.5027 | 0.39438 | 3.3703 | 1.4917 | 17.279 | 0 | 0 | 0 | 0 | -133.7177 | 23.8188 | -15.1929 | -8.2855 | 0.40427 | 0.42028 | 0.41111 | 0.39531 | -54.0584 | 10.0106 | -6.246 | -3.2753
5 | 11 | 21 | 754.5457 | 766.5865 | 777.707 | 905.8517 | 378.8299 | 100.3275 | 0 | 0 | 59.2887 | 119.4279 | 119.1081 | 118.4825 | 0 | 0 | 0 | 0 | 221.9331 | 286.3902 | 428.7895 | 528.6334 | 141.5984 | 151.5027 | 151.5027 | 151.5027 | 0.55064 | 2.446 | 10.4374 | 34.2222 | 0 | 0 | 0 | 0 | -47.655 | 106.4922 | 67.8693 | 73.0109 | 0.40188 | 0.40772 | 0.40034 | 0.39234 | -19.1516 | 43.4186 | 27.1707 | 28.6447
5 | 11 | 22 | 736.2534 | 749.6181 | 762.5547 | 890.4611 | 378.8299 | 100.3275 | 0 | 0 | 57.8762 | 118.1299 | 117.1825 | 121.077 | 0 | 0 | 0 | 0 | 176.1159 | 237.9342 | 383.3025 | 478.778 | 141.5984 | 151.5027 | 151.5027 | 151.5027 | 0.33042 | 1.4215 | 6.4459 | 11.3877 | 0 | 0 | 0 | 0 | -18.4974 | 140.3023 | 104.121 | 127.7156 | 0.39659 | 0.40366 | 0.39544 | 0.38685 | -7.3359 | 56.6339 | 41.1733 | 49.4066
5 | 11 | 23 | 666.3795 | 678.5907 | 690.3857 | 806.1806 | 378.8299 | 100.3275 | 0 | 0 | 48.6124 | 116.0697 | 118.8138 | 125.1093 | 0 | 0 | 0 | 0 | 181.9949 | 242.62 | 389.6281 | 472.267 | 0 | 0 | 0 | 0 | 0.03126 | 4.3011 | 6.0328 | 39.0203 | 0 | 0 | 0 | 0 | 56.9111 | 215.2725 | 175.9111 | 169.7839 | 0.39616 | 0.40557 | 0.39781 | 0.38169 | 22.5457 | 87.3077 | 69.9783 | 64.8051
5 | 11 | 24 | 594.636 | 602.9646 | 610.4053 | 709.8331 | 378.8299 | 100.3275 | 0 | 0 | 46.6811 | 114.6293 | 116.6666 | 122.7856 | 0 | 0 | 0 | 0 | 218.2716 | 279.7114 | 417.0852 | 490.2709 | 0 | 0 | 0 | 0 | 0.069962 | 6.5012 | 13.7522 | 8.6086 | 0 | 0 | 0 | 0 | -49.2165 | 101.7952 | 62.9013 | 88.1681 | 0.39155 | 0.40913 | 0.40018 | 0.37917 | -19.2706 | 41.6478 | 25.1721 | 33.4309
5 | 12 | 1 | 539.3979 | 543.8739 | 547.042 | 632.8862 | 378.8299 | 100.3275 | 0 | 0 | 42.5733 | 121.1496 | 114.1415 | 113.4611 | 0 | 0 | 0 | 0 | 241.0833 | 300.6271 | 420.7573 | 494.2417 | 0 | 0 | 0 | 0 | -0.020238 | 3.6183 | 10.2521 | 14.0255 | 0 | 0 | 0 | 0 | -123.0684 | 18.1514 | 1.8911 | 11.158 | 0.39346 | 0.40712 | 0.39915 | 0.37525 | -48.4225 | 7.3898 | 0.75482 | 4.187
5 | 12 | 2 | 504.3431 | 505.5519 | 505.0712 | 581.1906 | 378.8299 | 100.3275 | 0 | 0 | 43.0921 | 121.2122 | 119.4758 | 111.6037 | 0 | 0 | 0 | 0 | 273.0327 | 333.1471 | 432.369 | 484.5853 | 0 | 0 | 0 | 0 | -0.18755 | 3.8748 | 6.5564 | 0.50268 | 0 | 0 | 0 | 0 | -190.4242 | -53.0097 | -53.33 | -15.5012 | 0.39324 | 0.40518 | 0.39871 | 0.37205 | -74.8825 | -21.4787 | -21.2629 | -5.7671
5 | 12 | 3 | 484.0985 | 482.5531 | 479.0026 | 548.4122 | 378.8299 | 100.3275 | 0 | 0 | 41.7133 | 107.4109 | 112.6329 | 110.1089 | 0 | 0 | 0 | 0 | 269.9008 | 327.5757 | 410.1162 | 446.9751 | 0 | 0 | 0 | 0 | -0.21706 | 8.8663 | 8.7443 | 4.6116 | 0 | 0 | 0 | 0 | -206.1285 | -61.6273 | -52.4908 | -13.2834 | 0.40479 | 0.40648 | 0.39859 | 0.37175 | -83.4392 | -25.0502 | -20.9225 | -4.9381
5 | 12 | 4 | 472.1386 | 467.6091 | 460.5956 | 523.9257 | 378.8299 | 100.3275 | 0 | 0 | 43.1812 | 110.3716 | 108.294 | 110.2082 | 0 | 0 | 0 | 0 | 276.5211 | 327.7748 | 400.0326 | 433.1084 | 0 | 0 | 0 | 0 | -0.2536 | 8.1347 | 8.5448 | 3.5176 | 0 | 0 | 0 | 0 | -226.14 | -78.9994 | -56.2757 | -22.9085 | 0.39239 | 0.40724 | 0.39885 | 0.37249 | -88.7356 | -32.1716 | -22.4453 | -8.5332
5 | 12 | 5 | 466.0101 | 458.9759 | 449.0327 | 507.8121 | 378.8299 | 100.3275 | 0 | 0 | 46.1388 | 114.7092 | 113.7807 | 106.5526 | 0 | 0 | 0 | 0 | 290.0826 | 339.913 | 402.7538 | 435.2487 | 0 | 0 | 0 | 0 | -0.20277 | 10.1809 | 15.0225 | -7.0269 | 0 | 0 | 0 | 0 | -248.8384 | -106.1546 | -82.5243 | -26.9622 | 0.39799 | 0.40903 | 0.40099 | 0.37782 | -99.0361 | -43.4202 | -33.0915 | -10.187
5 | 12 | 6 | 473.7043 | 463.1444 | 448.9071 | 503.3854 | 378.8299 | 100.3275 | 0 | 0 | 52.3482 | 104.7844 | 102.3239 | 89.5325 | 0 | 0 | 0 | 0 | 306.6992 | 442.5813 | 512.7556 | 539.3509 | 0 | 0 | 0 | 0 | -0.08469 | -1.7433 | -0.041129 | -6.8127 | 0 | 0 | 0 | 0 | -264.0883 | -182.8055 | -166.1313 | -118.6853 | 0.39817 | 0.40695 | 0.39923 | 0.37497 | -105.1514 | -74.3928 | -66.3248 | -44.5033
5 | 12 | 7 | 493.6623 | 481.1292 | 464.4695 | 518.9587 | 378.8299 | 100.3275 | 0 | 0 | 47.6811 | 84.3854 | 89.0332 | 81.3229 | 0 | 0 | 0 | 0 | 261.3459 | 555.9057 | 645.8681 | 658.5702 | 0 | 0 | 0 | 0 | -0.0050701 | -2.4806 | -0.86168 | -0.11507 | 0 | 0 | 0 | 0 | -194.1896 | -257.0088 | -269.5702 | -220.8193 | 0.39621 | 0.33259 | 0.32125 | 0.38231 | -76.9394 | -85.4788 | -86.5983 | -84.4224
5 | 12 | 8 | 529.4919 | 516.2093 | 498.5005 | 557.096 | 378.8299 | 100.3275 | 0 | 0 | 44.9886 | 82.7185 | 80.6644 | 83.1205 | 0 | 0 | 0 | 0 | 333.619 | 747.4938 | 864.8632 | 878.7781 | 0 | 0 | 0 | 0 | -0.15686 | -3.0389 | -3.7065 | -1.3191 | 0 | 0 | 0 | 0 | -227.7887 | -411.2916 | -443.3207 | -403.4836 | 0.38794 | 0.32023 | 0.31429 | 0.32105 | -88.3674 | -131.71 | -139.3296 | -129.5385
5 | 12 | 9 | 574.6808 | 563.0593 | 547.1844 | 614.993 | 378.8299 | 100.3275 | 0 | 0 | 44.2317 | 78.3755 | 77.8445 | 82.1481 | 0 | 0 | 0 | 0 | 417.2523 | 913.1101 | 1055.5211 | 1079.1259 | 0 | 0 | 0 | 0 | 0.034691 | -9.5907 | -6.2198 | -13.9873 | 0 | 0 | 0 | 0 | -265.6678 | -519.1631 | -579.9613 | -532.2938 | 0.39364 | 0.24286 | 0.23968 | 0 | -104.5776 | -126.0847 | -139.0023 | 0
5 | 12 | 10 | 614.0445 | 603.5391 | 588.9479 | 664.5173 | 378.8299 | 100.3275 | 0 | 0 | 43.3602 | 75.401 | 80.2986 | 79.0574 | 0 | 0 | 0 | 0 | 535.1865 | 1069.8344 | 1229.0197 | 1269.8015 | 0 | 0 | 0 | 0 | -0.2016 | -11.4667 | -29.8685 | -43.0159 | 0 | 0 | 0 | 0 | -343.1305 | -630.5571 | -690.502 | -641.3258 | 0.31441 | 0.24286 | 0.24286 | 0 | -107.8847 | -153.138 | -167.6961 | 0
5 | 12 | 11 | 642.7425 | 633.8698 | 621.1994 | 703.6739 | 378.8299 | 100.3275 | 0 | 0 | 46.5387 | 75.8002 | 75.5005 | 76.1489 | 0 | 0 | 0 | 0 | 649.8249 | 1202.5439 | 1379.4871 | 1441.8894 | 0 | 0 | 0 | 0 | -0.39471 | -11.9055 | -23.8123 | -46.3766 | 0 | 0 | 0 | 0 | -432.0563 | -732.8963 | -809.9759 | -767.9878 | 0.31687 | 0.24286 | 0.24286 | 0 | -136.9049 | -177.9923 | -196.7116 | 0
5 | 12 | 12 | 657.2325 | 649.4696 | 638.0564 | 724.2946 | 378.8299 | 100.3275 | 0 | 0 | 42.9242 | 73.2668 | 73.5249 | 75.7314 | 0 | 0 | 0 | 0 | 711.2889 | 1277.2699 | 1470.8066 | 1564.4648 | 0 | 0 | 0 | 0 | -0.068077 | -9.7855 | -23.8164 | -47.4036 | 0 | 0 | 0 | 0 | -475.7425 | -791.6091 | -882.4587 | -868.498 | 0.30984 | 0.24286 | 0.24286 | 0 | -147.4028 | -192.2514 | -214.3149 | 0
5 | 12 | 13 | 671.025 | 665.4448 | 656.5006 | 747.8032 | 378.8299 | 100.3275 | 0 | 0 | 41.4226 | 75.9255 | 75.8011 | 75.4661 | 0 | 0 | 0 | 0 | 751.3982 | 1326.2971 | 1530.1971 | 1631.5507 | 0 | 0 | 0 | 0 | -0.068077 | -8.4438 | -22.4356 | -43.1689 | 0 | 0 | 0 | 0 | -500.5576 | -828.6615 | -927.062 | -916.0447 | 0.31489 | 0.24286 | 0.24286 | 0 | -157.6209 | -201.25 | -225.1473 | 0
5 | 12 | 14 | 677.0953 | 673.0481 | 665.8497 | 760.1698 | 378.8299 | 100.3275 | 0 | 0 | 43.57 | 76.7095 | 77.092 | 77.3168 | 0 | 0 | 0 | 0 | 791.0945 | 1375.0297 | 1580.9384 | 1701.8611 | 0 | 0 | 0 | 0 | -0.22898 | -5.8252 | -10.0792 | -25.1387 | 0 | 0 | 0 | 0 | -536.1701 | -873.1934 | -982.1014 | -993.8694 | 0.31699 | 0.24286 | 0.24286 | 0 | -169.9594 | -212.0651 | -238.5143 | 0
5 | 12 | 15 | 686.7258 | 684.2446 | 678.8486 | 776.8477 | 378.8299 | 100.3275 | 0 | 0 | 49.559 | 76.9135 | 78.0963 | 79.9828 | 0 | 0 | 0 | 0 | 834.799 | 1421.974 | 1627.3245 | 1746.1512 | 0 | 0 | 0 | 0 | -0.28023 | -2.4994 | -5.1794 | -10.3031 | 0 | 0 | 0 | 0 | -576.1818 | -912.4711 | -1021.3928 | -1038.9832 | 0.31618 | 0.24027 | 0.2402 | 0.19462 | -182.1767 | -219.2399 | -245.3351 | -202.2068
5 | 12 | 16 | 693.7768 | 694.6637 | 693.1024 | 796.7335 | 378.8299 | 100.3275 | 0 | 0 | 47.5441 | 78.8753 | 82.7231 | 87.4909 | 0 | 0 | 0 | 0 | 777.2481 | 1327.5631 | 1528.5457 | 1625.8853 | 0 | 0 | 0 | 0 | -0.068077 | -2.5767 | -1.1152 | -5.6457 | 0 | 0 | 0 | 0 | -509.7772 | -809.5254 | -917.0512 | -910.9969 | 0.32103 | 0.24715 | 0.22975 | 0.24005 | -163.6514 | -200.0769 | -210.6917 | -218.6835
5 | 12 | 17 | 700.9871 | 705.2082 | 707.446 | 816.6979 | 378.8299 | 100.3275 | 0 | 0 | 47.4816 | 80.9202 | 85.1943 | 83.4467 | 0 | 0 | 0 | 0 | 724.9746 | 1190.0055 | 1374.4385 | 1460.693 | 141.5984 | 151.5027 | 151.5027 | 151.5027 | -0.15904 | -0.48919 | -1.6487 | -4.2391 | 0 | 0 | 0 | 0 | -591.7384 | -817.0585 | -902.0409 | -874.7055 | 0.39785 | 0.24634 | 0.32048 | 0.23372 | -235.4243 | -201.2765 | -289.0906 | -204.4396
5 | 12 | 18 | 707.5714 | 715.1227 | 721.0536 | 835.5354 | 378.8299 | 100.3275 | 0 | 0 | 52.2842 | 88.8439 | 83.5552 | 88.4814 | 0 | 0 | 0 | 0 | 684.8728 | 1013.5876 | 1168.093 | 1271.1078 | 141.5984 | 151.5027 | 151.5027 | 151.5027 | -0.067616 | -1.7127 | -4.1648 | 2.3278 | 0 | 0 | 0 | 0 | -549.9462 | -637.4263 | -677.9326 | -677.8843 | 0.40002 | 0.33194 | 0.39565 | 0.38633 | -219.99 | -211.5894 | -268.2235 | -261.8863
5 | 12 | 19 | 705.7776 | 714.7781 | 722.1934 | 837.8651 | 378.8299 | 100.3275 | 0 | 0 | 58.7027 | 108.6673 | 103.9357 | 107.6372 | 0 | 0 | 0 | 0 | 664.5875 | 832.7333 | 965.1016 | 1094.9749 | 141.5984 | 151.5027 | 151.5027 | 151.5027 | -0.0079506 | -2.0526 | 1.6241 | 26.8535 | 0 | 0 | 0 | 0 | -537.9329 | -476.4001 | -499.9707 | -543.1032 | 0.40291 | 0.40667 | 0.40013 | 0.39254 | -216.7408 | -193.7398 | -200.0555 | -213.1871
5 | 12 | 20 | 703.459 | 713.0874 | 721.2171 | 837.3552 | 378.8299 | 100.3275 | 0 | 0 | 59.6931 | 116.8492 | 115.8627 | 115.2731 | 0 | 0 | 0 | 0 | 638.2503 | 749.2127 | 891.2427 | 1012.1091 | 141.5984 | 151.5027 | 151.5027 | 151.5027 | 0.39438 | 3.3703 | 1.4917 | 17.279 | 0 | 0 | 0 | 0 | -515.307 | -408.175 | -438.8827 | -458.8087 | 0.40427 | 0.42028 | 0.41111 | 0.39531 | -208.3247 | -171.5483 | -180.4307 | -181.3707
5 | 12 | 21 | 729.4444 | 740.7457 | 750.9883 | 874.0737 | 378.8299 | 100.3275 | 0 | 0 | 59.2887 | 119.4279 | 119.1081 | 118.4825 | 0 | 0 | 0 | 0 | 609.768 | 717.3506 | 863.3979 | 1002.0758 | 141.5984 | 151.5027 | 151.5027 | 151.5027 | 0.55064 | 2.446 | 10.4374 | 34.2222 | 0 | 0 | 0 | 0 | -460.5912 | -350.309 | -393.4578 | -432.2095 | 0.40188 | 0.40772 | 0.40034 | 0.39234 | -185.1026 | -142.8266 | -157.5163 | -169.5711
5 | 12 | 22 | 709.9955 | 722.5952 | 734.6239 | 857.2503 | 378.8299 | 100.3275 | 0 | 0 | 57.8762 | 118.1299 | 117.1825 | 121.077 | 0 | 0 | 0 | 0 | 627.513 | 730.1269 | 854.2847 | 991.8735 | 141.5984 | 151.5027 | 151.5027 | 151.5027 | 0.33042 | 1.4215 | 6.4459 | 11.3877 | 0 | 0 | 0 | 0 | -496.1524 | -378.9134 | -394.792 | -418.5907 | 0.39659 | 0.40366 | 0.39544 | 0.38685 | -196.769 | -152.9508 | -156.1152 | -161.9312
5 | 12 | 23 | 650.8108 | 662.5636 | 673.8144 | 786.4718 | 378.8299 | 100.3275 | 0 | 0 | 48.6124 | 116.0697 | 118.8138 | 125.1093 | 0 | 0 | 0 | 0 | 636.8872 | 737.3992 | 846.4689 | 969.0284 | 0 | 0 | 0 | 0 | 0.03126 | 4.3011 | 6.0328 | 39.0203 | 0 | 0 | 0 | 0 | -413.5501 | -295.5339 | -297.501 | -346.6862 | 0.39616 | 0.40557 | 0.39781 | 0.38169 | -163.8305 | -119.8591 | -118.3475 | -132.3271
5 | 12 | 24 | 586.1615 | 594.2341 | 601.3707 | 699.0813 | 378.8299 | 100.3275 | 0 | 0 | 46.6811 | 114.6293 | 116.6666 | 122.7856 | 0 | 0 | 0 | 0 | 616.2914 | 712.1741 | 809.952 | 918.7549 | 0 | 0 | 0 | 0 | 0.069962 | 6.5012 | 13.7522 | 8.6086 | 0 | 0 | 0 | 0 | -455.7109 | -339.398 | -339.0001 | -351.0677 | 0.39155 | 0.40913 | 0.40018 | 0.37917 | -178.4328 | -138.8589 | -135.6624 | -133.1154
5 | 13 | 1 | 534.0562 | 538.3641 | 541.3319 | 626.0839 | 378.8299 | 100.3275 | 0 | 0 | 42.5733 | 121.1496 | 114.1415 | 113.4611 | 0 | 0 | 0 | 0 | 543.9788 | 640.3243 | 719.1181 | 827.3377 | 0 | 0 | 0 | 0 | -0.020238 | 3.6183 | 10.2521 | 14.0255 | 0 | 0 | 0 | 0 | -431.3056 | -327.0556 | -302.1798 | -328.7404 | 0.39346 | 0.40712 | 0.39915 | 0.37525 | -169.7015 | -133.1512 | -120.6141 | -123.3604
5 | 13 | 2 | 498.9676 | 500.0115 | 499.3348 | 574.3614 | 378.8299 | 100.3275 | 0 | 0 | 43.0921 | 121.2122 | 119.4758 | 111.6037 | 0 | 0 | 0 | 0 | 528.8904 | 622.5783 | 690.1569 | 791.792 | 0 | 0 | 0 | 0 | -0.18755 | 3.8748 | 6.5564 | 0.50268 | 0 | 0 | 0 | 0 | -451.6573 | -347.9812 | -316.8542 | -329.5371 | 0.39324 | 0.40518 | 0.39871 | 0.37205 | -177.6099 | -140.9964 | -126.3315 | -122.6029
5 | 13 | 3 | 478.2015 | 476.4742 | 472.7073 | 540.9166 | 378.8299 | 100.3275 | 0 | 0 | 41.7133 | 107.4109 | 112.6329 | 110.1089 | 0 | 0 | 0 | 0 | 549.5102 | 637.4474 | 692.5806 | 783.4798 | 0 | 0 | 0 | 0 | -0.21706 | 8.8663 | 8.7443 | 4.6116 | 0 | 0 | 0 | 0 | -491.6349 | -377.5778 | -341.2504 | -357.2838 | 0.40479 | 0.40648 | 0.39859 | 0.37175 | -199.01 | -153.4775 | -136.0201 | -132.82
5 | 13 | 4 | 467.1937 | 462.5081 | 455.3085 | 517.6268 | 378.8299 | 100.3275 | 0 | 0 | 43.1812 | 110.3716 | 108.294 | 110.2082 | 0 | 0 | 0 | 0 | 542.468 | 624.6882 | 671.766 | 761.1624 | 0 | 0 | 0 | 0 | -0.2536 | 8.1347 | 8.5448 | 3.5176 | 0 | 0 | 0 | 0 | -497.0318 | -381.0139 | -333.2962 | -357.2615 | 0.39239 | 0.40724 | 0.39885 | 0.37249 | -195.0316 | -155.1637 | -132.9337 | -133.0765
5 | 13 | 5 | 458.8087 | 451.5489 | 441.3369 | 498.6454 | 378.8299 | 100.3275 | 0 | 0 | 46.1388 | 114.7092 | 113.7807 | 106.5526 | 0 | 0 | 0 | 0 | 539.3472 | 617.1372 | 659.5839 | 753.5902 | 0 | 0 | 0 | 0 | -0.20277 | 10.1809 | 15.0225 | -7.0269 | 0 | 0 | 0 | 0 | -505.3045 | -390.8059 | -347.0501 | -354.4704 | 0.39799 | 0.40903 | 0.40099 | 0.37782 | -201.1078 | -159.8504 | -139.1639 | -133.9278
5 | 13 | 6 | 462.0843 | 451.1653 | 436.5008 | 488.6128 | 378.8299 | 100.3275 | 0 | 0 | 52.3482 | 104.7844 | 102.3239 | 89.5325 | 0 | 0 | 0 | 0 | 559.6389 | 725.4056 | 791.2433 | 874.6305 | 0 | 0 | 0 | 0 | -0.08469 | -1.7433 | -0.041129 | -6.8127 | 0 | 0 | 0 | 0 | -528.648 | -477.6088 | -457.0253 | -468.7375 | 0.39817 | 0.40695 | 0.39923 | 0.37497 | -210.4905 | -194.3631 | -182.4587 | -175.762
5 | 13 | 7 | 474.5158 | 461.4115 | 444.0733 | 494.6933 | 378.8299 | 100.3275 | 0 | 0 | 47.6811 | 84.3854 | 89.0332 | 81.3229 | 0 | 0 | 0 | 0 | 551.432 | 871.2038 | 970.4906 | 1035.1426 | 0 | 0 | 0 | 0 | -0.0050701 | -2.4806 | -0.86168 | -0.11507 | 0 | 0 | 0 | 0 | -503.4221 | -592.0246 | -614.5888 | -621.6571 | 0.39621 | 0.33259 | 0.32125 | 0.38231 | -199.4598 | -196.902 | -197.4341 | -237.6685
5 | 13 | 8 | 504.1726 | 490.1394 | 471.5393 | 525.025 | 378.8299 | 100.3275 | 0 | 0 | 44.9886 | 82.7185 | 80.6644 | 83.1205 | 0 | 0 | 0 | 0 | 609.5965 | 1037.6607 | 1170.3423 | 1247.6525 | 0 | 0 | 0 | 0 | -0.15686 | -3.0389 | -3.7065 | -1.3191 | 0 | 0 | 0 | 0 | -529.0856 | -727.5284 | -775.7609 | -804.4289 | 0.38794 | 0.32023 | 0.31429 | 0.32105 | -205.2511 | -232.98 | -243.811 | -258.2622
5 | 13 | 9 | 546.7235 | 534.2758 | 517.4199 | 579.5898 | 378.8299 | 100.3275 | 0 | 0 | 44.2317 | 78.3755 | 77.8445 | 82.1481 | 0 | 0 | 0 | 0 | 664.1169 | 1161.8713 | 1331.3744 | 1438.619 | 0 | 0 | 0 | 0 | 0.034691 | -9.5907 | -6.2198 | -13.9873 | 0 | 0 | 0 | 0 | -540.4896 | -796.7078 | -885.5793 | -927.19 | 0.39364 | 0.24286 | 0.23968 | 0 | -212.7586 | -193.4897 | -212.2514 | 0
5 | 13 | 10 | 586.5249 | 575.2091 | 559.6557 | 629.6789 | 378.8299 | 100.3275 | 0 | 0 | 43.3602 | 75.401 | 80.2986 | 79.0574 | 0 | 0 | 0 | 0 | 671.9158 | 1202.9756 | 1385.2545 | 1503.5438 | 0 | 0 | 0 | 0 | -0.2016 | -11.4667 | -29.8685 | -43.0159 | 0 | 0 | 0 | 0 | -507.3794 | -792.0283 | -876.0289 | -909.9064 | 0.31441 | 0.24286 | 0.24286 | 0 | -159.5268 | -192.3532 | -212.7534 | 0
5 | 13 | 11 | 613.611 | 603.8858 | 590.2036 | 666.8148 | 378.8299 | 100.3275 | 0 | 0 | 46.5387 | 75.8002 | 75.5005 | 76.1489 | 0 | 0 | 0 | 0 | 632.5471 | 1177.2298 | 1361.5242 | 1481.7897 | 0 | 0 | 0 | 0 | -0.39471 | -11.9055 | -23.8123 | -46.3766 | 0 | 0 | 0 | 0 | -443.9099 | -737.5662 | -823.0089 | -844.7471 | 0.31687 | 0.24286 | 0.24286 | 0 | -140.6609 | -179.1264 | -199.8768 | 0
5 | 13 | 12 | 632.3149 | 623.8232 | 611.5454 | 692.7692 | 378.8299 | 100.3275 | 0 | 0 | 42.9242 | 73.2668 | 73.5249 | 75.7314 | 0 | 0 | 0 | 0 | 640.6326 | 1202.0431 | 1381.4633 | 1505.2058 | 0 | 0 | 0 | 0 | -0.068077 | -9.7855 | -23.8164 | -47.4036 | 0 | 0 | 0 | 0 | -430.0039 | -742.0286 | -819.6264 | -840.7644 | 0.30984 | 0.24286 | 0.24286 | 0 | -133.2312 | -180.2102 | -199.0554 | 0
5 | 13 | 13 | 647.8831 | 641.6244 | 631.875 | 718.5182 | 378.8299 | 100.3275 | 0 | 0 | 41.4226 | 75.9255 | 75.8011 | 75.4661 | 0 | 0 | 0 | 0 | 668.0533 | 1238.2066 | 1406.9467 | 1557.4705 | 0 | 0 | 0 | 0 | -0.068077 | -8.4438 | -22.4356 | -43.1689 | 0 | 0 | 0 | 0 | -440.3546 | -764.3914 | -828.4372 | -871.2495 | 0.31489 | 0.24286 | 0.24286 | 0 | -138.6636 | -185.6412 | -201.1952 | 0
5 | 13 | 14 | 656.5201 | 651.8697 | 643.9554 | 734.1328 | 378.8299 | 100.3275 | 0 | 0 | 43.57 | 76.7095 | 77.092 | 77.3168 | 0 | 0 | 0 | 0 | 657.9284 | 1235.7554 | 1396.507 | 1572.381 | 0 | 0 | 0 | 0 | -0.22898 | -5.8252 | -10.0792 | -25.1387 | 0 | 0 | 0 | 0 | -423.5793 | -755.0975 | -819.5643 | -890.4262 | 0.31699 | 0.24286 | 0.24286 | 0 | -134.2695 | -183.3841 | -199.0403 | 0
5 | 13 | 15 | 667.5003 | 664.455 | 658.3896 | 752.5172 | 378.8299 | 100.3275 | 0 | 0 | 49.559 | 76.9135 | 78.0963 | 79.9828 | 0 | 0 | 0 | 0 | 633.6046 | 1206.7078 | 1362.9133 | 1525.6506 | 0 | 0 | 0 | 0 | -0.28023 | -2.4994 | -5.1794 | -10.3031 | 0 | 0 | 0 | 0 | -394.2129 | -716.9945 | -777.4406 | -842.813 | 0.31618 | 0.24027 | 0.2402 | 0.19462 | -124.6419 | -172.2726 | -186.7386 | -164.0282
5 | 13 | 16 | 673.6532 | 673.9573 | 671.7047 | 771.2944 | 378.8299 | 100.3275 | 0 | 0 | 47.5441 | 78.8753 | 82.7231 | 87.4909 | 0 | 0 | 0 | 0 | 610.1523 | 1145.3716 | 1301.2192 | 1454.0988 | 0 | 0 | 0 | 0 | -0.068077 | -2.5767 | -1.1152 | -5.6457 | 0 | 0 | 0 | 0 | -362.8051 | -648.0404 | -711.1225 | -764.6495 | 0.32103 | 0.24715 | 0.22975 | 0.24005 | -116.4696 | -160.1653 | -163.3797 | -183.553
5 | 13 | 17 | 688.3583 | 692.2116 | 694.0129 | 800.7255 | 378.8299 | 100.3275 | 0 | 0 | 47.4816 | 80.9202 | 85.1943 | 83.4467 | 0 | 0 | 0 | 0 | 577.9296 | 1034.2762 | 1186.671 | 1333.3927 | 141.5984 | 151.5027 | 151.5027 | 151.5027 | -0.15904 | -0.48919 | -1.6487 | -4.2391 | 0 | 0 | 0 | 0 | -457.3222 | -674.3259 | -727.7064 | -763.3775 | 0.39785 | 0.24634 | 0.32048 | 0.23372 | -181.9465 | -166.1153 | -233.219 | -178.4196
5 | 13 | 18 | 703.6218 | 711.0513 | 716.8373 | 830.5152 | 378.8299 | 100.3275 | 0 | 0 | 52.2842 | 88.8439 | 83.5552 | 88.4814 | 0 | 0 | 0 | 0 | 529.373 | 850.0945 | 987.6303 | 1127.6642 | 141.5984 | 151.5027 | 151.5027 | 151.5027 | -0.067616 | -1.7127 | -4.1648 | 2.3278 | 0 | 0 | 0 | 0 | -398.396 | -478.0046 | -501.6861 | -539.461 | 0.40002 | 0.33194 | 0.39565 | 0.38633 | -159.3667 | -158.6705 | -198.4917 | -208.4093
5 | 13 | 19 | 704.4305 | 713.3888 | 720.7537 | 836.1501 | 378.8299 | 100.3275 | 0 | 0 | 58.7027 | 108.6673 | 103.9357 | 107.6372 | 0 | 0 | 0 | 0 | 505.8137 | 649.7693 | 773.2967 | 899.2873 | 141.5984 | 151.5027 | 151.5027 | 151.5027 | -0.0079506 | -2.0526 | 1.6241 | 26.8535 | 0 | 0 | 0 | 0 | -380.5062 | -294.8254 | -309.6055 | -349.1306 | 0.40291 | 0.40667 | 0.40013 | 0.39254 | -153.3113 | -119.898 | -123.8838 | -137.046
5 | 13 | 20 | 707.3932 | 717.1288 | 725.3853 | 842.3039 | 378.8299 | 100.3275 | 0 | 0 | 59.6931 | 116.8492 | 115.8627 | 115.2731 | 0 | 0 | 0 | 0 | 520.1719 | 603.8032 | 751.6867 | 871.3643 | 141.5984 | 151.5027 | 151.5027 | 151.5027 | 0.39438 | 3.3703 | 1.4917 | 17.279 | 0 | 0 | 0 | 0 | -393.2944 | -258.724 | -295.1585 | -313.1153 | 0.40427 | 0.42028 | 0.41111 | 0.39531 | -158.9983 | -108.7369 | -121.3437 | -123.777
5 | 13 | 21 | 739.0442 | 750.6054 | 761.1551 | 886.1422 | 378.8299 | 100.3275 | 0 | 0 | 59.2887 | 119.4279 | 119.1081 | 118.4825 | 0 | 0 | 0 | 0 | 439.3923 | 521.6249 | 681.2156 | 801.7967 | 141.5984 | 151.5027 | 151.5027 | 151.5027 | 0.55064 | 2.446 | 10.4374 | 34.2222 | 0 | 0 | 0 | 0 | -280.6157 | -144.7237 | -201.1087 | -219.862 | 0.40188 | 0.40772 | 0.40034 | 0.39234 | -112.7739 | -59.0062 | -80.5115 | -86.2596
5 | 13 | 22 | 720.1169 | 732.9924 | 745.3474 | 869.9815 | 378.8299 | 100.3275 | 0 | 0 | 57.8762 | 118.1299 | 117.1825 | 121.077 | 0 | 0 | 0 | 0 | 328.0941 | 407.2022 | 569.6654 | 673.85 | 141.5984 | 151.5027 | 151.5027 | 151.5027 | 0.33042 | 1.4215 | 6.4459 | 11.3877 | 0 | 0 | 0 | 0 | -186.6121 | -45.5914 | -99.4492 | -87.836 | 0.39659 | 0.40366 | 0.39544 | 0.38685 | -74.0085 | -18.4033 | -39.3259 | -33.9792
5 | 13 | 23 | 646.9002 | 658.5272 | 669.628 | 781.4819 | 378.8299 | 100.3275 | 0 | 0 | 48.6124 | 116.0697 | 118.8138 | 125.1093 | 0 | 0 | 0 | 0 | 262.5793 | 335.0389 | 496.6813 | 617.2272 | 0 | 0 | 0 | 0 | 0.03126 | 4.3011 | 6.0328 | 39.0203 | 0 | 0 | 0 | 0 | -43.1528 | 102.79 | 48.1001 | 0.12507 | 0.39616 | 0.40557 | 0.39781 | 0.38169 | -17.0952 | 41.6884 | 19.1345 | 0.04774
5 | 13 | 24 | 574.4662 | 582.1963 | 588.9263 | 684.2827 | 378.8299 | 100.3275 | 0 | 0 | 46.6811 | 114.6293 | 116.6666 | 122.7856 | 0 | 0 | 0 | 0 | 246.8644 | 315.8814 | 478.1203 | 583.9813 | 0 | 0 | 0 | 0 | 0.069962 | 6.5012 | 13.7522 | 8.6086 | 0 | 0 | 0 | 0 | -97.9791 | 44.8569 | -19.6127 | -31.0927 | 0.39155 | 0.40913 | 0.40018 | 0.37917 | -38.3636 | 18.3524 | -7.8487 | -11.7895
5 | 14 | 1 | 520.6891 | 524.6126 | 527.1246 | 609.1961 | 378.8299 | 100.3275 | 0 | 0 | 42.5733 | 121.1496 | 114.1415 | 113.4611 | 0 | 0 | 0 | 0 | 240.5746 | 305.5773 | 461.2929 | 570.0903 | 0 | 0 | 0 | 0 | -0.020238 | 3.6183 | 10.2521 | 14.0255 | 0 | 0 | 0 | 0 | -141.2684 | -6.0602 | -58.5619 | -88.3808 | 0.39346 | 0.40712 | 0.39915 | 0.37525 | -55.5835 | -2.4672 | -23.3748 | -33.165
5 | 14 | 2 | 490.9308 | 491.7438 | 490.7932 | 564.2083 | 378.8299 | 100.3275 | 0 | 0 | 43.0921 | 121.2122 | 119.4758 | 111.6037 | 0 | 0 | 0 | 0 | 234.3005 | 292.1013 | 435.6358 | 542.5944 | 0 | 0 | 0 | 0 | -0.18755 | 3.8748 | 6.5564 | 0.50268 | 0 | 0 | 0 | 0 | -165.1042 | -25.772 | -70.8748 | -90.4925 | 0.39324 | 0.40518 | 0.39871 | 0.37205 | -64.9256 | -10.4424 | -28.2582 | -33.6674
5 | 14 | 3 | 473.8574 | 472.013 | 468.1077 | 535.4572 | 378.8299 | 100.3275 | 0 | 0 | 41.7133 | 107.4109 | 112.6329 | 110.1089 | 0 | 0 | 0 | 0 | 214.0031 | 266.728 | 413.2861 | 500.1045 | 0 | 0 | 0 | 0 | -0.21706 | 8.8663 | 8.7443 | 4.6116 | 0 | 0 | 0 | 0 | -160.4719 | -11.3196 | -66.5556 | -79.3679 | 0.40479 | 0.40648 | 0.39859 | 0.37175 | -64.9578 | -4.6012 | -26.5286 | -29.505
5 | 14 | 4 | 468.9011 | 464.2768 | 457.1507 | 519.829 | 378.8299 | 100.3275 | 0 | 0 | 43.1812 | 110.3716 | 108.294 | 110.2082 | 0 | 0 | 0 | 0 | 166.8202 | 218.0839 | 363.8434 | 437.4671 | 0 | 0 | 0 | 0 | -0.2536 | 8.1347 | 8.5448 | 3.5176 | 0 | 0 | 0 | 0 | -119.6766 | 27.3591 | -23.5314 | -31.3639 | 0.39239 | 0.40724 | 0.39885 | 0.37249 | -46.9602 | 11.1417 | -9.3854 | -11.6828
5 | 14 | 5 | 470.5117 | 463.6236 | 453.8546 | 513.5608 | 378.8299 | 100.3275 | 0 | 0 | 46.1388 | 114.7092 | 113.7807 | 106.5526 | 0 | 0 | 0 | 0 | 145.3346 | 198.5641 | 339.3003 | 401.7092 | 0 | 0 | 0 | 0 | -0.20277 | 10.1809 | 15.0225 | -7.0269 | 0 | 0 | 0 | 0 | -99.5889 | 39.842 | -14.2489 | 12.3259 | 0.39799 | 0.40903 | 0.40099 | 0.37782 | -39.6357 | 16.2965 | -5.7137 | 4.657
5 | 14 | 6 | 497.4962 | 487.6615 | 474.2866 | 533.5951 | 378.8299 | 100.3275 | 0 | 0 | 52.3482 | 104.7844 | 102.3239 | 89.5325 | 0 | 0 | 0 | 0 | 152.5494 | 290.6207 | 452.7629 | 505.492 | 0 | 0 | 0 | 0 | -0.08469 | -1.7433 | -0.041129 | -6.8127 | 0 | 0 | 0 | 0 | -86.1466 | -6.3278 | -80.7592 | -54.6166 | 0.39817 | 0.40695 | 0.39923 | 0.37497 | -34.3008 | -2.5751 | -32.2416 | -20.4795
5 | 14 | 7 | 554.3678 | 543.6165 | 529.0718 | 595.7866 | 378.8299 | 100.3275 | 0 | 0 | 47.6811 | 84.3854 | 89.0332 | 81.3229 | 0 | 0 | 0 | 0 | 181.1829 | 474.3737 | 663.4147 | 710.3649 | 0 | 0 | 0 | 0 | -0.0050701 | -2.4806 | -0.86168 | -0.11507 | 0 | 0 | 0 | 0 | -53.321 | -112.9895 | -222.5145 | -195.786 | 0.39621 | 0.33259 | 0.32125 | 0.38231 | -21.1262 | -37.5793 | -71.4818 | -74.8518
5 | 14 | 8 | 610.7729 | 599.8413 | 584.9211 | 659.8358 | 378.8299 | 100.3275 | 0 | 0 | 44.9886 | 82.7185 | 80.6644 | 83.1205 | 0 | 0 | 0 | 0 | 243.142 | 648.7692 | 831.4104 | 896.3306 | 0 | 0 | 0 | 0 | -0.15686 | -3.0389 | -3.7065 | -1.3191 | 0 | 0 | 0 | 0 | -56.0308 | -228.9349 | -323.4472 | -318.2961 | 0.38794 | 0.32023 | 0.31429 | 0.32105 | -21.7363 | -73.313 | -101.655 | -102.1891
5 | 14 | 9 | 644.3038 | 634.7119 | 621.2452 | 703.055 | 378.8299 | 100.3275 | 0 | 0 | 44.2317 | 78.3755 | 77.8445 | 82.1481 | 0 | 0 | 0 | 0 | 287.4145 | 765.8753 | 955.1011 | 1029.1291 | 0 | 0 | 0 | 0 | 0.034691 | -9.5907 | -6.2198 | -13.9873 | 0 | 0 | 0 | 0 | -66.2069 | -300.2757 | -405.4806 | -394.235 | 0.39364 | 0.24286 | 0.23968 | 0 | -26.0617 | -72.9254 | -97.1836 | 0
5 | 14 | 10 | 680.7678 | 672.2167 | 659.9449 | 748.9457 | 378.8299 | 100.3275 | 0 | 0 | 43.3602 | 75.401 | 80.2986 | 79.0574 | 0 | 0 | 0 | 0 | 319.4932 | 842.406 | 1034.0734 | 1121.7549 | 0 | 0 | 0 | 0 | -0.2016 | -11.4667 | -29.8685 | -43.0159 | 0 | 0 | 0 | 0 | -60.7139 | -334.4512 | -424.5587 | -408.8507 | 0.31441 | 0.24286 | 0.24286 | 0 | -19.0892 | -81.2253 | -103.1088 | 0
5 | 14 | 11 | 710.308 | 703.4177 | 693.1003 | 789.1808 | 378.8299 | 100.3275 | 0 | 0 | 46.5387 | 75.8002 | 75.5005 | 76.1489 | 0 | 0 | 0 | 0 | 343.7701 | 882.0985 | 1070.2575 | 1172.8296 | 0 | 0 | 0 | 0 | -0.39471 | -11.9055 | -23.8123 | -46.3766 | 0 | 0 | 0 | 0 | -58.4359 | -342.9029 | -428.8454 | -413.4211 | 0.31687 | 0.24286 | 0.24286 | 0 | -18.5165 | -83.2779 | -104.1498 | 0
5 | 14 | 12 | 726.6123 | 720.8854 | 711.889 | 812.0992 | 378.8299 | 100.3275 | 0 | 0 | 42.9242 | 73.2668 | 73.5249 | 75.7314 | 0 | 0 | 0 | 0 | 360.4146 | 900.4719 | 1080.7508 | 1202.8128 | 0 | 0 | 0 | 0 | -0.068077 | -9.7855 | -23.8164 | -47.4036 | 0 | 0 | 0 | 0 | -55.4884 | -343.3952 | -418.5702 | -419.0414 | 0.30984 | 0.24286 | 0.24286 | 0 | -17.1924 | -83.3975 | -101.6544 | 0
5 | 14 | 13 | 741.9361 | 738.449 | 731.99 | 837.5905 | 378.8299 | 100.3275 | 0 | 0 | 41.4226 | 75.9255 | 75.8011 | 75.4661 | 0 | 0 | 0 | 0 | 363.13 | 889.8436 | 1062.5548 | 1174.961 | 0 | 0 | 0 | 0 | -0.068077 | -8.4438 | -22.4356 | -43.1689 | 0 | 0 | 0 | 0 | -41.3784 | -319.2037 | -383.9303 | -369.6677 | 0.31489 | 0.24286 | 0.24286 | 0 | -13.0297 | -77.5223 | -93.2418 | 0
5 | 14 | 14 | 752.0824 | 750.2502 | 745.6817 | 855.1238 | 378.8299 | 100.3275 | 0 | 0 | 43.57 | 76.7095 | 77.092 | 77.3168 | 0 | 0 | 0 | 0 | 360.4294 | 878.3126 | 1045.2815 | 1145.3799 | 0 | 0 | 0 | 0 | -0.22898 | -5.8252 | -10.0792 | -25.1387 | 0 | 0 | 0 | 0 | -30.518 | -299.2742 | -366.6126 | -342.4342 | 0.31699 | 0.24286 | 0.24286 | 0 | -9.6738 | -72.6822 | -89.036 | 0
5 | 14 | 15 | 757.9402 | 757.5683 | 754.6771 | 867.0459 | 378.8299 | 100.3275 | 0 | 0 | 49.559 | 76.9135 | 78.0963 | 79.9828 | 0 | 0 | 0 | 0 | 345.1879 | 839.0446 | 1010.0787 | 1104.2047 | 0 | 0 | 0 | 0 | -0.28023 | -2.4994 | -5.1794 | -10.3031 | 0 | 0 | 0 | 0 | -15.3563 | -256.218 | -328.3185 | -306.8385 | 0.31618 | 0.24027 | 0.2402 | 0.19462 | -4.8554 | -61.5616 | -78.861 | -59.7169
5 | 14 | 16 | 761.3431 | 764.2352 | 765.0551 | 882.3254 | 378.8299 | 100.3275 | 0 | 0 | 47.5441 | 78.8753 | 82.7231 | 87.4909 | 0 | 0 | 0 | 0 | 328.1627 | 783.5611 | 962.1401 | 1055.8371 | 0 | 0 | 0 | 0 | -0.068077 | -2.5767 | -1.1152 | -5.6457 | 0 | 0 | 0 | 0 | 6.8744 | -195.9519 | -278.6929 | -255.3569 | 0.32103 | 0.24715 | 0.22975 | 0.24005 | 2.2069 | -48.4302 | -64.0294 | -61.298
5 | 14 | 17 | 761.4213 | 767.439 | 771.8105 | 893.2662 | 378.8299 | 100.3275 | 0 | 0 | 47.4816 | 80.9202 | 85.1943 | 83.4467 | 0 | 0 | 0 | 0 | 284.1271 | 667.8538 | 831.0445 | 910.9043 | 141.5984 | 151.5027 | 151.5027 | 151.5027 | -0.15904 | -0.48919 | -1.6487 | -4.2391 | 0 | 0 | 0 | 0 | -90.4567 | -232.6761 | -294.2824 | -248.3485 | 0.39785 | 0.24634 | 0.32048 | 0.23372 | -35.9884 | -57.3181 | -94.3131 | -58.045
5 | 14 | 18 | 763.1451 | 772.3447 | 780.2331 | 905.932 | 378.8299 | 100.3275 | 0 | 0 | 52.2842 | 88.8439 | 83.5552 | 88.4814 | 0 | 0 | 0 | 0 | 222.7345 | 488.604 | 621.6333 | 691.3078 | 141.5984 | 151.5027 | 151.5027 | 151.5027 | -0.067616 | -1.7127 | -4.1648 | 2.3278 | 0 | 0 | 0 | 0 | -32.2342 | -55.2207 | -72.2933 | -27.6877 | 0.40002 | 0.33194 | 0.39565 | 0.38633 | -12.8944 | -18.3301 | -28.6028 | -10.6966
5 | 14 | 19 | 749.9462 | 760.2694 | 769.2562 | 893.861 | 378.8299 | 100.3275 | 0 | 0 | 58.7027 | 108.6673 | 103.9357 | 107.6372 | 0 | 0 | 0 | 0 | 246.1664 | 363.2044 | 447.5631 | 504.1218 | 141.5984 | 151.5027 | 151.5027 | 151.5027 | -0.0079506 | -2.0526 | 1.6241 | 26.8535 | 0 | 0 | 0 | 0 | -75.3432 | 38.6202 | 64.6305 | 103.7459 | 0.40291 | 0.40667 | 0.40013 | 0.39254 | -30.3568 | 15.7058 | 25.8609 | 40.7239
5 | 14 | 20 | 747.1593 | 758.0898 | 767.7661 | 892.7334 | 378.8299 | 100.3275 | 0 | 0 | 59.6931 | 116.8492 | 115.8627 | 115.2731 | 0 | 0 | 0 | 0 | 321.2701 | 378.52 | 460.3611 | 509.7705 | 141.5984 | 151.5027 | 151.5027 | 151.5027 | 0.39438 | 3.3703 | 1.4917 | 17.279 | 0 | 0 | 0 | 0 | -154.6266 | 7.5201 | 38.5479 | 98.908 | 0.40427 | 0.42028 | 0.41111 | 0.39531 | -62.5114 | 3.1606 | 15.8476 | 39.0991
5 | 14 | 21 | 769.6861 | 782.1697 | 793.8156 | 925.0071 | 378.8299 | 100.3275 | 0 | 0 | 59.2887 | 119.4279 | 119.1081 | 118.4825 | 0 | 0 | 0 | 0 | 387.1375 | 433.1226 | 533.0236 | 580.3676 | 141.5984 | 151.5027 | 151.5027 | 151.5027 | 0.55064 | 2.446 | 10.4374 | 34.2222 | 0 | 0 | 0 | 0 | -197.719 | -24.657 | -20.2562 | 40.4321 | 0.40188 | 0.40772 | 0.40034 | 0.39234 | -79.4594 | -10.0531 | -8.1093 | 15.8629
5 | 14 | 22 | 739.2935 | 752.7549 | 765.8064 | 894.3358 | 378.8299 | 100.3275 | 0 | 0 | 57.8762 | 118.1299 | 117.1825 | 121.077 | 0 | 0 | 0 | 0 | 349.4188 | 383.626 | 468.6155 | 525.3142 | 141.5984 | 151.5027 | 151.5027 | 151.5027 | 0.33042 | 1.4215 | 6.4459 | 11.3877 | 0 | 0 | 0 | 0 | -188.7602 | -2.2528 | 22.0598 | 85.0541 | 0.39659 | 0.40366 | 0.39544 | 0.38685 | -74.8604 | -0.90935 | 8.7233 | 32.903
5 | 14 | 23 | 658.9259 | 670.9339 | 682.4885 | 796.8048 | 378.8299 | 100.3275 | 0 | 0 | 48.6124 | 116.0697 | 118.8138 | 125.1093 | 0 | 0 | 0 | 0 | 285.5983 | 313.1115 | 391.7755 | 462.5131 | 0 | 0 | 0 | 0 | 0.03126 | 4.3011 | 6.0328 | 39.0203 | 0 | 0 | 0 | 0 | -54.146 | 137.1242 | 165.8665 | 170.1621 | 0.39616 | 0.40557 | 0.39781 | 0.38169 | -21.4503 | 55.6132 | 65.9826 | 64.9494
5 | 14 | 24 | 580.8266 | 588.77 | 595.7548 | 692.4308 | 378.8299 | 100.3275 | 0 | 0 | 46.6811 | 114.6293 | 116.6666 | 122.7856 | 0 | 0 | 0 | 0 | 240.0572 | 264.8715 | 331.6112 | 406.9279 | 0 | 0 | 0 | 0 | 0.069962 | 6.5012 | 13.7522 | 8.6086 | 0 | 0 | 0 | 0 | -84.8116 | 102.4406 | 133.7249 | 154.1087 | 0.39155 | 0.40913 | 0.40018 | 0.37917 | -33.2078 | 41.9118 | 53.5146 | 58.4338
5 | 15 | 1 | 521.5289 | 525.5073 | 528.0862 | 610.3707 | 378.8299 | 100.3275 | 0 | 0 | 42.5733 | 121.1496 | 114.1415 | 113.4611 | 0 | 0 | 0 | 0 | 239.9189 | 255.5135 | 318.1744 | 381.6974 | 0 | 0 | 0 | 0 | -0.020238 | 3.6183 | 10.2521 | 14.0255 | 0 | 0 | 0 | 0 | -139.773 | 44.8984 | 85.5183 | 101.1867 | 0.39346 | 0.40712 | 0.39915 | 0.37525 | -54.9951 | 18.2791 | 34.1343 | 37.9705
5 | 15 | 2 | 492.5533 | 493.4401 | 492.5787 | 566.3586 | 378.8299 | 100.3275 | 0 | 0 | 43.0921 | 121.2122 | 119.4758 | 111.6037 | 0 | 0 | 0 | 0 | 254.6581 | 262.9337 | 323.7858 | 367.7998 | 0 | 0 | 0 | 0 | -0.18755 | 3.8748 | 6.5564 | 0.50268 | 0 | 0 | 0 | 0 | -183.8393 | 5.092 | 42.7608 | 86.4524 | 0.39324 | 0.40518 | 0.39871 | 0.37205 | -72.293 | 2.0632 | 17.0489 | 32.1643
5 | 15 | 3 | 476.9041 | 475.1684 | 471.3931 | 539.3839 | 378.8299 | 100.3275 | 0 | 0 | 41.7133 | 107.4109 | 112.6329 | 110.1089 | 0 | 0 | 0 | 0 | 230.0417 | 232.2625 | 296.3727 | 321.2596 | 0 | 0 | 0 | 0 | -0.21706 | 8.8663 | 8.7443 | 4.6116 | 0 | 0 | 0 | 0 | -173.4638 | 26.3012 | 53.6432 | 103.4037 | 0.40479 | 0.40648 | 0.39859 | 0.37175 | -70.2168 | 10.6909 | 21.3818 | 38.4403
5 | 15 | 4 | 470.7082 | 466.157 | 459.1189 | 522.1902 | 378.8299 | 100.3275 | 0 | 0 | 43.1812 | 110.3716 | 108.294 | 110.2082 | 0 | 0 | 0 | 0 | 198.1994 | 197.5672 | 274.3848 | 286.6891 | 0 | 0 | 0 | 0 | -0.2536 | 8.1347 | 8.5448 | 3.5176 | 0 | 0 | 0 | 0 | -149.2487 | 49.756 | 67.8953 | 121.7752 | 0.39239 | 0.40724 | 0.39885 | 0.37249 | -58.5641 | 20.2626 | 27.0797 | 45.3601
5 | 15 | 5 | 471.7756 | 464.9438 | 455.2426 | 515.2311 | 378.8299 | 100.3275 | 0 | 0 | 46.1388 | 114.7092 | 113.7807 | 106.5526 | 0 | 0 | 0 | 0 | 190.3394 | 186.4355 | 268.1022 | 276.944 | 0 | 0 | 0 | 0 | -0.20277 | 10.1809 | 15.0225 | -7.0269 | 0 | 0 | 0 | 0 | -143.3298 | 53.2907 | 58.3373 | 138.7614 | 0.39799 | 0.40903 | 0.40099 | 0.37782 | -57.0443 | 21.7974 | 23.3927 | 52.4275
5 | 15 | 6 | 503.666 | 494.0223 | 480.8746 | 541.44 | 378.8299 | 100.3275 | 0 | 0 | 52.3482 | 104.7844 | 102.3239 | 89.5325 | 0 | 0 | 0 | 0 | 163.1703 | 253.2385 | 342.8786 | 348.0084 | 0 | 0 | 0 | 0 | -0.08469 | -1.7433 | -0.041129 | -6.8127 | 0 | 0 | 0 | 0 | -90.5976 | 37.4152 | 35.7132 | 110.7118 | 0.39817 | 0.40695 | 0.39923 | 0.37497 | -36.073 | 15.2261 | 14.2578 | 41.5135
5 | 15 | 7 | 569.9495 | 559.65 | 545.6411 | 615.4858 | 378.8299 | 100.3275 | 0 | 0 | 47.6811 | 84.3854 | 89.0332 | 81.3229 | 0 | 0 | 0 | 0 | 145.8694 | 390.7701 | 508.6413 | 507.1553 | 0 | 0 | 0 | 0 | -0.0050701 | -2.4806 | -0.86168 | -0.11507 | 0 | 0 | 0 | 0 | -2.4258 | -13.3525 | -51.1718 | 27.1227 | 0.39621 | 0.33259 | 0.32125 | 0.38231 | -0.96114 | -4.4409 | -16.4387 | 10.3694
5 | 15 | 8 | 629.775 | 619.389 | 605.1157 | 683.8398 | 378.8299 | 100.3275 | 0 | 0 | 44.9886 | 82.7185 | 80.6644 | 83.1205 | 0 | 0 | 0 | 0 | 197.9728 | 563.6741 | 708.2774 | 712.6494 | 0 | 0 | 0 | 0 | -0.15686 | -3.0389 | -3.7065 | -1.3191 | 0 | 0 | 0 | 0 | 8.1406 | -124.2922 | -180.1196 | -110.6111 | 0.38794 | 0.32023 | 0.31429 | 0.32105 | 3.158 | -39.8027 | -56.6091 | -35.5117
5 | 15 | 9 | 661.7975 | 652.6963 | 639.8108 | 725.1108 | 378.8299 | 100.3275 | 0 | 0 | 44.2317 | 78.3755 | 77.8445 | 82.1481 | 0 | 0 | 0 | 0 | 260.4723 | 698.0082 | 870.0772 | 881.833 | 0 | 0 | 0 | 0 | 0.034691 | -9.5907 | -6.2198 | -13.9873 | 0 | 0 | 0 | 0 | -21.7711 | -214.4241 | -301.8911 | -224.883 | 0.39364 | 0.24286 | 0.23968 | 0 | -8.57 | -52.0754 | -72.3558 | 0
5 | 15 | 10 | 691.9805 | 683.7437 | 671.8442 | 763.0818 | 378.8299 | 100.3275 | 0 | 0 | 43.3602 | 75.401 | 80.2986 | 79.0574 | 0 | 0 | 0 | 0 | 305.8764 | 785.2573 | 966.3177 | 985.6641 | 0 | 0 | 0 | 0 | -0.2016 | -11.4667 | -29.8685 | -43.0159 | 0 | 0 | 0 | 0 | -35.8843 | -265.7754 | -344.9036 | -258.6239 | 0.31441 | 0.24286 | 0.24286 | 0 | -11.2825 | -64.5466 | -83.7637 | 0
5 | 15 | 11 | 721.4398 | 714.8539 | 704.8966 | 803.1866 | 378.8299 | 100.3275 | 0 | 0 | 46.5387 | 75.8002 | 75.5005 | 76.1489 | 0 | 0 | 0 | 0 | 336.1797 | 828.1722 | 1008.2324 | 1030.3828 | 0 | 0 | 0 | 0 | -0.39471 | -11.9055 | -23.8123 | -46.3766 | 0 | 0 | 0 | 0 | -39.7138 | -277.5405 | -355.024 | -256.9685 | 0.31687 | 0.24286 | 0.24286 | 0 | -12.584 | -67.4039 | -86.2215 | 0
5 | 15 | 12 | 735.0185 | 729.5118 | 720.7752 | 822.64 | 378.8299 | 100.3275 | 0 | 0 | 42.9242 | 73.2668 | 73.5249 | 75.7314 | 0 | 0 | 0 | 0 | 346.4642 | 846.9325 | 1025.1585 | 1048.6032 | 0 | 0 | 0 | 0 | -0.068077 | -9.7855 | -23.8164 | -47.4036 | 0 | 0 | 0 | 0 | -33.1317 | -281.2294 | -354.0917 | -254.291 | 0.30984 | 0.24286 | 0.24286 | 0 | -10.2654 | -68.2998 | -85.9951 | 0
5 | 15 | 13 | 747.6914 | 744.3549 | 738.0736 | 844.8068 | 378.8299 | 100.3275 | 0 | 0 | 41.4226 | 75.9255 | 75.8011 | 75.4661 | 0 | 0 | 0 | 0 | 349.8381 | 858.4226 | 1039.6279 | 1065.3365 | 0 | 0 | 0 | 0 | -0.068077 | -8.4438 | -22.4356 | -43.1689 | 0 | 0 | 0 | 0 | -22.3312 | -281.8769 | -354.9198 | -252.8269 | 0.31489 | 0.24286 | 0.24286 | 0 | -7.0319 | -68.457 | -86.1962 | 0
5 | 15 | 14 | 760.0583 | 758.4401 | 754.1245 | 865.1438 | 378.8299 | 100.3275 | 0 | 0 | 43.57 | 76.7095 | 77.092 | 77.3168 | 0 | 0 | 0 | 0 | 334.1324 | 842.0868 | 1024.2704 | 1049.7166 | 0 | 0 | 0 | 0 | -0.22898 | -5.8252 | -10.0792 | -25.1387 | 0 | 0 | 0 | 0 | 3.7549 | -254.8585 | -337.1587 | -236.7509 | 0.31699 | 0.24286 | 0.24286 | 0 | 1.1903 | -61.8953 | -81.8827 | 0
5 | 15 | 15 | 766.8841 | 766.7522 | 764.1447 | 878.2822 | 378.8299 | 100.3275 | 0 | 0 | 49.559 | 76.9135 | 78.0963 | 79.9828 | 0 | 0 | 0 | 0 | 300.3424 | 778.8492 | 959.3017 | 982.1394 | 0 | 0 | 0 | 0 | -0.28023 | -2.4994 | -5.1794 | -10.3031 | 0 | 0 | 0 | 0 | 38.433 | -186.8387 | -268.0739 | -173.5368 | 0.31618 | 0.24027 | 0.2402 | 0.19462 | 12.1517 | -44.8918 | -64.3904 | -33.7737
5 | 15 | 16 | 767.2411 | 770.2844 | 771.2826 | 889.709 | 378.8299 | 100.3275 | 0 | 0 | 47.5441 | 78.8753 | 82.7231 | 87.4909 | 0 | 0 | 0 | 0 | 259.723 | 703.3573 | 869.6642 | 888.7681 | 0 | 0 | 0 | 0 | -0.068077 | -2.5767 | -1.1152 | -5.6457 | 0 | 0 | 0 | 0 | 81.2121 | -109.6989 | -179.9895 | -80.9043 | 0.32103 | 0.24715 | 0.22975 | 0.24005 | 26.0711 | -27.1125 | -41.3524 | -19.421
5 | 15 | 17 | 772.1889 | 778.4914 | 783.1991 | 906.778 | 378.8299 | 100.3275 | 0 | 0 | 47.4816 | 80.9202 | 85.1943 | 83.4467 | 0 | 0 | 0 | 0 | 249.0242 | 639.1939 | 802.879 | 818.3918 | 141.5984 | 151.5027 | 151.5027 | 151.5027 | -0.15904 | -0.48919 | -1.6487 | -4.2391 | 0 | 0 | 0 | 0 | -44.5862 | -192.9638 | -254.7283 | -142.3241 | 0.39785 | 0.24634 | 0.32048 | 0.23372 | -17.7387 | -47.5352 | -81.6366 | -33.2646
5 | 15 | 18 | 768.5108 | 777.8468 | 785.8959 | 912.6448 | 378.8299 | 100.3275 | 0 | 0 | 52.2842 | 88.8439 | 83.5552 | 88.4814 | 0 | 0 | 0 | 0 | 213.4041 | 478.1583 | 621.8958 | 636.7183 | 141.5984 | 151.5027 | 151.5027 | 151.5027 | -0.067616 | -1.7127 | -4.1648 | 2.3278 | 0 | 0 | 0 | 0 | -17.5382 | -39.2729 | -66.893 | 33.6145 | 0.40002 | 0.33194 | 0.39565 | 0.38633 | -7.0156 | -13.0364 | -26.4662 | 12.9863
5 | 15 | 19 | 752.007 | 762.3799 | 771.4249 | 896.4291 | 378.8299 | 100.3275 | 0 | 0 | 58.7027 | 108.6673 | 103.9357 | 107.6372 | 0 | 0 | 0 | 0 | 192.7616 | 317.5625 | 465.7013 | 504.0976 | 141.5984 | 151.5027 | 151.5027 | 151.5027 | -0.0079506 | -2.0526 | 1.6241 | 26.8535 | 0 | 0 | 0 | 0 | -19.8776 | 86.3724 | 48.6611 | 106.3381 | 0.40291 | 0.40667 | 0.40013 | 0.39254 | -8.009 | 35.1255 | 19.471 | 41.7414
5 | 15 | 20 | 750.0336 | 761.0363 | 770.7976 | 896.326 | 378.8299 | 100.3275 | 0 | 0 | 59.6931 | 116.8492 | 115.8627 | 115.2731 | 0 | 0 | 0 | 0 | 252.1732 | 329.8818 | 492.4345 | 549.5178 | 141.5984 | 151.5027 | 151.5027 | 151.5027 | 0.39438 | 3.3703 | 1.4917 | 17.279 | 0 | 0 | 0 | 0 | -82.6553 | 59.1048 | 9.506 | 62.7534 | 0.40427 | 0.42028 | 0.41111 | 0.39531 | -33.4153 | 24.8406 | 3.908 | 24.8069
5 | 15 | 21 | 778.259 | 790.9774 | 802.9013 | 935.795 | 378.8299 | 100.3275 | 0 | 0 | 59.2887 | 119.4279 | 119.1081 | 118.4825 | 0 | 0 | 0 | 0 | 297.2894 | 365.4267 | 516.4807 | 576.0662 | 141.5984 | 151.5027 | 151.5027 | 151.5027 | 0.55064 | 2.446 | 10.4374 | 34.2222 | 0 | 0 | 0 | 0 | -99.2981 | 51.8466 | 5.3724 | 55.5214 | 0.40188 | 0.40772 | 0.40034 | 0.39234 | -39.906 | 21.1387 | 2.1508 | 21.783
5 | 15 | 22 | 741.0906 | 754.6031 | 767.7153 | 896.6042 | 378.8299 | 100.3275 | 0 | 0 | 57.8762 | 118.1299 | 117.1825 | 121.077 | 0 | 0 | 0 | 0 | 335.1727 | 389.7666 | 519.234 | 565.5794 | 141.5984 | 151.5027 | 151.5027 | 151.5027 | 0.33042 | 1.4215 | 6.4459 | 11.3877 | 0 | 0 | 0 | 0 | -172.717 | -6.5451 | -26.6499 | 47.0573 | 0.39659 | 0.40366 | 0.39544 | 0.38685 | -68.4978 | -2.642 | -10.5383 | 18.2041
5 | 15 | 23 | 657.079 | 669.0285 | 680.5135 | 794.4516 | 378.8299 | 100.3275 | 0 | 0 | 48.6124 | 116.0697 | 118.8138 | 125.1093 | 0 | 0 | 0 | 0 | 424.3879 | 465.7224 | 586.7642 | 625.7735 | 0 | 0 | 0 | 0 | 0.03126 | 4.3011 | 6.0328 | 39.0203 | 0 | 0 | 0 | 0 | -194.7825 | -17.3921 | -31.0973 | 4.5485 | 0.39616 | 0.40557 | 0.39781 | 0.38169 | -77.1643 | -7.0537 | -12.3707 | 1.7361
5 | 15 | 24 | 575.6811 | 583.4806 | 590.295 | 685.9449 | 378.8299 | 100.3275 | 0 | 0 | 46.6811 | 114.6293 | 116.6666 | 122.7856 | 0 | 0 | 0 | 0 | 473.4908 | 504.2703 | 615.9049 | 647.0294 | 0 | 0 | 0 | 0 | 0.069962 | 6.5012 | 13.7522 | 8.6086 | 0 | 0 | 0 | 0 | -323.3906 | -142.2477 | -156.0287 | -92.4786 | 0.39155 | 0.40913 | 0.40018 | 0.37917 | -126.623 | -58.1982 | -62.4402 | -35.0654
5 | 16 | 1 | 525.9073 | 530.008 | 532.7317 | 615.8889 | 378.8299 | 100.3275 | 0 | 0 | 42.5733 | 121.1496 | 114.1415 | 113.4611 | 0 | 0 | 0 | 0 | 472.1097 | 494.2196 | 579.9864 | 598.5689 | 0 | 0 | 0 | 0 | -0.020238 | 3.6183 | 10.2521 | 14.0255 | 0 | 0 | 0 | 0 | -367.5853 | -189.3071 | -171.6483 | -110.1666 | 0.39346 | 0.40712 | 0.39915 | 0.37525 | -144.6302 | -77.0709 | -68.5129 | -41.3402
5 | 16 | 2 | 496.5758 | 497.5737 | 496.8437 | 571.4234 | 378.8299 | 100.3275 | 0 | 0 | 43.0921 | 121.2122 | 119.4758 | 111.6037 | 0 | 0 | 0 | 0 | 428.8273 | 445.1203 | 520.7998 | 527.8443 | 0 | 0 | 0 | 0 | -0.18755 | 3.8748 | 6.5564 | 0.50268 | 0 | 0 | 0 | 0 | -353.986 | -172.9611 | -149.9883 | -68.5273 | 0.39324 | 0.40518 | 0.39871 | 0.37205 | -139.2016 | -70.0811 | -59.8011 | -25.4953
5 | 16 | 3 | 478.7137 | 477.0258 | 473.3068 | 541.6544 | 378.8299 | 100.3275 | 0 | 0 | 41.7133 | 107.4109 | 112.6329 | 110.1089 | 0 | 0 | 0 | 0 | 382.3433 | 394.9806 | 457.4999 | 458.6927 | 0 | 0 | 0 | 0 | -0.21706 | 8.8663 | 8.7443 | 4.6116 | 0 | 0 | 0 | 0 | -323.9557 | -134.5596 | -105.5702 | -31.7589 | 0.40479 | 0.40648 | 0.39859 | 0.37175 | -131.1348 | -54.6957 | -42.0795 | -11.8064
5 | 16 | 4 | 472.7188 | 468.2229 | 461.2502 | 524.7212 | 378.8299 | 100.3275 | 0 | 0 | 43.1812 | 110.3716 | 108.294 | 110.2082 | 0 | 0 | 0 | 0 | 359.4977 | 368.7535 | 419.6811 | 419.3259 | 0 | 0 | 0 | 0 | -0.2536 | 8.1347 | 8.5448 | 3.5176 | 0 | 0 | 0 | 0 | -308.5364 | -119.3643 | -75.2696 | -8.3305 | 0.39239 | 0.40724 | 0.39885 | 0.37249 | -121.0674 | -48.6098 | -30.021 | -3.103
5 | 16 | 5 | 475.3167 | 468.5825 | 458.9968 | 519.6893 | 378.8299 | 100.3275 | 0 | 0 | 46.1388 | 114.7092 | 113.7807 | 106.5526 | 0 | 0 | 0 | 0 | 357.7198 | 365.8801 | 413.59 | 417.7343 | 0 | 0 | 0 | 0 | -0.20277 | 10.1809 | 15.0225 | -7.0269 | 0 | 0 | 0 | 0 | -307.169 | -122.5152 | -83.3963 | 2.4294 | 0.39799 | 0.40903 | 0.40099 | 0.37782 | -122.2513 | -50.1121 | -33.4412 | 0.91789
5 | 16 | 6 | 506.3526 | 496.7857 | 483.7292 | 544.8328 | 378.8299 | 100.3275 | 0 | 0 | 52.3482 | 104.7844 | 102.3239 | 89.5325 | 0 | 0 | 0 | 0 | 345.9254 | 456.6916 | 518.642 | 522.2127 | 0 | 0 | 0 | 0 | -0.08469 | -1.7433 | -0.041129 | -6.8127 | 0 | 0 | 0 | 0 | -270.6663 | -163.2745 | -137.1956 | -60.0996 | 0.39817 | 0.40695 | 0.39923 | 0.37497 | -107.7706 | -66.4446 | -54.7728 | -22.5355
5 | 16 | 7 | 571.4133 | 561.1551 | 547.1953 | 617.3326 | 378.8299 | 100.3275 | 0 | 0 | 47.6811 | 84.3854 | 89.0332 | 81.3229 | 0 | 0 | 0 | 0 | 342.8172 | 608.6841 | 695.6743 | 693.6552 | 0 | 0 | 0 | 0 | -0.0050701 | -2.4806 | -0.86168 | -0.11507 | 0 | 0 | 0 | 0 | -197.9099 | -229.7613 | -236.6506 | -157.5305 | 0.39621 | 0.33259 | 0.32125 | 0.38231 | -78.4134 | -76.4165 | -76.023 | -60.2262
5 | 16 | 8 | 632.2616 | 621.9418 | 607.7467 | 686.9616 | 378.8299 | 100.3275 | 0 | 0 | 44.9886 | 82.7185 | 80.6644 | 83.1205 | 0 | 0 | 0 | 0 | 391.4392 | 777.7554 | 888.3116 | 891.6644 | 0 | 0 | 0 | 0 | -0.15686 | -3.0389 | -3.7065 | -1.3191 | 0 | 0 | 0 | 0 | -182.8392 | -335.8207 | -357.5229 | -286.5043 | 0.38794 | 0.32023 | 0.31429 | 0.32105 | -70.9298 | -107.5415 | -112.3645 | -91.9823
5 | 16 | 9 | 659.9595 | 650.8047 | 637.8555 | 722.7858 | 378.8299 | 100.3275 | 0 | 0 | 44.2317 | 78.3755 | 77.8445 | 82.1481 | 0 | 0 | 0 | 0 | 446.7078 | 910.1261 | 1038.5856 | 1050.0232 | 0 | 0 | 0 | 0 | 0.034691 | -9.5907 | -6.2198 | -13.9873 | 0 | 0 | 0 | 0 | -209.8445 | -428.4337 | -472.3547 | -395.3983 | 0.39364 | 0.24286 | 0.23968 | 0 | -82.6033 | -104.05 | -113.2117 | 0
5 | 16 | 10 | 688.7771 | 680.445 | 668.4323 | 759.0229 | 378.8299 | 100.3275 | 0 | 0 | 43.3602 | 75.401 | 80.2986 | 79.0574 | 0 | 0 | 0 | 0 | 491.4552 | 996.6373 | 1133.9511 | 1152.8198 | 0 | 0 | 0 | 0 | -0.2016 | -11.4667 | -29.8685 | -43.0159 | 0 | 0 | 0 | 0 | -224.6665 | -480.4541 | -515.949 | -429.8384 | 0.31441 | 0.24286 | 0.24286 | 0 | -70.6381 | -116.6838 | -125.304 | 0
5 | 16 | 11 | 713.9919 | 707.1945 | 696.9865 | 793.7869 | 378.8299 | 100.3275 | 0 | 0 | 46.5387 | 75.8002 | 75.5005 | 76.1489 | 0 | 0 | 0 | 0 | 529.7614 | 1052.5819 | 1194.0547 | 1219.7329 | 0 | 0 | 0 | 0 | -0.39471 | -11.9055 | -23.8123 | -46.3766 | 0 | 0 | 0 | 0 | -240.7435 | -509.6095 | -548.7564 | -455.7183 | 0.31687 | 0.24286 | 0.24286 | 0 | -76.2839 | -123.7645 | -133.2715 | 0
5 | 16 | 12 | 728.9021 | 723.2268 | 714.2908 | 814.9395 | 378.8299 | 100.3275 | 0 | 0 | 42.9242 | 73.2668 | 73.5249 | 75.7314 | 0 | 0 | 0 | 0 | 537.5225 | 1064.4567 | 1209.5496 | 1244.1337 | 0 | 0 | 0 | 0 | -0.068077 | -9.7855 | -23.8164 | -47.4036 | 0 | 0 | 0 | 0 | -230.3065 | -505.0387 | -544.9673 | -457.522 | 0.30984 | 0.24286 | 0.24286 | 0 | -71.3575 | -122.6545 | -132.3514 | 0
5 | 16 | 13 | 739.1384 | 735.5595 | 728.9908 | 834.0138 | 378.8299 | 100.3275 | 0 | 0 | 41.4226 | 75.9255 | 75.8011 | 75.4661 | 0 | 0 | 0 | 0 | 535.2983 | 1057.0648 | 1205.1822 | 1242.5336 | 0 | 0 | 0 | 0 | -0.068077 | -8.4438 | -22.4356 | -43.1689 | 0 | 0 | 0 | 0 | -216.3443 | -489.3146 | -529.5569 | -440.817 | 0.31489 | 0.24286 | 0.24286 | 0 | -68.1248 | -118.8357 | -128.6088 | 0
5 | 16 | 14 | 749.8035 | 747.8935 | 743.232 | 852.1994 | 378.8299 | 100.3275 | 0 | 0 | 43.57 | 76.7095 | 77.092 | 77.3168 | 0 | 0 | 0 | 0 | 541.901 | 1059.8076 | 1210.7922 | 1257.0765 | 0 | 0 | 0 | 0 | -0.22898 | -5.8252 | -10.0792 | -25.1387 | 0 | 0 | 0 | 0 | -214.2685 | -483.1259 | -534.5729 | -457.0552 | 0.31699 | 0.24286 | 0.24286 | 0 | -67.9205 | -117.3327 | -129.827 | 0
5 | 16 | 15 | 760.1065 | 759.7824 | 756.9471 | 869.7294 | 378.8299 | 100.3275 | 0 | 0 | 49.559 | 76.9135 | 78.0963 | 79.9828 | 0 | 0 | 0 | 0 | 554.7587 | 1063.4348 | 1222.6578 | 1270.9296 | 0 | 0 | 0 | 0 | -0.28023 | -2.4994 | -5.1794 | -10.3031 | 0 | 0 | 0 | 0 | -222.7609 | -478.394 | -538.6276 | -470.8798 | 0.31618 | 0.24027 | 0.2402 | 0.19462 | -70.4324 | -114.944 | -129.3765 | -91.6426
5 | 16 | 16 | 763.9196 | 766.8696 | 767.7572 | 885.5207 | 378.8299 | 100.3275 | 0 | 0 | 47.5441 | 78.8753 | 82.7231 | 87.4909 | 0 | 0 | 0 | 0 | 573.1412 | 1046.7663 | 1200.6871 | 1249.3498 | 0 | 0 | 0 | 0 | -0.068077 | -2.5767 | -1.1152 | -5.6457 | 0 | 0 | 0 | 0 | -235.5276 | -456.5227 | -514.5378 | -445.6743 | 0.32103 | 0.24715 | 0.22975 | 0.24005 | -75.6103 | -112.8311 | -118.2146 | -106.9835
5 | 16 | 17 | 763.7874 | 769.8569 | 774.2889 | 896.1956 | 378.8299 | 100.3275 | 0 | 0 | 47.4816 | 80.9202 | 85.1943 | 83.4467 | 0 | 0 | 0 | 0 | 582.5525 | 986.9497 | 1132.884 | 1168.6848 | 141.5984 | 151.5027 | 151.5027 | 151.5027 | -0.15904 | -0.48919 | -1.6487 | -4.2391 | 0 | 0 | 0 | 0 | -386.5159 | -549.354 | -593.6434 | -503.1996 | 0.39785 | 0.24634 | 0.32048 | 0.23372 | -153.7761 | -135.3294 | -190.2538 | -117.6098
5 | 16 | 18 | 760.0134 | 769.1139 | 776.8843 | 901.9421 | 378.8299 | 100.3275 | 0 | 0 | 52.2842 | 88.8439 | 83.5552 | 88.4814 | 0 | 0 | 0 | 0 | 522.3639 | 803.5992 | 931.8583 | 983.0771 | 141.5984 | 151.5027 | 151.5027 | 151.5027 | -0.067616 | -1.7127 | -4.1648 | 2.3278 | 0 | 0 | 0 | 0 | -334.9954 | -373.4466 | -385.8671 | -323.447 | 0.40002 | 0.33194 | 0.39565 | 0.38633 | -134.0052 | -123.9631 | -152.668 | -124.9569
5 | 16 | 19 | 745.0166 | 755.1934 | 764.0062 | 887.6157 | 378.8299 | 100.3275 | 0 | 0 | 58.7027 | 108.6673 | 103.9357 | 107.6372 | 0 | 0 | 0 | 0 | 480.4155 | 596.8736 | 690.1812 | 776.8394 | 141.5984 | 151.5027 | 151.5027 | 151.5027 | -0.0079506 | -2.0526 | 1.6241 | 26.8535 | 0 | 0 | 0 | 0 | -314.5219 | -200.1251 | -183.2376 | -175.217 | 0.40291 | 0.40667 | 0.40013 | 0.39254 | -126.7253 | -81.3858 | -73.3197 | -68.7788
5 | 16 | 20 | 739.9734 | 750.6939 | 760.1211 | 883.6425 | 378.8299 | 100.3275 | 0 | 0 | 59.6931 | 116.8492 | 115.8627 | 115.2731 | 0 | 0 | 0 | 0 | 506.7135 | 575.3489 | 709.7425 | 824.7668 | 141.5984 | 151.5027 | 151.5027 | 151.5027 | 0.39438 | 3.3703 | 1.4917 | 17.279 | 0 | 0 | 0 | 0 | -347.2559 | -196.7047 | -218.4785 | -225.1792 | 0.40427 | 0.42028 | 0.41111 | 0.39531 | -140.3861 | -82.6713 | -89.8195 | -89.0151
5 | 16 | 21 | 769.0566 | 781.5174 | 793.1359 | 924.1943 | 378.8299 | 100.3275 | 0 | 0 | 59.2887 | 119.4279 | 119.1081 | 118.4825 | 0 | 0 | 0 | 0 | 465.669 | 536.1146 | 658.6856 | 768.9005 | 141.5984 | 151.5027 | 151.5027 | 151.5027 | 0.55064 | 2.446 | 10.4374 | 34.2222 | 0 | 0 | 0 | 0 | -276.8799 | -128.3014 | -146.5979 | -148.9136 | 0.40188 | 0.40772 | 0.40034 | 0.39234 | -111.2726 | -52.3105 | -58.6888 | -58.4241
5 | 16 | 22 | 738.7535 | 752.1949 | 765.2227 | 893.6375 | 378.8299 | 100.3275 | 0 | 0 | 57.8762 | 118.1299 | 117.1825 | 121.077 | 0 | 0 | 0 | 0 | 413.7306 | 477.7335 | 579.0419 | 682.8874 | 141.5984 | 151.5027 | 151.5027 | 151.5027 | 0.33042 | 1.4215 | 6.4459 | 11.3877 | 0 | 0 | 0 | 0 | -253.612 | -96.9202 | -88.9503 | -73.2174 | 0.39659 | 0.40366 | 0.39544 | 0.38685 | -100.5799 | -39.1225 | -35.1742 | -28.324
5 | 16 | 23 | 662.6297 | 674.7335 | 686.4011 | 801.4446 | 378.8299 | 100.3275 | 0 | 0 | 48.6124 | 116.0697 | 118.8138 | 125.1093 | 0 | 0 | 0 | 0 | 395.863 | 459.0002 | 554.8313 | 656.6323 | 0 | 0 | 0 | 0 | 0.03126 | 4.3011 | 6.0328 | 39.0203 | 0 | 0 | 0 | 0 | -160.7069 | -4.9649 | 6.7233 | -19.3173 | 0.39616 | 0.40557 | 0.39781 | 0.38169 | -63.6651 | -2.0136 | 2.6746 | -7.3732
5 | 16 | 24 | 582.8925 | 590.8923 | 597.9438 | 695.0295 | 378.8299 | 100.3275 | 0 | 0 | 46.6811 | 114.6293 | 116.6666 | 122.7856 | 0 | 0 | 0 | 0 | 401.5851 | 462.6545 | 556.836 | 642.9571 | 0 | 0 | 0 | 0 | 0.069962 | 6.5012 | 13.7522 | 8.6086 | 0 | 0 | 0 | 0 | -244.2735 | -93.2201 | -89.311 | -79.3217 | 0.39155 | 0.40913 | 0.40018 | 0.37917 | -95.6449 | -38.1394 | -35.7408 | -30.0766
5 | 17 | 1 | 530.1178 | 534.3391 | 537.2058 | 621.2066 | 378.8299 | 100.3275 | 0 | 0 | 42.5733 | 121.1496 | 114.1415 | 113.4611 | 0 | 0 | 0 | 0 | 417.3396 | 477.1753 | 572.1974 | 642.8847 | 0 | 0 | 0 | 0 | -0.020238 | 3.6183 | 10.2521 | 14.0255 | 0 | 0 | 0 | 0 | -308.6048 | -167.9317 | -159.3853 | -149.1647 | 0.39346 | 0.40712 | 0.39915 | 0.37525 | -121.4237 | -68.3685 | -63.6181 | -55.9743
5 | 17 | 2 | 501.1325 | 502.2582 | 501.6797 | 577.1687 | 378.8299 | 100.3275 | 0 | 0 | 43.0921 | 121.2122 | 119.4758 | 111.6037 | 0 | 0 | 0 | 0 | 407.0135 | 468.224 | 553.903 | 599.4653 | 0 | 0 | 0 | 0 | -0.18755 | 3.8748 | 6.5564 | 0.50268 | 0 | 0 | 0 | 0 | -327.6156 | -191.3802 | -178.2554 | -134.403 | 0.39324 | 0.40518 | 0.39871 | 0.37205 | -128.8317 | -77.5442 | -71.0714 | -50.0041
5 | 17 | 3 | 484.4998 | 482.9727 | 479.4443 | 548.9442 | 378.8299 | 100.3275 | 0 | 0 | 41.7133 | 107.4109 | 112.6329 | 110.1089 | 0 | 0 | 0 | 0 | 387.9717 | 448.6677 | 520.8021 | 555.7447 | 0 | 0 | 0 | 0 | -0.21706 | 8.8663 | 8.7443 | 4.6116 | 0 | 0 | 0 | 0 | -323.7981 | -182.2996 | -162.735 | -121.521 | 0.40479 | 0.40648 | 0.39859 | 0.37175 | -131.071 | -74.101 | -64.865 | -45.1754
5 | 17 | 4 | 478.7153 | 474.3866 | 467.6117 | 532.2774 | 378.8299 | 100.3275 | 0 | 0 | 43.1812 | 110.3716 | 108.294 | 110.2082 | 0 | 0 | 0 | 0 | 416.5946 | 479.4224 | 540.201 | 570.2751 | 0 | 0 | 0 | 0 | -0.2536 | 8.1347 | 8.5448 | 3.5176 | 0 | 0 | 0 | 0 | -359.6367 | -223.8696 | -189.428 | -151.7235 | 0.39239 | 0.40724 | 0.39885 | 0.37249 | -141.1188 | -91.1684 | -75.5525 | -56.5155
5 | 17 | 5 | 480.74 | 474.1561 | 464.7483 | 526.5201 | 378.8299 | 100.3275 | 0 | 0 | 46.1388 | 114.7092 | 113.7807 | 106.5526 | 0 | 0 | 0 | 0 | 424.8103 | 485.2398 | 543.2531 | 568.1581 | 0 | 0 | 0 | 0 | -0.20277 | 10.1809 | 15.0225 | -7.0269 | 0 | 0 | 0 | 0 | -368.8363 | -236.3013 | -207.3079 | -141.1636 | 0.39799 | 0.40903 | 0.40099 | 0.37782 | -146.7944 | -96.6538 | -83.1286 | -53.3351
5 | 17 | 6 | 513.286 | 503.9081 | 491.0751 | 553.5541 | 378.8299 | 100.3275 | 0 | 0 | 52.3482 | 104.7844 | 102.3239 | 89.5325 | 0 | 0 | 0 | 0 | 392.4975 | 546.7913 | 621.8385 | 632.3132 | 0 | 0 | 0 | 0 | -0.08469 | -1.7433 | -0.041129 | -6.8127 | 0 | 0 | 0 | 0 | -310.3049 | -246.2517 | -233.0462 | -161.4789 | 0.39817 | 0.40695 | 0.39923 | 0.37497 | -123.5534 | -100.2122 | -93.0393 | -60.5496
5 | 17 | 7 | 579.9462 | 569.9256 | 556.2469 | 628.084 | 378.8299 | 100.3275 | 0 | 0 | 47.6811 | 84.3854 | 89.0332 | 81.3229 | 0 | 0 | 0 | 0 | 326.7924 | 635.2018 | 729.5442 | 729.7266 | 0 | 0 | 0 | 0 | -0.0050701 | -2.4806 | -0.86168 | -0.11507 | 0 | 0 | 0 | 0 | -173.3522 | -247.5085 | -261.4688 | -182.8505 | 0.39621 | 0.33259 | 0.32125 | 0.38231 | -68.6835 | -82.3191 | -83.9958 | -69.9064
5 | 17 | 8 | 639.0345 | 628.905 | 614.9353 | 695.502 | 378.8299 | 100.3275 | 0 | 0 | 44.9886 | 82.7185 | 80.6644 | 83.1205 | 0 | 0 | 0 | 0 | 333.0998 | 761.6592 | 882.1558 | 890.8037 | 0 | 0 | 0 | 0 | -0.15686 | -3.0389 | -3.7065 | -1.3191 | 0 | 0 | 0 | 0 | -117.7269 | -312.7613 | -344.1784 | -277.1031 | 0.38794 | 0.32023 | 0.31429 | 0.32105 | -45.6705 | -100.1571 | -108.1706 | -88.9641
5 | 17 | 9 | 670.1868 | 661.3196 | 648.7112 | 735.683 | 378.8299 | 100.3275 | 0 | 0 | 44.2317 | 78.3755 | 77.8445 | 82.1481 | 0 | 0 | 0 | 0 | 391.3046 | 894.4449 | 1036.1234 | 1055.8776 | 0 | 0 | 0 | 0 | 0.034691 | -9.5907 | -6.2198 | -13.9873 | 0 | 0 | 0 | 0 | -144.2141 | -402.2376 | -459.0369 | -388.3554 | 0.39364 | 0.24286 | 0.23968 | 0 | -56.7685 | -97.688 | -110.0198 | 0
5 | 17 | 10 | 699.484 | 691.4567 | 679.8052 | 772.5384 | 378.8299 | 100.3275 | 0 | 0 | 43.3602 | 75.401 | 80.2986 | 79.0574 | 0 | 0 | 0 | 0 | 445.0024 | 985.6214 | 1142.762 | 1173.5528 | 0 | 0 | 0 | 0 | -0.2016 | -11.4667 | -29.8685 | -43.0159 | 0 | 0 | 0 | 0 | -167.5068 | -458.4265 | -513.3869 | -437.0559 | 0.31441 | 0.24286 | 0.24286 | 0 | -52.6664 | -111.3341 | -124.6817 | 0
5 | 17 | 11 | 725.3861 | 718.9142 | 709.0919 | 808.174 | 378.8299 | 100.3275 | 0 | 0 | 46.5387 | 75.8002 | 75.5005 | 76.1489 | 0 | 0 | 0 | 0 | 482.9455 | 1033.9796 | 1200.025 | 1247.9182 | 0 | 0 | 0 | 0 | -0.39471 | -11.9055 | -23.8123 | -46.3766 | 0 | 0 | 0 | 0 | -182.5333 | -479.2876 | -542.6212 | -469.5164 | 0.31687 | 0.24286 | 0.24286 | 0 | -57.839 | -116.4005 | -131.7815 | 0
5 | 17 | 12 | 743.3412 | 738.0787 | 729.6319 | 833.1726 | 378.8299 | 100.3275 | 0 | 0 | 42.9242 | 73.2668 | 73.5249 | 75.7314 | 0 | 0 | 0 | 0 | 520.2872 | 1065.9868 | 1240.2385 | 1316.9553 | 0 | 0 | 0 | 0 | -0.068077 | -9.7855 | -23.8164 | -47.4036 | 0 | 0 | 0 | 0 | -198.6321 | -491.7169 | -560.3151 | -512.1106 | 0.30984 | 0.24286 | 0.24286 | 0 | -61.5436 | -119.4191 | -136.0788 | 0
5 | 17 | 13 | 750.6347 | 747.385 | 741.2068 | 848.5333 | 378.8299 | 100.3275 | 0 | 0 | 41.4226 | 75.9255 | 75.8011 | 75.4661 | 0 | 0 | 0 | 0 | 565.479 | 1106.9193 | 1291.1833 | 1406.2884 | 0 | 0 | 0 | 0 | -0.068077 | -8.4438 | -22.4356 | -43.1689 | 0 | 0 | 0 | 0 | -235.0287 | -527.3435 | -603.342 | -590.0523 | 0.31489 | 0.24286 | 0.24286 | 0 | -74.0084 | -128.0714 | -146.5283 | 0
5 | 17 | 14 | 765.987 | 764.5359 | 760.4182 | 872.6214 | 378.8299 | 100.3275 | 0 | 0 | 43.57 | 76.7095 | 77.092 | 77.3168 | 0 | 0 | 0 | 0 | 601.2574 | 1147.5206 | 1336.773 | 1434.2088 | 0 | 0 | 0 | 0 | -0.22898 | -5.8252 | -10.0792 | -25.1387 | 0 | 0 | 0 | 0 | -257.4414 | -554.1965 | -643.3675 | -613.7654 | 0.31699 | 0.24286 | 0.24286 | 0 | -81.6058 | -134.593 | -156.249 | 0
5 | 17 | 15 | 773.0383 | 773.0777 | 770.6727 | 886.036 | 378.8299 | 100.3275 | 0 | 0 | 49.559 | 76.9135 | 78.0963 | 79.9828 | 0 | 0 | 0 | 0 | 641.7089 | 1187.9485 | 1380.1905 | 1440.0463 | 0 | 0 | 0 | 0 | -0.28023 | -2.4994 | -5.1794 | -10.3031 | 0 | 0 | 0 | 0 | -296.7792 | -589.6125 | -682.4346 | -623.69 | 0.31618 | 0.24027 | 0.2402 | 0.19462 | -93.8354 | -141.6665 | -163.9185 | -121.3825
5 | 17 | 16 | 773.8896 | 777.1192 | 778.3382 | 898.0908 | 378.8299 | 100.3275 | 0 | 0 | 47.5441 | 78.8753 | 82.7231 | 87.4909 | 0 | 0 | 0 | 0 | 663.6002 | 1182.9001 | 1370.0882 | 1408.2102 | 0 | 0 | 0 | 0 | -0.068077 | -2.5767 | -1.1152 | -5.6457 | 0 | 0 | 0 | 0 | -316.0166 | -582.4069 | -673.358 | -591.9646 | 0.32103 | 0.24715 | 0.22975 | 0.24005 | -101.4493 | -143.9438 | -154.7034 | -142.1002
5 | 17 | 17 | 776.8205 | 783.2525 | 788.1135 | 912.6157 | 378.8299 | 100.3275 | 0 | 0 | 47.4816 | 80.9202 | 85.1943 | 83.4467 | 0 | 0 | 0 | 0 | 675.3364 | 1121.3686 | 1297.4077 | 1341.1004 | 141.5984 | 151.5027 | 151.5027 | 151.5027 | -0.15904 | -0.48919 | -1.6487 | -4.2391 | 0 | 0 | 0 | 0 | -466.2667 | -670.3774 | -744.3426 | -659.1951 | 0.39785 | 0.24634 | 0.32048 | 0.23372 | -185.5051 | -165.1426 | -238.5506 | -154.0697
5 | 17 | 18 | 769.505 | 778.8644 | 786.9408 | 913.8814 | 378.8299 | 100.3275 | 0 | 0 | 52.2842 | 88.8439 | 83.5552 | 88.4814 | 0 | 0 | 0 | 0 | 593.1215 | 900.754 | 1051.4792 | 1110.0114 | 141.5984 | 151.5027 | 151.5027 | 151.5027 | -0.067616 | -1.7127 | -4.1648 | 2.3278 | 0 | 0 | 0 | 0 | -396.2613 | -460.851 | -495.4316 | -438.4418 | 0.40002 | 0.33194 | 0.39565 | 0.38633 | -158.5128 | -152.9764 | -196.0171 | -169.3827
5 | 17 | 19 | 750.0859 | 760.3962 | 769.3665 | 893.9748 | 378.8299 | 100.3275 | 0 | 0 | 58.7027 | 108.6673 | 103.9357 | 107.6372 | 0 | 0 | 0 | 0 | 540.2431 | 687.5666 | 802.0261 | 881.3549 | 141.5984 | 151.5027 | 151.5027 | 151.5027 | -0.0079506 | -2.0526 | 1.6241 | 26.8535 | 0 | 0 | 0 | 0 | -369.2801 | -285.6153 | -289.7221 | -273.3735 | 0.40291 | 0.40667 | 0.40013 | 0.39254 | -148.7882 | -116.1525 | -115.9278 | -107.3087
5 | 17 | 20 | 745.8325 | 756.7126 | 766.3284 | 891.0118 | 378.8299 | 100.3275 | 0 | 0 | 59.6931 | 116.8492 | 115.8627 | 115.2731 | 0 | 0 | 0 | 0 | 539.2371 | 636.8654 | 764.4576 | 833.4856 | 141.5984 | 151.5027 | 151.5027 | 151.5027 | 0.39438 | 3.3703 | 1.4917 | 17.279 | 0 | 0 | 0 | 0 | -373.9204 | -252.2025 | -266.9863 | -226.5286 | 0.40427 | 0.42028 | 0.41111 | 0.39531 | -151.1659 | -105.996 | -109.7617 | -89.5486
5 | 17 | 21 | 773.857 | 786.4526 | 798.2308 | 930.2471 | 378.8299 | 100.3275 | 0 | 0 | 59.2887 | 119.4279 | 119.1081 | 118.4825 | 0 | 0 | 0 | 0 | 531.3692 | 628.3655 | 760.5076 | 842.2131 | 141.5984 | 151.5027 | 151.5027 | 151.5027 | 0.55064 | 2.446 | 10.4374 | 34.2222 | 0 | 0 | 0 | 0 | -337.7798 | -215.6171 | -243.325 | -216.1734 | 0.40188 | 0.40772 | 0.40034 | 0.39234 | -135.7471 | -87.9106 | -97.4123 | -84.8125
5 | 17 | 22 | 746.0767 | 759.7278 | 773.0041 | 902.8859 | 378.8299 | 100.3275 | 0 | 0 | 57.8762 | 118.1299 | 117.1825 | 121.077 | 0 | 0 | 0 | 0 | 523.5116 | 617.931 | 730.9367 | 829.6901 | 141.5984 | 151.5027 | 151.5027 | 151.5027 | 0.33042 | 1.4215 | 6.4459 | 11.3877 | 0 | 0 | 0 | 0 | -356.0697 | -229.5849 | -233.0638 | -210.7716 | 0.39659 | 0.40366 | 0.39544 | 0.38685 | -141.2136 | -92.6734 | -92.162 | -81.5367
5 | 17 | 23 | 665.2251 | 677.4093 | 689.1725 | 804.7449 | 378.8299 | 100.3275 | 0 | 0 | 48.6124 | 116.0697 | 118.8138 | 125.1093 | 0 | 0 | 0 | 0 | 495.0596 | 591.1074 | 691.2311 | 782.5435 | 0 | 0 | 0 | 0 | 0.03126 | 4.3011 | 6.0328 | 39.0203 | 0 | 0 | 0 | 0 | -257.308 | -134.3964 | -126.9051 | -141.9283 | 0.39616 | 0.40557 | 0.39781 | 0.38169 | -101.9342 | -54.5069 | -50.4835 | -54.1728
5 | 17 | 24 | 587.9945 | 596.1432 | 603.3714 | 701.4835 | 378.8299 | 100.3275 | 0 | 0 | 46.6811 | 114.6293 | 116.6666 | 122.7856 | 0 | 0 | 0 | 0 | 513.0813 | 607.156 | 699.5385 | 777.3175 | 0 | 0 | 0 | 0 | 0.069962 | 6.5012 | 13.7522 | 8.6086 | 0 | 0 | 0 | 0 | -350.6677 | -232.4708 | -226.5858 | -207.2282 | 0.39155 | 0.40913 | 0.40018 | 0.37917 | -137.3033 | -95.1115 | -90.676 | -78.5753
5 | 18 | 1 | 534.2814 | 538.62 | 541.6256 | 626.4578 | 378.8299 | 100.3275 | 0 | 0 | 42.5733 | 121.1496 | 114.1415 | 113.4611 | 0 | 0 | 0 | 0 | 533.0003 | 617.8555 | 697.8201 | 771.3445 | 0 | 0 | 0 | 0 | -0.020238 | 3.6183 | 10.2521 | 14.0255 | 0 | 0 | 0 | 0 | -420.1019 | -304.3309 | -280.5881 | -272.3733 | 0.39346 | 0.40712 | 0.39915 | 0.37525 | -165.2933 | -123.8995 | -111.9959 | -102.2085
5 | 18 | 2 | 502.7802 | 503.9555 | 503.4359 | 579.2585 | 378.8299 | 100.3275 | 0 | 0 | 43.0921 | 121.2122 | 119.4758 | 111.6037 | 0 | 0 | 0 | 0 | 486.0233 | 561.4904 | 625.9281 | 700.2519 | 0 | 0 | 0 | 0 | -0.18755 | 3.8748 | 6.5564 | 0.50268 | 0 | 0 | 0 | 0 | -404.9776 | -282.9493 | -248.5244 | -233.0998 | 0.39324 | 0.40518 | 0.39871 | 0.37205 | -159.2536 | -114.6465 | -99.088 | -86.7238
5 | 18 | 3 | 484.6502 | 483.1327 | 479.6159 | 549.1535 | 378.8299 | 100.3275 | 0 | 0 | 41.7133 | 107.4109 | 112.6329 | 110.1089 | 0 | 0 | 0 | 0 | 403.7574 | 469.6908 | 525.9251 | 611.2445 | 0 | 0 | 0 | 0 | -0.21706 | 8.8663 | 8.7443 | 4.6116 | 0 | 0 | 0 | 0 | -339.4334 | -203.1628 | -167.6864 | -176.8116 | 0.40479 | 0.40648 | 0.39859 | 0.37175 | -137.4 | -82.5814 | -66.8386 | -65.7296
5 | 18 | 4 | 478.0552 | 473.7119 | 466.9202 | 531.4601 | 378.8299 | 100.3275 | 0 | 0 | 43.1812 | 110.3716 | 108.294 | 110.2082 | 0 | 0 | 0 | 0 | 383.5059 | 440.3865 | 485.4582 | 573.8073 | 0 | 0 | 0 | 0 | -0.2536 | 8.1347 | 8.5448 | 3.5176 | 0 | 0 | 0 | 0 | -327.2083 | -185.5084 | -135.3767 | -156.073 | 0.39239 | 0.40724 | 0.39885 | 0.37249 | -128.3941 | -75.5462 | -53.9944 | -58.1357
5 | 18 | 5 | 479.5849 | 472.9702 | 463.5261 | 525.0698 | 378.8299 | 100.3275 | 0 | 0 | 46.1388 | 114.7092 | 113.7807 | 106.5526 | 0 | 0 | 0 | 0 | 364.3202 | 415.3771 | 453.5204 | 536.9048 | 0 | 0 | 0 | 0 | -0.20277 | 10.1809 | 15.0225 | -7.0269 | 0 | 0 | 0 | 0 | -309.5013 | -167.6245 | -118.7974 | -111.3606 | 0.39799 | 0.40903 | 0.40099 | 0.37782 | -123.1795 | -68.5631 | -47.6367 | -42.0748
5 | 18 | 6 | 508.3814 | 498.868 | 485.8745 | 547.3778 | 378.8299 | 100.3275 | 0 | 0 | 52.3482 | 104.7844 | 102.3239 | 89.5325 | 0 | 0 | 0 | 0 | 284.157 | 428.4364 | 478.9346 | 549.8441 | 0 | 0 | 0 | 0 | -0.08469 | -1.7433 | -0.041129 | -6.8127 | 0 | 0 | 0 | 0 | -206.869 | -132.937 | -95.3429 | -85.1861 | 0.39817 | 0.40695 | 0.39923 | 0.37497 | -82.3685 | -54.0988 | -38.0639 | -31.9421
5 | 18 | 7 | 571.3175 | 561.0555 | 547.0909 | 617.2074 | 378.8299 | 100.3275 | 0 | 0 | 47.6811 | 84.3854 | 89.0332 | 81.3229 | 0 | 0 | 0 | 0 | 203.7035 | 509.5106 | 589.8308 | 647.7122 | 0 | 0 | 0 | 0 | -0.0050701 | -2.4806 | -0.86168 | -0.11507 | 0 | 0 | 0 | 0 | -58.892 | -130.6875 | -130.9114 | -111.7126 | 0.39621 | 0.33259 | 0.32125 | 0.38231 | -23.3335 | -43.4655 | -42.0547 | -42.7093
5 | 18 | 8 | 630.9293 | 620.574 | 606.3368 | 685.2886 | 378.8299 | 100.3275 | 0 | 0 | 44.9886 | 82.7185 | 80.6644 | 83.1205 | 0 | 0 | 0 | 0 | 230.3744 | 658.4356 | 770.0285 | 838.6389 | 0 | 0 | 0 | 0 | -0.15686 | -3.0389 | -3.7065 | -1.3191 | 0 | 0 | 0 | 0 | -23.1067 | -217.8687 | -240.6496 | -235.1517 | 0.38794 | 0.32023 | 0.31429 | 0.32105 | -8.9639 | -69.7692 | -75.6329 | -75.4955
5 | 18 | 9 | 667.2832 | 658.338 | 645.6375 | 732.035 | 378.8299 | 100.3275 | 0 | 0 | 44.2317 | 78.3755 | 77.8445 | 82.1481 | 0 | 0 | 0 | 0 | 261.2987 | 768.3461 | 899.5228 | 982.7866 | 0 | 0 | 0 | 0 | 0.034691 | -9.5907 | -6.2198 | -13.9873 | 0 | 0 | 0 | 0 | -17.1117 | -279.1203 | -325.5101 | -318.9124 | 0.39364 | 0.24286 | 0.23968 | 0 | -6.7359 | -67.7876 | -78.0167 | 0
5 | 18 | 10 | 699.9104 | 691.8969 | 680.2618 | 773.0828 | 378.8299 | 100.3275 | 0 | 0 | 43.3602 | 75.401 | 80.2986 | 79.0574 | 0 | 0 | 0 | 0 | 300.1859 | 853.0229 | 995.3932 | 1072.9568 | 0 | 0 | 0 | 0 | -0.2016 | -11.4667 | -29.8685 | -43.0159 | 0 | 0 | 0 | 0 | -22.264 | -325.3878 | -365.5615 | -335.9156 | 0.31441 | 0.24286 | 0.24286 | 0 | -7.0001 | -79.0242 | -88.7807 | 0
5 | 18 | 11 | 724.6941 | 718.1965 | 708.3434 | 807.2783 | 378.8299 | 100.3275 | 0 | 0 | 46.5387 | 75.8002 | 75.5005 | 76.1489 | 0 | 0 | 0 | 0 | 329.4212 | 902.1281 | 1051.0162 | 1137.1124 | 0 | 0 | 0 | 0 | -0.39471 | -11.9055 | -23.8123 | -46.3766 | 0 | 0 | 0 | 0 | -29.701 | -348.1538 | -394.361 | -359.6064 | 0.31687 | 0.24286 | 0.24286 | 0 | -9.4113 | -84.5532 | -95.7749 | 0
5 | 18 | 12 | 742.4891 | 737.202 | 728.726 | 832.0956 | 378.8299 | 100.3275 | 0 | 0 | 42.9242 | 73.2668 | 73.5249 | 75.7314 | 0 | 0 | 0 | 0 | 351.2321 | 937.0886 | 1100.6102 | 1193.6854 | 0 | 0 | 0 | 0 | -0.068077 | -9.7855 | -23.8164 | -47.4036 | 0 | 0 | 0 | 0 | -30.4291 | -363.6953 | -421.5927 | -389.9176 | 0.30984 | 0.24286 | 0.24286 | 0 | -9.4281 | -88.3276 | -102.3885 | 0
5 | 18 | 13 | 751.6235 | 748.4 | 742.2526 | 849.7741 | 378.8299 | 100.3275 | 0 | 0 | 41.4226 | 75.9255 | 75.8011 | 75.4661 | 0 | 0 | 0 | 0 | 361.1307 | 944.2666 | 1120.1843 | 1222.2797 | 0 | 0 | 0 | 0 | -0.068077 | -8.4438 | -22.4356 | -43.1689 | 0 | 0 | 0 | 0 | -29.6916 | -363.6758 | -431.2971 | -404.8027 | 0.31489 | 0.24286 | 0.24286 | 0 | -9.3496 | -88.3228 | -104.7453 | 0
5 | 18 | 14 | 762.8704 | 761.3287 | 757.1034 | 868.6803 | 378.8299 | 100.3275 | 0 | 0 | 43.57 | 76.7095 | 77.092 | 77.3168 | 0 | 0 | 0 | 0 | 372.551 | 956.2761 | 1135.0716 | 1235.9471 | 0 | 0 | 0 | 0 | -0.22898 | -5.8252 | -10.0792 | -25.1387 | 0 | 0 | 0 | 0 | -31.8515 | -366.1591 | -444.9809 | -419.4449 | 0.31699 | 0.24286 | 0.24286 | 0 | -10.0965 | -88.926 | -108.0686 | 0
5 | 18 | 15 | 770.9341 | 770.9109 | 768.4316 | 883.3699 | 378.8299 | 100.3275 | 0 | 0 | 49.559 | 76.9135 | 78.0963 | 79.9828 | 0 | 0 | 0 | 0 | 436.5886 | 1011.7624 | 1198.8502 | 1283.7689 | 0 | 0 | 0 | 0 | -0.28023 | -2.4994 | -5.1794 | -10.3031 | 0 | 0 | 0 | 0 | -93.7632 | -415.5932 | -503.3354 | -470.0786 | 0.31618 | 0.24027 | 0.2402 | 0.19462 | -29.646 | -99.8548 | -120.8995 | -91.4866
5 | 18 | 16 | 775.0268 | 778.2866 | 779.541 | 899.518 | 378.8299 | 100.3275 | 0 | 0 | 47.5441 | 78.8753 | 82.7231 | 87.4909 | 0 | 0 | 0 | 0 | 515.6026 | 1051.7487 | 1245.323 | 1305.957 | 0 | 0 | 0 | 0 | -0.068077 | -2.5767 | -1.1152 | -5.6457 | 0 | 0 | 0 | 0 | -166.8818 | -450.0882 | -547.3899 | -488.2842 | 0.32103 | 0.24715 | 0.22975 | 0.24005 | -53.5733 | -111.2408 | -125.7623 | -117.2119
5 | 18 | 17 | 775.4884 | 781.8768 | 786.6861 | 910.9138 | 378.8299 | 100.3275 | 0 | 0 | 47.4816 | 80.9202 | 85.1943 | 83.4467 | 0 | 0 | 0 | 0 | 564.3216 | 1021.8974 | 1214.8006 | 1281.1492 | 141.5984 | 151.5027 | 151.5027 | 151.5027 | -0.15904 | -0.48919 | -1.6487 | -4.2391 | 0 | 0 | 0 | 0 | -356.5841 | -572.2818 | -663.1629 | -600.9458 | 0.39785 | 0.24634 | 0.32048 | 0.23372 | -141.8677 | -140.9775 | -212.5338 | -140.4554
5 | 18 | 18 | 767.1398 | 776.4265 | 784.4165 | 910.8761 | 378.8299 | 100.3275 | 0 | 0 | 52.2842 | 88.8439 | 83.5552 | 88.4814 | 0 | 0 | 0 | 0 | 579.7263 | 901.2568 | 1089.7229 | 1160.5242 | 141.5984 | 151.5027 | 151.5027 | 151.5027 | -0.067616 | -1.7127 | -4.1648 | 2.3278 | 0 | 0 | 0 | 0 | -385.2314 | -463.7916 | -536.1996 | -491.96 | 0.40002 | 0.33194 | 0.39565 | 0.38633 | -154.1006 | -153.9526 | -212.1469 | -190.0583
5 | 18 | 19 | 745.4278 | 755.5944 | 764.3938 | 888.0539 | 378.8299 | 100.3275 | 0 | 0 | 58.7027 | 108.6673 | 103.9357 | 107.6372 | 0 | 0 | 0 | 0 | 591.4425 | 756.8508 | 908.3718 | 980.5928 | 141.5984 | 151.5027 | 151.5027 | 151.5027 | -0.0079506 | -2.0526 | 1.6241 | 26.8535 | 0 | 0 | 0 | 0 | -425.1377 | -359.7013 | -401.0406 | -378.5323 | 0.40291 | 0.40667 | 0.40013 | 0.39254 | -171.294 | -146.2814 | -160.4701 | -148.5872
5 | 18 | 20 | 731.3952 | 741.8498 | 750.9605 | 872.7338 | 378.8299 | 100.3275 | 0 | 0 | 59.6931 | 116.8492 | 115.8627 | 115.2731 | 0 | 0 | 0 | 0 | 563.506 | 670.1037 | 830.1869 | 882.2889 | 141.5984 | 151.5027 | 151.5027 | 151.5027 | 0.39438 | 3.3703 | 1.4917 | 17.279 | 0 | 0 | 0 | 0 | -412.6265 | -300.3036 | -348.0835 | -293.6099 | 0.40427 | 0.42028 | 0.41111 | 0.39531 | -166.8137 | -126.212 | -143.1019 | -116.0663
5 | 18 | 21 | 754.5489 | 766.5952 | 777.7226 | 905.8757 | 378.8299 | 100.3275 | 0 | 0 | 59.2887 | 119.4279 | 119.1081 | 118.4825 | 0 | 0 | 0 | 0 | 535.2652 | 640.4913 | 785.3014 | 838.9137 | 141.5984 | 151.5027 | 151.5027 | 151.5027 | 0.55064 | 2.446 | 10.4374 | 34.2222 | 0 | 0 | 0 | 0 | -360.984 | -247.6002 | -288.6271 | -237.2454 | 0.40188 | 0.40772 | 0.40034 | 0.39234 | -145.0724 | -100.9506 | -115.5485 | -93.0798
5 | 18 | 22 | 736.2601 | 749.6366 | 762.5877 | 890.5122 | 378.8299 | 100.3275 | 0 | 0 | 57.8762 | 118.1299 | 117.1825 | 121.077 | 0 | 0 | 0 | 0 | 524.9689 | 633.9418 | 762.4791 | 825.7899 | 141.5984 | 151.5027 | 151.5027 | 151.5027 | 0.33042 | 1.4215 | 6.4459 | 11.3877 | 0 | 0 | 0 | 0 | -367.3437 | -255.6869 | -275.0225 | -219.2451 | 0.39659 | 0.40366 | 0.39544 | 0.38685 | -145.6848 | -103.2096 | -108.754 | -84.8146
5 | 18 | 23 | 666.3854 | 678.6069 | 690.4146 | 806.2252 | 378.8299 | 100.3275 | 0 | 0 | 48.6124 | 116.0697 | 118.8138 | 125.1093 | 0 | 0 | 0 | 0 | 518.5741 | 625.7948 | 738.1212 | 788.1954 | 0 | 0 | 0 | 0 | 0.03126 | 4.3011 | 6.0328 | 39.0203 | 0 | 0 | 0 | 0 | -279.6623 | -167.8861 | -172.5531 | -146.0998 | 0.39616 | 0.40557 | 0.39781 | 0.38169 | -110.79 | -68.0893 | -68.6425 | -55.765
5 | 18 | 24 | 594.642 | 602.9812 | 610.4351 | 709.8792 | 378.8299 | 100.3275 | 0 | 0 | 46.6811 | 114.6293 | 116.6666 | 122.7856 | 0 | 0 | 0 | 0 | 507.4831 | 610.246 | 720.506 | 744.377 | 0 | 0 | 0 | 0 | 0.069962 | 6.5012 | 13.7522 | 8.6086 | 0 | 0 | 0 | 0 | -338.422 | -228.7228 | -240.4896 | -165.892 | 0.39155 | 0.40913 | 0.40018 | 0.37917 | -132.5085 | -93.578 | -96.2401 | -62.9018
5 | 19 | 1 | 539.4019 | 543.8851 | 547.0619 | 632.9171 | 378.8299 | 100.3275 | 0 | 0 | 42.5733 | 121.1496 | 114.1415 | 113.4611 | 0 | 0 | 0 | 0 | 487.7737 | 587.168 | 683.2879 | 702.8449 | 0 | 0 | 0 | 0 | -0.020238 | 3.6183 | 10.2521 | 14.0255 | 0 | 0 | 0 | 0 | -369.7548 | -268.3784 | -260.6196 | -197.4144 | 0.39346 | 0.40712 | 0.39915 | 0.37525 | -145.4837 | -109.2625 | -104.0255 | -74.0801
5 | 19 | 2 | 504.3481 | 505.5658 | 505.0961 | 581.229 | 378.8299 | 100.3275 | 0 | 0 | 43.0921 | 121.2122 | 119.4758 | 111.6037 | 0 | 0 | 0 | 0 | 470.827 | 566.0644 | 647.9684 | 658.7596 | 0 | 0 | 0 | 0 | -0.18755 | 3.8748 | 6.5564 | 0.50268 | 0 | 0 | 0 | 0 | -388.2133 | -285.9131 | -268.9045 | -189.6369 | 0.39324 | 0.40518 | 0.39871 | 0.37205 | -152.6612 | -115.8474 | -107.2137 | -70.5536
5 | 19 | 3 | 484.1023 | 482.5636 | 479.0213 | 548.4412 | 378.8299 | 100.3275 | 0 | 0 | 41.7133 | 107.4109 | 112.6329 | 110.1089 | 0 | 0 | 0 | 0 | 445.2022 | 537.9058 | 613.3425 | 625.7994 | 0 | 0 | 0 | 0 | -0.21706 | 8.8663 | 8.7443 | 4.6116 | 0 | 0 | 0 | 0 | -381.4261 | -271.9469 | -255.6983 | -192.0787 | 0.40479 | 0.40648 | 0.39859 | 0.37175 | -154.3984 | -110.5407 | -101.9196 | -71.4051
5 | 19 | 4 | 472.1419 | 467.6181 | 460.6117 | 523.9506 | 378.8299 | 100.3275 | 0 | 0 | 43.1812 | 110.3716 | 108.294 | 110.2082 | 0 | 0 | 0 | 0 | 413.3256 | 506.3167 | 575.8344 | 595.3458 | 0 | 0 | 0 | 0 | -0.2536 | 8.1347 | 8.5448 | 3.5176 | 0 | 0 | 0 | 0 | -362.9412 | -257.5324 | -232.0615 | -185.121 | 0.39239 | 0.40724 | 0.39885 | 0.37249 | -142.4154 | -104.8772 | -92.5567 | -68.9558
5 | 19 | 5 | 466.0136 | 458.9855 | 449.0498 | 507.8385 | 378.8299 | 100.3275 | 0 | 0 | 46.1388 | 114.7092 | 113.7807 | 106.5526 | 0 | 0 | 0 | 0 | 401.0528 | 495.5271 | 550.6977 | 568.7886 | 0 | 0 | 0 | 0 | -0.20277 | 10.1809 | 15.0225 | -7.0269 | 0 | 0 | 0 | 0 | -359.8052 | -261.7592 | -230.4511 | -160.4757 | 0.39799 | 0.40903 | 0.40099 | 0.37782 | -143.2001 | -107.0668 | -92.4088 | -60.6317
5 | 19 | 6 | 473.7085 | 463.156 | 448.9279 | 503.4175 | 378.8299 | 100.3275 | 0 | 0 | 52.3482 | 104.7844 | 102.3239 | 89.5325 | 0 | 0 | 0 | 0 | 357.8302 | 561.9407 | 627.8045 | 633.4991 | 0 | 0 | 0 | 0 | -0.08469 | -1.7433 | -0.041129 | -6.8127 | 0 | 0 | 0 | 0 | -315.215 | -302.1533 | -281.1594 | -212.8014 | 0.39817 | 0.40695 | 0.39923 | 0.37497 | -125.5084 | -122.9614 | -112.2476 | -79.7939
5 | 19 | 7 | 493.6688 | 481.147 | 464.5013 | 519.0079 | 378.8299 | 100.3275 | 0 | 0 | 47.6811 | 84.3854 | 89.0332 | 81.3229 | 0 | 0 | 0 | 0 | 362.6235 | 716.6546 | 802.8176 | 801.7521 | 0 | 0 | 0 | 0 | -0.0050701 | -2.4806 | -0.86168 | -0.11507 | 0 | 0 | 0 | 0 | -295.4607 | -417.74 | -426.4879 | -363.952 | 0.39621 | 0.33259 | 0.32125 | 0.38231 | -117.0638 | -138.9366 | -137.0074 | -139.1441
5 | 19 | 8 | 529.498 | 516.2259 | 498.5303 | 557.1421 | 378.8299 | 100.3275 | 0 | 0 | 44.9886 | 82.7185 | 80.6644 | 83.1205 | 0 | 0 | 0 | 0 | 432.7677 | 887.8913 | 997.2419 | 1001.3244 | 0 | 0 | 0 | 0 | -0.15686 | -3.0389 | -3.7065 | -1.3191 | 0 | 0 | 0 | 0 | -326.9313 | -551.6725 | -575.6695 | -525.9838 | 0.38794 | 0.32023 | 0.31429 | 0.32105 | -126.8283 | -176.6648 | -180.9251 | -168.8673
5 | 19 | 9 | 574.6868 | 563.0758 | 547.2141 | 615.0388 | 378.8299 | 100.3275 | 0 | 0 | 44.2317 | 78.3755 | 77.8445 | 82.1481 | 0 | 0 | 0 | 0 | 484.5275 | 1018.7021 | 1148.3561 | 1166.9043 | 0 | 0 | 0 | 0 | 0.034691 | -9.5907 | -6.2198 | -13.9873 | 0 | 0 | 0 | 0 | -332.937 | -624.7386 | -672.7667 | -620.0264 | 0.39364 | 0.24286 | 0.23968 | 0 | -131.0575 | -151.725 | -161.2455 | 0
5 | 19 | 10 | 614.0505 | 603.5555 | 588.9773 | 664.5627 | 378.8299 | 100.3275 | 0 | 0 | 43.3602 | 75.401 | 80.2986 | 79.0574 | 0 | 0 | 0 | 0 | 544.2635 | 1110.4974 | 1248.6411 | 1284.9353 | 0 | 0 | 0 | 0 | -0.2016 | -11.4667 | -29.8685 | -43.0159 | 0 | 0 | 0 | 0 | -352.2016 | -671.2037 | -710.0939 | -656.4141 | 0.31441 | 0.24286 | 0.24286 | 0 | -110.7368 | -163.0095 | -172.4542 | 0
5 | 19 | 11 | 642.7521 | 633.896 | 621.2464 | 703.7465 | 378.8299 | 100.3275 | 0 | 0 | 46.5387 | 75.8002 | 75.5005 | 76.1489 | 0 | 0 | 0 | 0 | 550.6812 | 1135.6145 | 1280.6852 | 1316.9893 | 0 | 0 | 0 | 0 | -0.39471 | -11.9055 | -23.8123 | -46.3766 | 0 | 0 | 0 | 0 | -332.903 | -665.9406 | -711.127 | -643.0151 | 0.31687 | 0.24286 | 0.24286 | 0 | -105.4864 | -161.7313 | -172.705 | 0
5 | 19 | 12 | 657.2469 | 649.5091 | 638.1273 | 724.4041 | 378.8299 | 100.3275 | 0 | 0 | 42.9242 | 73.2668 | 73.5249 | 75.7314 | 0 | 0 | 0 | 0 | 549.6101 | 1139.2241 | 1287.7077 | 1334.0483 | 0 | 0 | 0 | 0 | -0.068077 | -9.7855 | -23.8164 | -47.4036 | 0 | 0 | 0 | 0 | -314.0493 | -653.5237 | -699.2889 | -637.9721 | 0.30984 | 0.24286 | 0.24286 | 0 | -97.3042 | -158.7157 | -169.8301 | 0
5 | 19 | 13 | 671.0385 | 665.4819 | 656.5671 | 747.906 | 378.8299 | 100.3275 | 0 | 0 | 41.4226 | 75.9255 | 75.8011 | 75.4661 | 0 | 0 | 0 | 0 | 582.4056 | 1165.1896 | 1325.7037 | 1404.3989 | 0 | 0 | 0 | 0 | -0.068077 | -8.4438 | -22.4356 | -43.1689 | 0 | 0 | 0 | 0 | -331.5515 | -667.5169 | -722.5021 | -688.7901 | 0.31489 | 0.24286 | 0.24286 | 0 | -104.4025 | -162.1142 | -175.4677 | 0
5 | 19 | 14 | 677.113 | 673.0967 | 665.9367 | 760.3043 | 378.8299 | 100.3275 | 0 | 0 | 43.57 | 76.7095 | 77.092 | 77.3168 | 0 | 0 | 0 | 0 | 622.0751 | 1193.4017 | 1359.3509 | 1453.8461 | 0 | 0 | 0 | 0 | -0.22898 | -5.8252 | -10.0792 | -25.1387 | 0 | 0 | 0 | 0 | -367.1331 | -691.5168 | -760.427 | -745.7199 | 0.31699 | 0.24286 | 0.24286 | 0 | -116.3767 | -167.9428 | -184.6782 | 0
5 | 19 | 15 | 686.7435 | 684.2929 | 678.9351 | 776.9815 | 378.8299 | 100.3275 | 0 | 0 | 49.559 | 76.9135 | 78.0963 | 79.9828 | 0 | 0 | 0 | 0 | 647.4504 | 1189.8595 | 1344.3985 | 1416.2243 | 0 | 0 | 0 | 0 | -0.28023 | -2.4994 | -5.1794 | -10.3031 | 0 | 0 | 0 | 0 | -388.8156 | -680.3082 | -738.3802 | -708.9224 | 0.31618 | 0.24027 | 0.2402 | 0.19462 | -122.9354 | -163.458 | -177.3564 | -137.9704
5 | 19 | 16 | 693.7961 | 694.7166 | 693.1971 | 796.8799 | 378.8299 | 100.3275 | 0 | 0 | 47.5441 | 78.8753 | 82.7231 | 87.4909 | 0 | 0 | 0 | 0 | 698.0816 | 1194.9071 | 1353.0866 | 1417.8578 | 0 | 0 | 0 | 0 | -0.068077 | -2.5767 | -1.1152 | -5.6457 | 0 | 0 | 0 | 0 | -430.5915 | -676.8165 | -741.4974 | -702.8231 | 0.32103 | 0.24715 | 0.22975 | 0.24005 | -138.2307 | -167.2775 | -170.3584 | -168.7116
5 | 19 | 17 | 701.0031 | 705.2522 | 707.5248 | 816.8197 | 378.8299 | 100.3275 | 0 | 0 | 47.4816 | 80.9202 | 85.1943 | 83.4467 | 0 | 0 | 0 | 0 | 677.5113 | 1072.1549 | 1206.5672 | 1256.7015 | 141.5984 | 151.5027 | 151.5027 | 151.5027 | -0.15904 | -0.48919 | -1.6487 | -4.2391 | 0 | 0 | 0 | 0 | -544.259 | -699.1639 | -734.0907 | -670.5921 | 0.39785 | 0.24634 | 0.32048 | 0.23372 | -216.5345 | -172.234 | -235.2651 | -156.7335
5 | 19 | 18 | 707.5871 | 715.1656 | 721.1304 | 835.6542 | 378.8299 | 100.3275 | 0 | 0 | 52.2842 | 88.8439 | 83.5552 | 88.4814 | 0 | 0 | 0 | 0 | 643.4535 | 924.7702 | 1054.3123 | 1122.4824 | 141.5984 | 151.5027 | 151.5027 | 151.5027 | -0.067616 | -1.7127 | -4.1648 | 2.3278 | 0 | 0 | 0 | 0 | -508.5113 | -548.566 | -564.075 | -529.1402 | 0.40002 | 0.33194 | 0.39565 | 0.38633 | -203.4152 | -182.0929 | -223.1758 | -204.4221
5 | 19 | 19 | 705.7896 | 714.8111 | 722.2524 | 837.9564 | 378.8299 | 100.3275 | 0 | 0 | 58.7027 | 108.6673 | 103.9357 | 107.6372 | 0 | 0 | 0 | 0 | 600.8971 | 753.1387 | 872.3633 | 941.0619 | 141.5984 | 151.5027 | 151.5027 | 151.5027 | -0.0079506 | -2.0526 | 1.6241 | 26.8535 | 0 | 0 | 0 | 0 | -474.2305 | -396.7725 | -407.1734 | -389.099 | 0.40291 | 0.40667 | 0.40013 | 0.39254 | -191.0742 | -161.3573 | -162.9241 | -152.735
5 | 19 | 20 | 703.4666 | 713.1082 | 721.2543 | 837.4128 | 378.8299 | 100.3275 | 0 | 0 | 59.6931 | 116.8492 | 115.8627 | 115.2731 | 0 | 0 | 0 | 0 | 575.8878 | 680.4434 | 805.9098 | 858.7402 | 141.5984 | 151.5027 | 151.5027 | 151.5027 | 0.39438 | 3.3703 | 1.4917 | 17.279 | 0 | 0 | 0 | 0 | -452.9369 | -339.3848 | -353.5126 | -305.3822 | 0.40427 | 0.42028 | 0.41111 | 0.39531 | -183.1101 | -142.6371 | -145.3339 | -120.72
5 | 19 | 21 | 729.4533 | 740.7702 | 751.0322 | 874.1418 | 378.8299 | 100.3275 | 0 | 0 | 59.2887 | 119.4279 | 119.1081 | 118.4825 | 0 | 0 | 0 | 0 | 530.0823 | 639.1124 | 761.0027 | 826.5985 | 141.5984 | 151.5027 | 151.5027 | 151.5027 | 0.55064 | 2.446 | 10.4374 | 34.2222 | 0 | 0 | 0 | 0 | -380.8966 | -272.0463 | -291.0186 | -256.6642 | 0.40188 | 0.40772 | 0.40034 | 0.39234 | -153.0749 | -110.9177 | -116.506 | -100.6984
5 | 19 | 22 | 710.0023 | 722.6138 | 734.6572 | 857.3018 | 378.8299 | 100.3275 | 0 | 0 | 57.8762 | 118.1299 | 117.1825 | 121.077 | 0 | 0 | 0 | 0 | 456.2291 | 566.5069 | 680.3083 | 720.4285 | 141.5984 | 151.5027 | 151.5027 | 151.5027 | 0.33042 | 1.4215 | 6.4459 | 11.3877 | 0 | 0 | 0 | 0 | -324.8617 | -215.2748 | -220.7823 | -147.0941 | 0.39659 | 0.40366 | 0.39544 | 0.38685 | -128.8369 | -86.897 | -87.3054 | -56.9031
5 | 19 | 23 | 650.8167 | 662.5797 | 673.8433 | 786.5166 | 378.8299 | 100.3275 | 0 | 0 | 48.6124 | 116.0697 | 118.8138 | 125.1093 | 0 | 0 | 0 | 0 | 429.4053 | 535.9497 | 639.1952 | 666.9428 | 0 | 0 | 0 | 0 | 0.03126 | 4.3011 | 6.0328 | 39.0203 | 0 | 0 | 0 | 0 | -206.0622 | -94.0682 | -90.1984 | -44.5559 | 0.39616 | 0.40557 | 0.39781 | 0.38169 | -81.6329 | -38.1511 | -35.8814 | -17.0066
5 | 19 | 24 | 586.1673 | 594.25 | 601.399 | 699.1252 | 378.8299 | 100.3275 | 0 | 0 | 46.6811 | 114.6293 | 116.6666 | 122.7856 | 0 | 0 | 0 | 0 | 422.8467 | 525.0883 | 619.4037 | 652.7988 | 0 | 0 | 0 | 0 | 0.069962 | 6.5012 | 13.7522 | 8.6086 | 0 | 0 | 0 | 0 | -262.2603 | -152.2964 | -148.4234 | -85.0677 | 0.39155 | 0.40913 | 0.40018 | 0.37917 | -102.6876 | -62.3095 | -59.3967 | -32.2554
5 | 20 | 1 | 534.0613 | 538.3782 | 541.3571 | 626.1229 | 378.8299 | 100.3275 | 0 | 0 | 42.5733 | 121.1496 | 114.1415 | 113.4611 | 0 | 0 | 0 | 0 | 420.6222 | 520.0882 | 595.0882 | 643.1475 | 0 | 0 | 0 | 0 | -0.020238 | 3.6183 | 10.2521 | 14.0255 | 0 | 0 | 0 | 0 | -307.9438 | -206.8054 | -178.1247 | -144.5112 | 0.39346 | 0.40712 | 0.39915 | 0.37525 | -121.1636 | -84.1948 | -71.0979 | -54.2281
5 | 20 | 2 | 498.9712 | 500.0214 | 499.3525 | 574.3887 | 378.8299 | 100.3275 | 0 | 0 | 43.0921 | 121.2122 | 119.4758 | 111.6037 | 0 | 0 | 0 | 0 | 395.3184 | 492.657 | 547.1554 | 593.4356 | 0 | 0 | 0 | 0 | -0.18755 | 3.8748 | 6.5564 | 0.50268 | 0 | 0 | 0 | 0 | -318.0817 | -218.05 | -173.835 | -131.1532 | 0.39324 | 0.40518 | 0.39871 | 0.37205 | -125.0826 | -88.3504 | -69.309 | -48.795
5 | 20 | 3 | 478.2058 | 476.4861 | 472.7285 | 540.9493 | 378.8299 | 100.3275 | 0 | 0 | 41.7133 | 107.4109 | 112.6329 | 110.1089 | 0 | 0 | 0 | 0 | 372.2066 | 469.8554 | 523.8957 | 557.5831 | 0 | 0 | 0 | 0 | -0.21706 | 8.8663 | 8.7443 | 4.6116 | 0 | 0 | 0 | 0 | -314.327 | -209.974 | -172.5444 | -131.3544 | 0.40479 | 0.40648 | 0.39859 | 0.37175 | -127.2372 | -85.35 | -68.775 | -48.8309
5 | 20 | 4 | 467.1977 | 462.5189 | 455.3279 | 517.6568 | 378.8299 | 100.3275 | 0 | 0 | 43.1812 | 110.3716 | 108.294 | 110.2082 | 0 | 0 | 0 | 0 | 331.5104 | 430.4392 | 487.1448 | 517.0662 | 0 | 0 | 0 | 0 | -0.2536 | 8.1347 | 8.5448 | 3.5176 | 0 | 0 | 0 | 0 | -286.0702 | -186.754 | -148.6557 | -113.1353 | 0.39239 | 0.40724 | 0.39885 | 0.37249 | -112.2518 | -76.0535 | -59.2907 | -42.1418
5 | 20 | 5 | 458.8141 | 451.5635 | 441.3631 | 498.6858 | 378.8299 | 100.3275 | 0 | 0 | 46.1388 | 114.7092 | 113.7807 | 106.5526 | 0 | 0 | 0 | 0 | 271.3003 | 371.8314 | 426.7689 | 455.4635 | 0 | 0 | 0 | 0 | -0.20277 | 10.1809 | 15.0225 | -7.0269 | 0 | 0 | 0 | 0 | -237.2522 | -145.4856 | -114.209 | -56.3033 | 0.39799 | 0.40903 | 0.40099 | 0.37782 | -94.4248 | -59.5076 | -45.7968 | -21.2728
5 | 20 | 6 | 462.0898 | 451.1804 | 436.528 | 488.6548 | 378.8299 | 100.3275 | 0 | 0 | 52.3482 | 104.7844 | 102.3239 | 89.5325 | 0 | 0 | 0 | 0 | 260.3019 | 443.7839 | 504.3357 | 529.6537 | 0 | 0 | 0 | 0 | -0.08469 | -1.7433 | -0.041129 | -6.8127 | 0 | 0 | 0 | 0 | -229.3055 | -195.972 | -170.0906 | -123.7187 | 0.39817 | 0.40695 | 0.39923 | 0.37497 | -91.302 | -79.7509 | -67.9055 | -46.3906
5 | 20 | 7 | 474.5208 | 461.4252 | 444.0978 | 494.7311 | 378.8299 | 100.3275 | 0 | 0 | 47.6811 | 84.3854 | 89.0332 | 81.3229 | 0 | 0 | 0 | 0 | 252.1186 | 572.1976 | 637.7451 | 658.2675 | 0 | 0 | 0 | 0 | -0.0050701 | -2.4806 | -0.86168 | -0.11507 | 0 | 0 | 0 | 0 | -204.1038 | -293.0047 | -281.8189 | -244.7443 | 0.39621 | 0.33259 | 0.32125 | 0.38231 | -80.8675 | -97.4507 | -90.5331 | -93.5693
5 | 20 | 8 | 504.1774 | 490.1526 | 471.563 | 525.0616 | 378.8299 | 100.3275 | 0 | 0 | 44.9886 | 82.7185 | 80.6644 | 83.1205 | 0 | 0 | 0 | 0 | 300.8159 | 733.8549 | 826.3851 | 858.1499 | 0 | 0 | 0 | 0 | -0.15686 | -3.0389 | -3.7065 | -1.3191 | 0 | 0 | 0 | 0 | -220.3001 | -423.7094 | -431.78 | -414.8897 | 0.38794 | 0.32023 | 0.31429 | 0.32105 | -85.4623 | -135.6866 | -135.7026 | -133.2005
5 | 20 | 9 | 546.7315 | 534.2975 | 517.4589 | 579.6501 | 378.8299 | 100.3275 | 0 | 0 | 44.2317 | 78.3755 | 77.8445 | 82.1481 | 0 | 0 | 0 | 0 | 366.4709 | 889.8275 | 1020.8119 | 1055.2284 | 0 | 0 | 0 | 0 | 0.034691 | -9.5907 | -6.2198 | -13.9873 | 0 | 0 | 0 | 0 | -242.8357 | -524.6422 | -574.9777 | -543.7392 | 0.39364 | 0.24286 | 0.23968 | 0 | -95.59 | -127.4154 | -137.8079 | 0
5 | 20 | 10 | 586.532 | 575.2284 | 559.6904 | 629.7324 | 378.8299 | 100.3275 | 0 | 0 | 43.3602 | 75.401 | 80.2986 | 79.0574 | 0 | 0 | 0 | 0 | 390.6789 | 956.6019 | 1104.7136 | 1137.3094 | 0 | 0 | 0 | 0 | -0.2016 | -11.4667 | -29.8685 | -43.0159 | 0 | 0 | 0 | 0 | -226.1354 | -545.6353 | -595.4534 | -543.6185 | 0.31441 | 0.24286 | 0.24286 | 0 | -71.1 | -132.5138 | -144.6125 | 0
5 | 20 | 11 | 613.6171 | 603.9025 | 590.2335 | 666.8611 | 378.8299 | 100.3275 | 0 | 0 | 46.5387 | 75.8002 | 75.5005 | 76.1489 | 0 | 0 | 0 | 0 | 425.3089 | 1013.3483 | 1184.9813 | 1230.6789 | 0 | 0 | 0 | 0 | -0.39471 | -11.9055 | -23.8123 | -46.3766 | 0 | 0 | 0 | 0 | -236.6657 | -573.668 | -646.436 | -593.5901 | 0.31687 | 0.24286 | 0.24286 | 0 | -74.9918 | -139.3219 | -156.9941 | 0
5 | 20 | 12 | 632.3207 | 623.8394 | 611.5743 | 692.8139 | 378.8299 | 100.3275 | 0 | 0 | 42.9242 | 73.2668 | 73.5249 | 75.7314 | 0 | 0 | 0 | 0 | 487.6783 | 1074.5581 | 1275.2291 | 1347.8338 | 0 | 0 | 0 | 0 | -0.068077 | -9.7855 | -23.8164 | -47.4036 | 0 | 0 | 0 | 0 | -277.0436 | -614.5274 | -713.3633 | -683.3477 | 0.30984 | 0.24286 | 0.24286 | 0 | -85.8385 | -149.2451 | -173.2482 | 0
5 | 20 | 13 | 647.8927 | 641.6507 | 631.9221 | 718.591 | 378.8299 | 100.3275 | 0 | 0 | 41.4226 | 75.9255 | 75.8011 | 75.4661 | 0 | 0 | 0 | 0 | 556.5494 | 1135.5042 | 1345.8859 | 1414.099 | 0 | 0 | 0 | 0 | -0.068077 | -8.4438 | -22.4356 | -43.1689 | 0 | 0 | 0 | 0 | -328.8412 | -661.6627 | -767.3293 | -727.8052 | 0.31489 | 0.24286 | 0.24286 | 0 | -103.549 | -160.6924 | -186.3545 | 0
5 | 20 | 14 | 656.5313 | 651.9006 | 644.0107 | 734.2184 | 378.8299 | 100.3275 | 0 | 0 | 43.57 | 76.7095 | 77.092 | 77.3168 | 0 | 0 | 0 | 0 | 584.5083 | 1169.1621 | 1383.6808 | 1455.0775 | 0 | 0 | 0 | 0 | -0.22898 | -5.8252 | -10.0792 | -25.1387 | 0 | 0 | 0 | 0 | -350.1479 | -688.4733 | -806.6829 | -773.0372 | 0.31699 | 0.24286 | 0.24286 | 0 | -110.9926 | -167.2037 | -195.9119 | 0
5 | 20 | 15 | 667.5075 | 664.4748 | 658.425 | 752.5721 | 378.8299 | 100.3275 | 0 | 0 | 49.559 | 76.9135 | 78.0963 | 79.9828 | 0 | 0 | 0 | 0 | 592.5823 | 1149.7912 | 1372.3339 | 1451.2791 | 0 | 0 | 0 | 0 | -0.28023 | -2.4994 | -5.1794 | -10.3031 | 0 | 0 | 0 | 0 | -353.1835 | -660.058 | -786.8257 | -768.3867 | 0.31618 | 0.24027 | 0.2402 | 0.19462 | -111.6692 | -158.5925 | -188.9929 | -149.5433
5 | 20 | 16 | 673.6588 | 673.9726 | 671.7321 | 771.3369 | 378.8299 | 100.3275 | 0 | 0 | 47.5441 | 78.8753 | 82.7231 | 87.4909 | 0 | 0 | 0 | 0 | 618.665 | 1144.9452 | 1376.8522 | 1462.6556 | 0 | 0 | 0 | 0 | -0.068077 | -2.5767 | -1.1152 | -5.6457 | 0 | 0 | 0 | 0 | -371.3122 | -647.5985 | -786.728 | -773.1639 | 0.32103 | 0.24715 | 0.22975 | 0.24005 | -119.2006 | -160.0561 | -180.7501 | -185.5969
5 | 20 | 17 | 688.3648 | 692.2295 | 694.0449 | 800.775 | 378.8299 | 100.3275 | 0 | 0 | 47.4816 | 80.9202 | 85.1943 | 83.4467 | 0 | 0 | 0 | 0 | 664.2499 | 1131.1424 | 1353.9132 | 1420.6484 | 141.5984 | 151.5027 | 151.5027 | 151.5027 | -0.15904 | -0.48919 | -1.6487 | -4.2391 | 0 | 0 | 0 | 0 | -543.6359 | -771.1742 | -894.9167 | -850.5838 | 0.39785 | 0.24634 | 0.32048 | 0.23372 | -216.2866 | -189.9732 | -286.8074 | -198.8018
5 | 20 | 18 | 703.6306 | 711.0754 | 716.8804 | 830.5819 | 378.8299 | 100.3275 | 0 | 0 | 52.2842 | 88.8439 | 83.5552 | 88.4814 | 0 | 0 | 0 | 0 | 636.6301 | 982.4546 | 1201.3297 | 1249.5428 | 141.5984 | 151.5027 | 151.5027 | 151.5027 | -0.067616 | -1.7127 | -4.1648 | 2.3278 | 0 | 0 | 0 | 0 | -505.6444 | -610.3406 | -715.3424 | -661.2729 | 0.40002 | 0.33194 | 0.39565 | 0.38633 | -202.2683 | -202.5985 | -283.0247 | -255.4688
5 | 20 | 19 | 704.435 | 713.4012 | 720.7759 | 836.1845 | 378.8299 | 100.3275 | 0 | 0 | 58.7027 | 108.6673 | 103.9357 | 107.6372 | 0 | 0 | 0 | 0 | 582.0803 | 764.7581 | 942.1003 | 1009.8949 | 141.5984 | 151.5027 | 151.5027 | 151.5027 | -0.0079506 | -2.0526 | 1.6241 | 26.8535 | 0 | 0 | 0 | 0 | -456.7682 | -409.8018 | -478.3869 | -459.7039 | 0.40291 | 0.40667 | 0.40013 | 0.39254 | -184.0384 | -166.6559 | -191.4191 | -180.4499
5 | 20 | 20 | 707.397 | 717.1393 | 725.404 | 842.3328 | 378.8299 | 100.3275 | 0 | 0 | 59.6931 | 116.8492 | 115.8627 | 115.2731 | 0 | 0 | 0 | 0 | 571.3127 | 682.4657 | 849.7987 | 932.5268 | 141.5984 | 151.5027 | 151.5027 | 151.5027 | 0.39438 | 3.3703 | 1.4917 | 17.279 | 0 | 0 | 0 | 0 | -444.4314 | -337.3762 | -393.2518 | -374.2488 | 0.40427 | 0.42028 | 0.41111 | 0.39531 | -179.6716 | -141.7929 | -161.6712 | -147.9435
5 | 20 | 21 | 739.0491 | 750.6187 | 761.1789 | 886.179 | 378.8299 | 100.3275 | 0 | 0 | 59.2887 | 119.4279 | 119.1081 | 118.4825 | 0 | 0 | 0 | 0 | 566.1617 | 675.2092 | 846.7925 | 955.6184 | 141.5984 | 151.5027 | 151.5027 | 151.5027 | 0.55064 | 2.446 | 10.4374 | 34.2222 | 0 | 0 | 0 | 0 | -407.3803 | -298.2947 | -366.6618 | -373.6468 | 0.40188 | 0.40772 | 0.40034 | 0.39234 | -163.7181 | -121.6195 | -146.7888 | -146.5949
5 | 20 | 22 | 720.118 | 732.9953 | 745.3526 | 869.9896 | 378.8299 | 100.3275 | 0 | 0 | 57.8762 | 118.1299 | 117.1825 | 121.077 | 0 | 0 | 0 | 0 | 533.1215 | 641.7128 | 804.0301 | 931.7978 | 141.5984 | 151.5027 | 151.5027 | 151.5027 | 0.33042 | 1.4215 | 6.4459 | 11.3877 | 0 | 0 | 0 | 0 | -391.6384 | -280.0991 | -333.8086 | -345.7758 | 0.39659 | 0.40366 | 0.39544 | 0.38685 | -155.3198 | -113.0638 | -132.0002 | -133.7628
5 | 20 | 23 | 646.9019 | 658.5319 | 669.6365 | 781.495 | 378.8299 | 100.3275 | 0 | 0 | 48.6124 | 116.0697 | 118.8138 | 125.1093 | 0 | 0 | 0 | 0 | 517.4708 | 626.5952 | 782.6588 | 916.6447 | 0 | 0 | 0 | 0 | 0.03126 | 4.3011 | 6.0328 | 39.0203 | 0 | 0 | 0 | 0 | -298.0425 | -188.7616 | -237.8689 | -299.2794 | 0.39616 | 0.40557 | 0.39781 | 0.38169 | -118.0715 | -76.5557 | -94.6255 | -114.2323
5 | 20 | 24 | 574.4713 | 582.2102 | 588.9512 | 684.3212 | 378.8299 | 100.3275 | 0 | 0 | 46.6811 | 114.6293 | 116.6666 | 122.7856 | 0 | 0 | 0 | 0 | 538.1391 | 647.5192 | 804.5366 | 937.3926 | 0 | 0 | 0 | 0 | 0.069962 | 6.5012 | 13.7522 | 8.6086 | 0 | 0 | 0 | 0 | -389.2488 | -286.767 | -346.0042 | -384.4656 | 0.39155 | 0.40913 | 0.40018 | 0.37917 | -152.4097 | -117.3258 | -138.4654 | -145.779
5 | 21 | 1 | 520.6948 | 524.6284 | 527.1528 | 609.2397 | 378.8299 | 100.3275 | 0 | 0 | 42.5733 | 121.1496 | 114.1415 | 113.4611 | 0 | 0 | 0 | 0 | 564.127 | 672.0295 | 831.7868 | 978.6366 | 0 | 0 | 0 | 0 | -0.020238 | 3.6183 | 10.2521 | 14.0255 | 0 | 0 | 0 | 0 | -464.8152 | -372.4966 | -429.0276 | -496.8835 | 0.39346 | 0.40712 | 0.39915 | 0.37525 | -182.8862 | -151.6512 | -171.245 | -186.4564
5 | 21 | 2 | 490.935 | 491.7552 | 490.8136 | 564.2398 | 378.8299 | 100.3275 | 0 | 0 | 43.0921 | 121.2122 | 119.4758 | 111.6037 | 0 | 0 | 0 | 0 | 579.1705 | 681.3638 | 845.4371 | 994.689 | 0 | 0 | 0 | 0 | -0.18755 | 3.8748 | 6.5564 | 0.50268 | 0 | 0 | 0 | 0 | -509.97 | -415.0231 | -480.6557 | -542.5555 | 0.39324 | 0.40518 | 0.39871 | 0.37205 | -200.5408 | -168.1607 | -191.64 | -201.8555
5 | 21 | 3 | 473.859 | 472.0174 | 468.1155 | 535.4693 | 378.8299 | 100.3275 | 0 | 0 | 41.7133 | 107.4109 | 112.6329 | 110.1089 | 0 | 0 | 0 | 0 | 589.8081 | 686.0336 | 858.8289 | 1002.4749 | 0 | 0 | 0 | 0 | -0.21706 | 8.8663 | 8.7443 | 4.6116 | 0 | 0 | 0 | 0 | -536.2754 | -430.6209 | -512.0905 | -581.7262 | 0.40479 | 0.40648 | 0.39859 | 0.37175 | -217.0801 | -175.0384 | -204.1157 | -216.2563
5 | 21 | 4 | 468.9046 | 464.2863 | 457.1676 | 519.8553 | 378.8299 | 100.3275 | 0 | 0 | 43.1812 | 110.3716 | 108.294 | 110.2082 | 0 | 0 | 0 | 0 | 602.1385 | 693.6958 | 893.3936 | 1031.5493 | 0 | 0 | 0 | 0 | -0.2536 | 8.1347 | 8.5448 | 3.5176 | 0 | 0 | 0 | 0 | -554.9915 | -448.2433 | -553.0647 | -625.4199 | 0.39239 | 0.40724 | 0.39885 | 0.37249 | -217.7745 | -182.5422 | -220.5874 | -232.9629
5 | 21 | 5 | 470.5139 | 463.6296 | 453.8653 | 513.5774 | 378.8299 | 100.3275 | 0 | 0 | 46.1388 | 114.7092 | 113.7807 | 106.5526 | 0 | 0 | 0 | 0 | 586.0201 | 676.2804 | 885.7095 | 1026.5802 | 0 | 0 | 0 | 0 | -0.20277 | 10.1809 | 15.0225 | -7.0269 | 0 | 0 | 0 | 0 | -540.2722 | -437.8684 | -560.6473 | -612.5285 | 0.39799 | 0.40903 | 0.40099 | 0.37782 | -215.0248 | -179.1003 | -224.8145 | -231.4285
5 | 21 | 6 | 497.4991 | 487.6694 | 474.3007 | 533.617 | 378.8299 | 100.3275 | 0 | 0 | 52.3482 | 104.7844 | 102.3239 | 89.5325 | 0 | 0 | 0 | 0 | 599.0159 | 808.9876 | 1035.9984 | 1164.1193 | 0 | 0 | 0 | 0 | -0.08469 | -1.7433 | -0.041129 | -6.8127 | 0 | 0 | 0 | 0 | -532.6102 | -524.6868 | -663.9805 | -713.2221 | 0.39817 | 0.40695 | 0.39923 | 0.37497 | -212.0682 | -213.5215 | -265.0817 | -267.4361
5 | 21 | 7 | 554.3715 | 543.6268 | 529.0901 | 595.815 | 378.8299 | 100.3275 | 0 | 0 | 47.6811 | 84.3854 | 89.0332 | 81.3229 | 0 | 0 | 0 | 0 | 629.0627 | 989.9465 | 1236.601 | 1362.9059 | 0 | 0 | 0 | 0 | -0.0050701 | -2.4806 | -0.86168 | -0.11507 | 0 | 0 | 0 | 0 | -501.1971 | -628.5521 | -795.6825 | -848.2988 | 0.39621 | 0.33259 | 0.32125 | 0.38231 | -198.5782 | -209.0508 | -255.6097 | -324.3168
5 | 21 | 8 | 610.7773 | 599.8534 | 584.9428 | 659.8694 | 378.8299 | 100.3275 | 0 | 0 | 44.9886 | 82.7185 | 80.6644 | 83.1205 | 0 | 0 | 0 | 0 | 724.4893 | 1189.5467 | 1463.5481 | 1615.2313 | 0 | 0 | 0 | 0 | -0.15686 | -3.0389 | -3.7065 | -1.3191 | 0 | 0 | 0 | 0 | -537.3737 | -769.7003 | -955.5632 | -1037.1633 | 0.38794 | 0.32023 | 0.31429 | 0.32105 | -208.4664 | -246.485 | -300.3204 | -332.9817
5 | 21 | 9 | 644.3039 | 634.7121 | 621.2456 | 703.0557 | 378.8299 | 100.3275 | 0 | 0 | 44.2317 | 78.3755 | 77.8445 | 82.1481 | 0 | 0 | 0 | 0 | 803.3412 | 1326.8212 | 1636.7806 | 1798.6089 | 0 | 0 | 0 | 0 | 0.034691 | -9.5907 | -6.2198 | -13.9873 | 0 | 0 | 0 | 0 | -582.1336 | -861.2214 | -1087.1597 | -1163.7141 | 0.39364 | 0.24286 | 0.23968 | 0 | -229.1514 | -209.1575 | -260.5652 | 0
5 | 21 | 10 | 680.7664 | 672.2129 | 659.9381 | 748.9352 | 378.8299 | 100.3275 | 0 | 0 | 43.3602 | 75.401 | 80.2986 | 79.0574 | 0 | 0 | 0 | 0 | 827.4952 | 1372.2272 | 1701.5786 | 1850.2592 | 0 | 0 | 0 | 0 | -0.2016 | -11.4667 | -29.8685 | -43.0159 | 0 | 0 | 0 | 0 | -568.7173 | -864.2761 | -1092.0707 | -1137.3655 | 0.31441 | 0.24286 | 0.24286 | 0 | -178.8122 | -209.8994 | -265.2215 | 0
5 | 21 | 11 | 710.3027 | 703.403 | 693.074 | 789.1401 | 378.8299 | 100.3275 | 0 | 0 | 46.5387 | 75.8002 | 75.5005 | 76.1489 | 0 | 0 | 0 | 0 | 833.2629 | 1391.7935 | 1723.4433 | 1869.9698 | 0 | 0 | 0 | 0 | -0.39471 | -11.9055 | -23.8123 | -46.3766 | 0 | 0 | 0 | 0 | -547.9341 | -852.6127 | -1082.0576 | -1110.602 | 0.31687 | 0.24286 | 0.24286 | 0 | -173.6229 | -207.0668 | -262.7896 | 0
5 | 21 | 12 | 726.602 | 720.8573 | 711.8385 | 812.0212 | 378.8299 | 100.3275 | 0 | 0 | 42.9242 | 73.2668 | 73.5249 | 75.7314 | 0 | 0 | 0 | 0 | 864.2736 | 1423.6078 | 1747.798 | 1911.0127 | 0 | 0 | 0 | 0 | -0.068077 | -9.7855 | -23.8164 | -47.4036 | 0 | 0 | 0 | 0 | -559.3576 | -866.5593 | -1085.6679 | -1127.3193 | 0.30984 | 0.24286 | 0.24286 | 0 | -173.3098 | -210.4539 | -263.6665 | 0
5 | 21 | 13 | 741.9222 | 738.4108 | 731.9215 | 837.4847 | 378.8299 | 100.3275 | 0 | 0 | 41.4226 | 75.9255 | 75.8011 | 75.4661 | 0 | 0 | 0 | 0 | 909.7256 | 1458.0465 | 1773.7564 | 1935.5316 | 0 | 0 | 0 | 0 | -0.068077 | -8.4438 | -22.4356 | -43.1689 | 0 | 0 | 0 | 0 | -587.9879 | -887.4449 | -1095.2004 | -1130.344 | 0.31489 | 0.24286 | 0.24286 | 0 | -185.1519 | -215.5262 | -265.9816 | 0
5 | 21 | 14 | 752.065 | 750.2025 | 745.5962 | 854.9917 | 378.8299 | 100.3275 | 0 | 0 | 43.57 | 76.7095 | 77.092 | 77.3168 | 0 | 0 | 0 | 0 | 919.0448 | 1456.2393 | 1769.9412 | 1930.1012 | 0 | 0 | 0 | 0 | -0.22898 | -5.8252 | -10.0792 | -25.1387 | 0 | 0 | 0 | 0 | -589.1508 | -877.2486 | -1091.3577 | -1127.2876 | 0.31699 | 0.24286 | 0.24286 | 0 | -186.7536 | -213.0499 | -265.0484 | 0
5 | 21 | 15 | 757.921 | 757.5155 | 754.5825 | 866.8996 | 378.8299 | 100.3275 | 0 | 0 | 49.559 | 76.9135 | 78.0963 | 79.9828 | 0 | 0 | 0 | 0 | 897.0947 | 1423.3452 | 1737.4176 | 1890.518 | 0 | 0 | 0 | 0 | -0.28023 | -2.4994 | -5.1794 | -10.3031 | 0 | 0 | 0 | 0 | -567.2824 | -840.5714 | -1055.752 | -1093.2981 | 0.31618 | 0.24027 | 0.2402 | 0.19462 | -179.3629 | -201.9645 | -253.5881 | -212.7775
5 | 21 | 16 | 761.3241 | 764.1832 | 764.962 | 882.1814 | 378.8299 | 100.3275 | 0 | 0 | 47.5441 | 78.8753 | 82.7231 | 87.4909 | 0 | 0 | 0 | 0 | 856.2713 | 1344.984 | 1656.9959 | 1814.5326 | 0 | 0 | 0 | 0 | -0.068077 | -2.5767 | -1.1152 | -5.6457 | 0 | 0 | 0 | 0 | -521.2532 | -757.4268 | -973.6418 | -1014.1963 | 0.32103 | 0.24715 | 0.22975 | 0.24005 | -167.3354 | -187.2006 | -223.6933 | -243.4563
5 | 21 | 17 | 761.4062 | 767.3975 | 771.7362 | 893.1512 | 378.8299 | 100.3275 | 0 | 0 | 47.4816 | 80.9202 | 85.1943 | 83.4467 | 0 | 0 | 0 | 0 | 850.2996 | 1271.1453 | 1567.7472 | 1701.5313 | 141.5984 | 151.5027 | 151.5027 | 151.5027 | -0.15904 | -0.48919 | -1.6487 | -4.2391 | 0 | 0 | 0 | 0 | -656.6443 | -836.0091 | -1031.0593 | -1039.0904 | 0.39785 | 0.24634 | 0.32048 | 0.23372 | -261.2472 | -205.9448 | -330.439 | -242.8604
5 | 21 | 18 | 763.1374 | 772.3236 | 780.1953 | 905.8735 | 378.8299 | 100.3275 | 0 | 0 | 52.2842 | 88.8439 | 83.5552 | 88.4814 | 0 | 0 | 0 | 0 | 748.0089 | 1037.0999 | 1287.3565 | 1391.0319 | 141.5984 | 151.5027 | 151.5027 | 151.5027 | -0.067616 | -1.7127 | -4.1648 | 2.3278 | 0 | 0 | 0 | 0 | -557.5164 | -603.7376 | -738.0543 | -727.4703 | 0.40002 | 0.33194 | 0.39565 | 0.38633 | -223.0183 | -200.4067 | -292.0106 | -281.0427
5 | 21 | 19 | 749.9421 | 760.2581 | 769.2359 | 893.8298 | 378.8299 | 100.3275 | 0 | 0 | 58.7027 | 108.6673 | 103.9357 | 107.6372 | 0 | 0 | 0 | 0 | 679.2919 | 806.8433 | 1003.1855 | 1080.2504 | 141.5984 | 151.5027 | 151.5027 | 151.5027 | -0.0079506 | -2.0526 | 1.6241 | 26.8535 | 0 | 0 | 0 | 0 | -508.4728 | -405.03 | -491.0121 | -472.414 | 0.40291 | 0.40667 | 0.40013 | 0.39254 | -204.8708 | -164.7154 | -196.4709 | -185.4391
5 | 21 | 20 | 747.1512 | 758.0677 | 767.7266 | 892.6722 | 378.8299 | 100.3275 | 0 | 0 | 59.6931 | 116.8492 | 115.8627 | 115.2731 | 0 | 0 | 0 | 0 | 619.5375 | 666.6028 | 859.7607 | 940.9733 | 141.5984 | 151.5027 | 151.5027 | 151.5027 | 0.39438 | 3.3703 | 1.4917 | 17.279 | 0 | 0 | 0 | 0 | -452.9021 | -280.5849 | -360.8913 | -332.3559 | 0.40427 | 0.42028 | 0.41111 | 0.39531 | -183.096 | -117.9246 | -148.3674 | -131.3829
5 | 21 | 21 | 769.681 | 782.1558 | 793.7907 | 924.9686 | 378.8299 | 100.3275 | 0 | 0 | 59.2887 | 119.4279 | 119.1081 | 118.4825 | 0 | 0 | 0 | 0 | 615.3918 | 657.4519 | 851.7116 | 942.4544 | 141.5984 | 151.5027 | 151.5027 | 151.5027 | 0.55064 | 2.446 | 10.4374 | 34.2222 | 0 | 0 | 0 | 0 | -425.9784 | -249.0003 | -338.9691 | -321.6932 | 0.40188 | 0.40772 | 0.40034 | 0.39234 | -171.1924 | -101.5214 | -135.7024 | -126.2117
5 | 21 | 22 | 739.2876 | 752.7386 | 765.7774 | 894.2908 | 378.8299 | 100.3275 | 0 | 0 | 57.8762 | 118.1299 | 117.1825 | 121.077 | 0 | 0 | 0 | 0 | 687.2142 | 728.9202 | 925.8096 | 1040.4339 | 141.5984 | 151.5027 | 151.5027 | 151.5027 | 0.33042 | 1.4215 | 6.4459 | 11.3877 | 0 | 0 | 0 | 0 | -526.5614 | -347.5633 | -435.1633 | -430.1105 | 0.39659 | 0.40366 | 0.39544 | 0.38685 | -208.8289 | -140.2961 | -172.0796 | -166.3876
5 | 21 | 23 | 658.9233 | 670.9267 | 682.4757 | 796.785 | 378.8299 | 100.3275 | 0 | 0 | 48.6124 | 116.0697 | 118.8138 | 125.1093 | 0 | 0 | 0 | 0 | 663.9348 | 701.366 | 906.5995 | 1045.7782 | 0 | 0 | 0 | 0 | 0.03126 | 4.3011 | 6.0328 | 39.0203 | 0 | 0 | 0 | 0 | -432.485 | -251.1376 | -348.9703 | -413.1229 | 0.39616 | 0.40557 | 0.39781 | 0.38169 | -171.3317 | -101.8534 | -138.8222 | -157.6854
5 | 21 | 24 | 580.8252 | 588.7662 | 595.748 | 692.4203 | 378.8299 | 100.3275 | 0 | 0 | 46.6811 | 114.6293 | 116.6666 | 122.7856 | 0 | 0 | 0 | 0 | 640.9547 | 676.4014 | 890.2283 | 1050.2531 | 0 | 0 | 0 | 0 | 0.069962 | 6.5012 | 13.7522 | 8.6086 | 0 | 0 | 0 | 0 | -485.7105 | -309.0931 | -424.899 | -489.2269 | 0.39155 | 0.40913 | 0.40018 | 0.37917 | -190.1791 | -126.4602 | -170.0378 | -185.5016
5 | 22 | 1 | 521.527 | 525.5023 | 528.0772 | 610.3567 | 378.8299 | 100.3275 | 0 | 0 | 42.5733 | 121.1496 | 114.1415 | 113.4611 | 0 | 0 | 0 | 0 | 661.2645 | 691.4979 | 911.4147 | 1068.4789 | 0 | 0 | 0 | 0 | -0.020238 | 3.6183 | 10.2521 | 14.0255 | 0 | 0 | 0 | 0 | -561.1204 | -391.0911 | -507.7311 | -585.6087 | 0.39346 | 0.40712 | 0.39915 | 0.37525 | -220.7785 | -159.2214 | -202.6593 | -219.7507
5 | 22 | 2 | 492.5515 | 493.4352 | 492.57 | 566.345 | 378.8299 | 100.3275 | 0 | 0 | 43.0921 | 121.2122 | 119.4758 | 111.6037 | 0 | 0 | 0 | 0 | 588.3903 | 614.3894 | 830.7922 | 1000.9175 | 0 | 0 | 0 | 0 | -0.18755 | 3.8748 | 6.5564 | 0.50268 | 0 | 0 | 0 | 0 | -517.5733 | -346.3686 | -464.2544 | -546.6788 | 0.39324 | 0.40518 | 0.39871 | 0.37205 | -203.5307 | -140.343 | -185.1007 | -203.3896
5 | 22 | 3 | 476.9023 | 475.1635 | 471.3843 | 539.3704 | 378.8299 | 100.3275 | 0 | 0 | 41.7133 | 107.4109 | 112.6329 | 110.1089 | 0 | 0 | 0 | 0 | 515.3064 | 530.8571 | 736.2223 | 905.4383 | 0 | 0 | 0 | 0 | -0.21706 | 8.8663 | 8.7443 | 4.6116 | 0 | 0 | 0 | 0 | -458.7302 | -272.2983 | -386.2152 | -480.7885 | 0.40479 | 0.40648 | 0.39859 | 0.37175 | -185.6905 | -110.6836 | -153.9427 | -178.7328
5 | 22 | 4 | 470.7067 | 466.1528 | 459.1114 | 522.1787 | 378.8299 | 100.3275 | 0 | 0 | 43.1812 | 110.3716 | 108.294 | 110.2082 | 0 | 0 | 0 | 0 | 497.3023 | 504.9505 | 703.2207 | 858.0909 | 0 | 0 | 0 | 0 | -0.2536 | 8.1347 | 8.5448 | 3.5176 | 0 | 0 | 0 | 0 | -448.3531 | -257.6314 | -360.9481 | -449.638 | 0.39239 | 0.40724 | 0.39885 | 0.37249 | -175.9304 | -104.9176 | -143.9625 | -167.4858
5 | 22 | 5 | 471.7732 | 464.9373 | 455.231 | 515.2131 | 378.8299 | 100.3275 | 0 | 0 | 46.1388 | 114.7092 | 113.7807 | 106.5526 | 0 | 0 | 0 | 0 | 464.8239 | 466.5854 | 663.0449 | 812.731 | 0 | 0 | 0 | 0 | -0.20277 | 10.1809 | 15.0225 | -7.0269 | 0 | 0 | 0 | 0 | -417.8166 | -226.8658 | -336.617 | -397.0436 | 0.39799 | 0.40903 | 0.40099 | 0.37782 | -166.2883 | -92.7944 | -134.9804 | -150.013
5 | 22 | 6 | 503.6627 | 494.013 | 480.858 | 541.4144 | 378.8299 | 100.3275 | 0 | 0 | 52.3482 | 104.7844 | 102.3239 | 89.5325 | 0 | 0 | 0 | 0 | 435.2439 | 554.0128 | 763.0353 | 904.395 | 0 | 0 | 0 | 0 | -0.08469 | -1.7433 | -0.041129 | -6.8127 | 0 | 0 | 0 | 0 | -362.6747 | -263.3683 | -384.4601 | -445.7003 | 0.39817 | 0.40695 | 0.39923 | 0.37497 | -144.4053 | -107.1778 | -153.4884 | -167.1237
5 | 22 | 7 | 569.9475 | 559.6444 | 545.631 | 615.4702 | 378.8299 | 100.3275 | 0 | 0 | 47.6811 | 84.3854 | 89.0332 | 81.3229 | 0 | 0 | 0 | 0 | 407.9258 | 670.6112 | 897.7496 | 1050.1846 | 0 | 0 | 0 | 0 | -0.0050701 | -2.4806 | -0.86168 | -0.11507 | 0 | 0 | 0 | 0 | -264.4843 | -293.1991 | -440.2901 | -515.9222 | 0.39621 | 0.33259 | 0.32125 | 0.38231 | -104.7907 | -97.5154 | -141.4413 | -197.2445
5 | 22 | 8 | 629.7743 | 619.3872 | 605.1125 | 683.8348 | 378.8299 | 100.3275 | 0 | 0 | 44.9886 | 82.7185 | 80.6644 | 83.1205 | 0 | 0 | 0 | 0 | 432.3468 | 808.7135 | 1067.2167 | 1224.506 | 0 | 0 | 0 | 0 | -0.15686 | -3.0389 | -3.7065 | -1.3191 | 0 | 0 | 0 | 0 | -226.2341 | -369.3333 | -539.0621 | -622.4726 | 0.38794 | 0.32023 | 0.31429 | 0.32105 | -87.7642 | -118.2735 | -169.4198 | -199.8451
5 | 22 | 9 | 661.7987 | 652.6996 | 639.8168 | 725.12 | 378.8299 | 100.3275 | 0 | 0 | 44.2317 | 78.3755 | 77.8445 | 82.1481 | 0 | 0 | 0 | 0 | 444.1889 | 886.617 | 1164.5783 | 1322.5179 | 0 | 0 | 0 | 0 | 0.034691 | -9.5907 | -6.2198 | -13.9873 | 0 | 0 | 0 | 0 | -205.4864 | -403.0296 | -596.3862 | -665.5588 | 0.39364 | 0.24286 | 0.23968 | 0 | -80.8878 | -97.8804 | -142.939 | 0
5 | 22 | 10 | 691.9834 | 683.7517 | 671.8584 | 763.1038 | 378.8299 | 100.3275 | 0 | 0 | 43.3602 | 75.401 | 80.2986 | 79.0574 | 0 | 0 | 0 | 0 | 440.3492 | 930.2233 | 1229.4249 | 1393.8732 | 0 | 0 | 0 | 0 | -0.2016 | -11.4667 | -29.8685 | -43.0159 | 0 | 0 | 0 | 0 | -170.3542 | -410.7334 | -607.9967 | -666.811 | 0.31441 | 0.24286 | 0.24286 | 0 | -53.5616 | -99.7513 | -147.6588 | 0
5 | 22 | 11 | 721.4434 | 714.8638 | 704.9143 | 803.214 | 378.8299 | 100.3275 | 0 | 0 | 46.5387 | 75.8002 | 75.5005 | 76.1489 | 0 | 0 | 0 | 0 | 422.0165 | 929.7501 | 1235.8598 | 1400.3082 | 0 | 0 | 0 | 0 | -0.39471 | -11.9055 | -23.8123 | -46.3766 | 0 | 0 | 0 | 0 | -125.547 | -379.1085 | -582.6338 | -626.8665 | 0.31687 | 0.24286 | 0.24286 | 0 | -39.7818 | -92.0709 | -141.499 | 0
5 | 22 | 12 | 735.0246 | 729.5285 | 720.805 | 822.686 | 378.8299 | 100.3275 | 0 | 0 | 42.9242 | 73.2668 | 73.5249 | 75.7314 | 0 | 0 | 0 | 0 | 418.935 | 925.9556 | 1225.3496 | 1395.3322 | 0 | 0 | 0 | 0 | -0.068077 | -9.7855 | -23.8164 | -47.4036 | 0 | 0 | 0 | 0 | -105.5965 | -360.2359 | -554.253 | -600.974 | 0.30984 | 0.24286 | 0.24286 | 0 | -32.7177 | -87.4874 | -134.6065 | 0
5 | 22 | 13 | 747.6922 | 744.3572 | 738.0777 | 844.8131 | 378.8299 | 100.3275 | 0 | 0 | 41.4226 | 75.9255 | 75.8011 | 75.4661 | 0 | 0 | 0 | 0 | 441.0765 | 954.1277 | 1250.9682 | 1420.8098 | 0 | 0 | 0 | 0 | -0.068077 | -8.4438 | -22.4356 | -43.1689 | 0 | 0 | 0 | 0 | -113.5687 | -377.5796 | -566.2559 | -608.2939 | 0.31489 | 0.24286 | 0.24286 | 0 | -35.7617 | -91.6996 | -137.5216 | 0
5 | 22 | 14 | 760.0557 | 758.4331 | 754.112 | 865.1245 | 378.8299 | 100.3275 | 0 | 0 | 43.57 | 76.7095 | 77.092 | 77.3168 | 0 | 0 | 0 | 0 | 485.7588 | 1019.8912 | 1324.4152 | 1485.9781 | 0 | 0 | 0 | 0 | -0.22898 | -5.8252 | -10.0792 | -25.1387 | 0 | 0 | 0 | 0 | -147.8741 | -432.6699 | -637.316 | -673.0317 | 0.31699 | 0.24286 | 0.24286 | 0 | -46.8743 | -105.0789 | -154.7793 | 0
5 | 22 | 15 | 766.8811 | 766.744 | 764.13 | 878.2595 | 378.8299 | 100.3275 | 0 | 0 | 49.559 | 76.9135 | 78.0963 | 79.9828 | 0 | 0 | 0 | 0 | 509.8162 | 1027.0865 | 1326.2828 | 1476.704 | 0 | 0 | 0 | 0 | -0.28023 | -2.4994 | -5.1794 | -10.3031 | 0 | 0 | 0 | 0 | -171.0438 | -435.0841 | -635.0696 | -668.1242 | 0.31618 | 0.24027 | 0.2402 | 0.19462 | -54.0805 | -104.5379 | -152.5416 | -130.0303
5 | 22 | 16 | 767.2435 | 770.291 | 771.2944 | 889.7272 | 378.8299 | 100.3275 | 0 | 0 | 47.5441 | 78.8753 | 82.7231 | 87.4909 | 0 | 0 | 0 | 0 | 492.0423 | 982.7645 | 1282.1745 | 1427.2672 | 0 | 0 | 0 | 0 | -0.068077 | -2.5767 | -1.1152 | -5.6457 | 0 | 0 | 0 | 0 | -151.1048 | -389.0995 | -592.4881 | -619.3852 | 0.32103 | 0.24715 | 0.22975 | 0.24005 | -48.5085 | -96.1672 | -136.1236 | -148.6825
5 | 22 | 17 | 772.1906 | 778.4961 | 783.2076 | 906.7911 | 378.8299 | 100.3275 | 0 | 0 | 47.4816 | 80.9202 | 85.1943 | 83.4467 | 0 | 0 | 0 | 0 | 466.1783 | 882.2093 | 1173.9354 | 1318.7999 | 141.5984 | 151.5027 | 151.5027 | 151.5027 | -0.15904 | -0.48919 | -1.6487 | -4.2391 | 0 | 0 | 0 | 0 | -261.7386 | -435.9745 | -625.7762 | -642.7191 | 0.39785 | 0.24634 | 0.32048 | 0.23372 | -104.1332 | -107.3992 | -200.5519 | -150.2189
5 | 22 | 18 | 768.5129 | 777.8526 | 785.9063 | 912.6609 | 378.8299 | 100.3275 | 0 | 0 | 52.2842 | 88.8439 | 83.5552 | 88.4814 | 0 | 0 | 0 | 0 | 524.6552 | 790.282 | 1052.4708 | 1177.4936 | 141.5984 | 151.5027 | 151.5027 | 151.5027 | -0.067616 | -1.7127 | -4.1648 | 2.3278 | 0 | 0 | 0 | 0 | -328.7872 | -351.3907 | -497.4576 | -507.1446 | 0.40002 | 0.33194 | 0.39565 | 0.38633 | -131.5218 | -116.6418 | -196.8187 | -195.9246
5 | 22 | 19 | 752.0088 | 762.3849 | 771.434 | 896.4432 | 378.8299 | 100.3275 | 0 | 0 | 58.7027 | 108.6673 | 103.9357 | 107.6372 | 0 | 0 | 0 | 0 | 547.0989 | 641.4241 | 862.2803 | 972.0178 | 141.5984 | 151.5027 | 151.5027 | 151.5027 | -0.0079506 | -2.0526 | 1.6241 | 26.8535 | 0 | 0 | 0 | 0 | -374.213 | -237.484 | -347.9088 | -361.568 | 0.40291 | 0.40667 | 0.40013 | 0.39254 | -150.7757 | -96.5787 | -139.2103 | -141.9282
5 | 22 | 20 | 750.0294 | 761.0248 | 770.777 | 896.2941 | 378.8299 | 100.3275 | 0 | 0 | 59.6931 | 116.8492 | 115.8627 | 115.2731 | 0 | 0 | 0 | 0 | 536.5577 | 547.4738 | 764.0515 | 857.9624 | 141.5984 | 151.5027 | 151.5027 | 151.5027 | 0.39438 | 3.3703 | 1.4917 | 17.279 | 0 | 0 | 0 | 0 | -367.0441 | -158.4987 | -262.1317 | -245.7231 | 0.40427 | 0.42028 | 0.41111 | 0.39531 | -148.386 | -66.614 | -107.7659 | -97.1363
5 | 22 | 21 | 778.2641 | 790.9915 | 802.9265 | 935.8341 | 378.8299 | 100.3275 | 0 | 0 | 59.2887 | 119.4279 | 119.1081 | 118.4825 | 0 | 0 | 0 | 0 | 504.6882 | 515.3278 | 727.8365 | 820.3598 | 141.5984 | 151.5027 | 151.5027 | 151.5027 | 0.55064 | 2.446 | 10.4374 | 34.2222 | 0 | 0 | 0 | 0 | -306.6917 | -98.0403 | -205.9582 | -188.7331 | 0.40188 | 0.40772 | 0.40034 | 0.39234 | -123.2534 | -39.9726 | -82.453 | -74.0467
5 | 22 | 22 | 741.0916 | 754.6059 | 767.7203 | 896.612 | 378.8299 | 100.3275 | 0 | 0 | 57.8762 | 118.1299 | 117.1825 | 121.077 | 0 | 0 | 0 | 0 | 413.6413 | 425.9035 | 634.822 | 720.1099 | 141.5984 | 151.5027 | 151.5027 | 151.5027 | 0.33042 | 1.4215 | 6.4459 | 11.3877 | 0 | 0 | 0 | 0 | -251.1846 | -42.6792 | -142.2328 | -107.4654 | 0.39659 | 0.40366 | 0.39544 | 0.38685 | -99.6173 | -17.2277 | -56.2441 | -41.5728
5 | 22 | 23 | 657.0824 | 669.0377 | 680.53 | 794.4772 | 378.8299 | 100.3275 | 0 | 0 | 48.6124 | 116.0697 | 118.8138 | 125.1093 | 0 | 0 | 0 | 0 | 395.4073 | 407.9178 | 615.8134 | 700.6685 | 0 | 0 | 0 | 0 | 0.03126 | 4.3011 | 6.0328 | 39.0203 | 0 | 0 | 0 | 0 | -165.7985 | 40.4217 | -60.13 | -70.3209 | 0.39616 | 0.40557 | 0.39781 | 0.38169 | -65.6822 | 16.3937 | -23.92 | -26.8409
5 | 22 | 24 | 575.683 | 583.4858 | 590.3042 | 685.9591 | 378.8299 | 100.3275 | 0 | 0 | 46.6811 | 114.6293 | 116.6666 | 122.7856 | 0 | 0 | 0 | 0 | 421.592 | 435.4793 | 646.6969 | 743.7962 | 0 | 0 | 0 | 0 | 0.069962 | 6.5012 | 13.7522 | 8.6086 | 0 | 0 | 0 | 0 | -271.49 | -73.4515 | -186.8114 | -189.2312 | 0.39155 | 0.40913 | 0.40018 | 0.37917 | -106.3014 | -30.0514 | -74.759 | -71.7513
5 | 23 | 1 | 525.909 | 530.0125 | 532.7398 | 615.9013 | 378.8299 | 100.3275 | 0 | 0 | 42.5733 | 121.1496 | 114.1415 | 113.4611 | 0 | 0 | 0 | 0 | 392.7852 | 400.5513 | 610.3541 | 714.6094 | 0 | 0 | 0 | 0 | -0.020238 | 3.6183 | 10.2521 | 14.0255 | 0 | 0 | 0 | 0 | -288.2593 | -95.6342 | -202.008 | -226.1946 | 0.39346 | 0.40712 | 0.39915 | 0.37525 | -113.4185 | -38.9347 | -80.6309 | -84.8799
5 | 23 | 2 | 496.578 | 497.5797 | 496.8544 | 571.44 | 378.8299 | 100.3275 | 0 | 0 | 43.0921 | 121.2122 | 119.4758 | 111.6037 | 0 | 0 | 0 | 0 | 337.2698 | 331.9014 | 541.2654 | 646.6789 | 0 | 0 | 0 | 0 | -0.18755 | 3.8748 | 6.5564 | 0.50268 | 0 | 0 | 0 | 0 | -262.4263 | -59.7362 | -170.4432 | -187.3452 | 0.39324 | 0.40518 | 0.39871 | 0.37205 | -103.1966 | -24.2041 | -67.9566 | -69.701
5 | 23 | 3 | 478.717 | 477.0347 | 473.3229 | 541.6792 | 378.8299 | 100.3275 | 0 | 0 | 41.7133 | 107.4109 | 112.6329 | 110.1089 | 0 | 0 | 0 | 0 | 288.402 | 272.8268 | 482.7269 | 597.6983 | 0 | 0 | 0 | 0 | -0.21706 | 8.8663 | 8.7443 | 4.6116 | 0 | 0 | 0 | 0 | -230.0112 | -12.3968 | -130.7812 | -170.7397 | 0.40479 | 0.40648 | 0.39859 | 0.37175 | -93.1068 | -5.039 | -52.1285 | -63.4724
5 | 23 | 4 | 472.7208 | 468.2286 | 461.2604 | 524.7369 | 378.8299 | 100.3275 | 0 | 0 | 43.1812 | 110.3716 | 108.294 | 110.2082 | 0 | 0 | 0 | 0 | 271.5993 | 253.3408 | 453.7895 | 570.9444 | 0 | 0 | 0 | 0 | -0.2536 | 8.1347 | 8.5448 | 3.5176 | 0 | 0 | 0 | 0 | -220.636 | -3.946 | -109.3678 | -159.9333 | 0.39239 | 0.40724 | 0.39885 | 0.37249 | -86.5759 | -1.607 | -43.6209 | -59.5736
5 | 23 | 5 | 475.318 | 468.5859 | 459.0029 | 519.6987 | 378.8299 | 100.3275 | 0 | 0 | 46.1388 | 114.7092 | 113.7807 | 106.5526 | 0 | 0 | 0 | 0 | 296.3436 | 282.6209 | 483.204 | 589.8693 | 0 | 0 | 0 | 0 | -0.20277 | 10.1809 | 15.0225 | -7.0269 | 0 | 0 | 0 | 0 | -245.7916 | -39.2526 | -153.0043 | -169.6962 | 0.39799 | 0.40903 | 0.40099 | 0.37782 | -97.8234 | -16.0554 | -61.3533 | -64.1155
5 | 23 | 6 | 506.3507 | 496.7807 | 483.7202 | 544.8189 | 378.8299 | 100.3275 | 0 | 0 | 52.3482 | 104.7844 | 102.3239 | 89.5325 | 0 | 0 | 0 | 0 | 276.6513 | 398.2563 | 615.3834 | 721.1917 | 0 | 0 | 0 | 0 | -0.08469 | -1.7433 | -0.041129 | -6.8127 | 0 | 0 | 0 | 0 | -201.394 | -104.8442 | -233.9461 | -259.0926 | 0.39817 | 0.40695 | 0.39923 | 0.37497 | -80.1886 | -42.6664 | -93.3985 | -97.1516
5 | 23 | 7 | 571.4162 | 561.1631 | 547.2095 | 617.3545 | 378.8299 | 100.3275 | 0 | 0 | 47.6811 | 84.3854 | 89.0332 | 81.3229 | 0 | 0 | 0 | 0 | 312.7995 | 597.8167 | 821.6333 | 939.2444 | 0 | 0 | 0 | 0 | -0.0050701 | -2.4806 | -0.86168 | -0.11507 | 0 | 0 | 0 | 0 | -167.8893 | -218.886 | -362.5954 | -403.0977 | 0.39621 | 0.33259 | 0.32125 | 0.38231 | -66.519 | -72.7995 | -116.4822 | -154.1101
5 | 23 | 8 | 632.2675 | 621.9581 | 607.7759 | 687.0068 | 378.8299 | 100.3275 | 0 | 0 | 44.9886 | 82.7185 | 80.6644 | 83.1205 | 0 | 0 | 0 | 0 | 397.8286 | 806.5782 | 1036.9586 | 1158.0014 | 0 | 0 | 0 | 0 | -0.15686 | -3.0389 | -3.7065 | -1.3191 | 0 | 0 | 0 | 0 | -189.2227 | -364.6271 | -506.1406 | -552.796 | 0.38794 | 0.32023 | 0.31429 | 0.32105 | -73.4062 | -116.7664 | -159.0731 | -177.4754
5 | 23 | 9 | 659.967 | 650.8253 | 637.8924 | 722.8428 | 378.8299 | 100.3275 | 0 | 0 | 44.2317 | 78.3755 | 77.8445 | 82.1481 | 0 | 0 | 0 | 0 | 457.3298 | 945.2545 | 1189.6524 | 1302.166 | 0 | 0 | 0 | 0 | 0.034691 | -9.5907 | -6.2198 | -13.9873 | 0 | 0 | 0 | 0 | -220.459 | -463.5415 | -623.3847 | -647.4841 | 0.39364 | 0.24286 | 0.23968 | 0 | -86.7816 | -112.5764 | -149.4098 | 0
5 | 23 | 10 | 688.7865 | 680.4707 | 668.4783 | 759.0941 | 378.8299 | 100.3275 | 0 | 0 | 43.3602 | 75.401 | 80.2986 | 79.0574 | 0 | 0 | 0 | 0 | 482.0316 | 994.2533 | 1242.5677 | 1338.305 | 0 | 0 | 0 | 0 | -0.2016 | -11.4667 | -29.8685 | -43.0159 | 0 | 0 | 0 | 0 | -215.2336 | -478.0444 | -624.5195 | -615.2525 | 0.31441 | 0.24286 | 0.24286 | 0 | -67.6723 | -116.0986 | -151.6715 | 0
5 | 23 | 11 | 714.0052 | 707.231 | 697.0518 | 793.8878 | 378.8299 | 100.3275 | 0 | 0 | 46.5387 | 75.8002 | 75.5005 | 76.1489 | 0 | 0 | 0 | 0 | 450.4627 | 975.2084 | 1210.4737 | 1292.5536 | 0 | 0 | 0 | 0 | -0.39471 | -11.9055 | -23.8123 | -46.3766 | 0 | 0 | 0 | 0 | -161.4314 | -432.1997 | -565.1102 | -528.4381 | 0.31687 | 0.24286 | 0.24286 | 0 | -51.1525 | -104.9647 | -137.2432 | 0
5 | 23 | 12 | 728.917 | 723.2678 | 714.364 | 815.0528 | 378.8299 | 100.3275 | 0 | 0 | 42.9242 | 73.2668 | 73.5249 | 75.7314 | 0 | 0 | 0 | 0 | 427.551 | 959.6657 | 1186.2873 | 1267.2678 | 0 | 0 | 0 | 0 | -0.068077 | -9.7855 | -23.8164 | -47.4036 | 0 | 0 | 0 | 0 | -120.32 | -400.2067 | -521.6317 | -480.5427 | 0.30984 | 0.24286 | 0.24286 | 0 | -37.2796 | -97.1948 | -126.6841 | 0
5 | 23 | 13 | 739.1531 | 735.5997 | 729.0629 | 834.1252 | 378.8299 | 100.3275 | 0 | 0 | 41.4226 | 75.9255 | 75.8011 | 75.4661 | 0 | 0 | 0 | 0 | 391.1715 | 908.4769 | 1128.1392 | 1207.4772 | 0 | 0 | 0 | 0 | -0.068077 | -8.4438 | -22.4356 | -43.1689 | 0 | 0 | 0 | 0 | -72.2029 | -340.6863 | -452.4418 | -405.6492 | 0.31489 | 0.24286 | 0.24286 | 0 | -22.736 | -82.7396 | -109.8805 | 0
5 | 23 | 14 | 749.8181 | 747.9335 | 743.3036 | 852.31 | 378.8299 | 100.3275 | 0 | 0 | 43.57 | 76.7095 | 77.092 | 77.3168 | 0 | 0 | 0 | 0 | 370.1246 | 886.6371 | 1095.183 | 1170.4188 | 0 | 0 | 0 | 0 | -0.22898 | -5.8252 | -10.0792 | -25.1387 | 0 | 0 | 0 | 0 | -42.4775 | -309.9154 | -418.8922 | -370.2869 | 0.31699 | 0.24286 | 0.24286 | 0 | -13.4648 | -75.2665 | -101.7326 | 0
5 | 23 | 15 | 760.1215 | 759.8237 | 757.021 | 869.8437 | 378.8299 | 100.3275 | 0 | 0 | 49.559 | 76.9135 | 78.0963 | 79.9828 | 0 | 0 | 0 | 0 | 338.8153 | 823.245 | 1025.7097 | 1082.9566 | 0 | 0 | 0 | 0 | -0.28023 | -2.4994 | -5.1794 | -10.3031 | 0 | 0 | 0 | 0 | -6.8025 | -238.1629 | -341.6055 | -282.7926 | 0.31618 | 0.24027 | 0.2402 | 0.19462 | -2.1508 | -57.2235 | -82.0525 | -55.0371
5 | 23 | 16 | 763.9365 | 766.9158 | 767.84 | 885.6487 | 378.8299 | 100.3275 | 0 | 0 | 47.5441 | 78.8753 | 82.7231 | 87.4909 | 0 | 0 | 0 | 0 | 302.8956 | 736.3616 | 929.2946 | 975.367 | 0 | 0 | 0 | 0 | -0.068077 | -2.5767 | -1.1152 | -5.6457 | 0 | 0 | 0 | 0 | 34.7349 | -146.0718 | -243.0625 | -171.5635 | 0.32103 | 0.24715 | 0.22975 | 0.24005 | 11.1508 | -36.1021 | -55.8434 | -41.1836
5 | 23 | 17 | 763.806 | 769.9079 | 774.3801 | 896.3364 | 378.8299 | 100.3275 | 0 | 0 | 47.4816 | 80.9202 | 85.1943 | 83.4467 | 0 | 0 | 0 | 0 | 275.1824 | 613.3815 | 784.5955 | 816.4166 | 141.5984 | 151.5027 | 151.5027 | 151.5027 | -0.15904 | -0.48919 | -1.6487 | -4.2391 | 0 | 0 | 0 | 0 | -79.1273 | -175.7349 | -245.2638 | -150.7905 | 0.39785 | 0.24634 | 0.32048 | 0.23372 | -31.4809 | -43.291 | -78.6034 | -35.2434
5 | 23 | 18 | 760.026 | 769.1485 | 776.9462 | 902.0378 | 378.8299 | 100.3275 | 0 | 0 | 52.2842 | 88.8439 | 83.5552 | 88.4814 | 0 | 0 | 0 | 0 | 284.4022 | 508.071 | 645.9813 | 678.3174 | 141.5984 | 151.5027 | 151.5027 | 151.5027 | -0.067616 | -1.7127 | -4.1648 | 2.3278 | 0 | 0 | 0 | 0 | -97.0211 | -77.8838 | -99.9282 | -18.5915 | 0.40002 | 0.33194 | 0.39565 | 0.38633 | -38.8105 | -25.853 | -39.5365 | -7.1824
5 | 23 | 19 | 745.0273 | 755.2227 | 764.0587 | 887.697 | 378.8299 | 100.3275 | 0 | 0 | 58.7027 | 108.6673 | 103.9357 | 107.6372 | 0 | 0 | 0 | 0 | 227.4056 | 307.8788 | 401.6274 | 432.5131 | 141.5984 | 151.5027 | 151.5027 | 151.5027 | -0.0079506 | -2.0526 | 1.6241 | 26.8535 | 0 | 0 | 0 | 0 | -61.5014 | 88.899 | 105.3688 | 169.1905 | 0.40291 | 0.40667 | 0.40013 | 0.39254 | -24.7798 | 36.153 | 42.1617 | 66.4132
5 | 23 | 20 | 739.9787 | 750.7084 | 760.1471 | 883.6826 | 378.8299 | 100.3275 | 0 | 0 | 59.6931 | 116.8492 | 115.8627 | 115.2731 | 0 | 0 | 0 | 0 | 227.1631 | 230.1427 | 296.6196 | 321.7864 | 141.5984 | 151.5027 | 151.5027 | 151.5027 | 0.39438 | 3.3703 | 1.4917 | 17.279 | 0 | 0 | 0 | 0 | -67.7002 | 148.516 | 194.6703 | 277.8414 | 0.40427 | 0.42028 | 0.41111 | 0.39531 | -27.3694 | 62.4185 | 80.0316 | 109.8329
5 | 23 | 21 | 769.0655 | 781.5416 | 793.1793 | 924.2613 | 378.8299 | 100.3275 | 0 | 0 | 59.2887 | 119.4279 | 119.1081 | 118.4825 | 0 | 0 | 0 | 0 | 224.4195 | 224.9335 | 282.2137 | 304.2638 | 141.5984 | 151.5027 | 151.5027 | 151.5027 | 0.55064 | 2.446 | 10.4374 | 34.2222 | 0 | 0 | 0 | 0 | -35.6216 | 182.904 | 229.9174 | 315.7901 | 0.40188 | 0.40772 | 0.40034 | 0.39234 | -14.3156 | 74.5729 | 92.0448 | 123.8956
5 | 23 | 22 | 738.7572 | 752.2053 | 765.2412 | 893.666 | 378.8299 | 100.3275 | 0 | 0 | 57.8762 | 118.1299 | 117.1825 | 121.077 | 0 | 0 | 0 | 0 | 212.3935 | 210.9356 | 265.5251 | 288.5889 | 141.5984 | 151.5027 | 151.5027 | 151.5027 | 0.33042 | 1.4215 | 6.4459 | 11.3877 | 0 | 0 | 0 | 0 | -52.2712 | 169.8879 | 224.585 | 321.1097 | 0.39659 | 0.40366 | 0.39544 | 0.38685 | -20.7302 | 68.5764 | 88.8091 | 124.2208
5 | 23 | 23 | 662.6387 | 674.7583 | 686.4455 | 801.5133 | 378.8299 | 100.3275 | 0 | 0 | 48.6124 | 116.0697 | 118.8138 | 125.1093 | 0 | 0 | 0 | 0 | 178.9566 | 175.2896 | 224.1079 | 249.2998 | 0 | 0 | 0 | 0 | 0.03126 | 4.3011 | 6.0328 | 39.0203 | 0 | 0 | 0 | 0 | 56.2085 | 278.7705 | 337.4911 | 388.0838 | 0.39616 | 0.40557 | 0.39781 | 0.38169 | 22.2674 | 113.0604 | 134.2557 | 148.1282
5 | 23 | 24 | 582.9009 | 590.9153 | 597.9848 | 695.093 | 378.8299 | 100.3275 | 0 | 0 | 46.6811 | 114.6293 | 116.6666 | 122.7856 | 0 | 0 | 0 | 0 | 129.2796 | 123.2257 | 166.128 | 190.7498 | 0 | 0 | 0 | 0 | 0.069962 | 6.5012 | 13.7522 | 8.6086 | 0 | 0 | 0 | 0 | 28.0403 | 246.2315 | 301.4381 | 372.949 | 0.39155 | 0.40913 | 0.40018 | 0.37917 | 10.9791 | 100.7414 | 120.6307 | 141.4122
5 | 24 | 1 | 530.1221 | 534.3509 | 537.2269 | 621.2392 | 378.8299 | 100.3275 | 0 | 0 | 42.5733 | 121.1496 | 114.1415 | 113.4611 | 0 | 0 | 0 | 0 | 117.6473 | 105.5194 | 143.1245 | 162.5134 | 0 | 0 | 0 | 0 | -0.020238 | 3.6183 | 10.2521 | 14.0255 | 0 | 0 | 0 | 0 | -8.9082 | 203.736 | 269.7087 | 331.2393 | 0.39346 | 0.40712 | 0.39915 | 0.37525 | -3.505 | 82.9452 | 107.6534 | 124.2981
5 | 24 | 2 | 501.1369 | 502.2703 | 501.7013 | 577.2021 | 378.8299 | 100.3275 | 0 | 0 | 43.0921 | 121.2122 | 119.4758 | 111.6037 | 0 | 0 | 0 | 0 | 108.0748 | 94.6536 | 154.679 | 179.4364 | 0 | 0 | 0 | 0 | -0.18755 | 3.8748 | 6.5564 | 0.50268 | 0 | 0 | 0 | 0 | -28.6724 | 182.2022 | 220.9901 | 285.6593 | 0.39324 | 0.40518 | 0.39871 | 0.37205 | -11.2752 | 73.8254 | 88.11 | 106.2784
5 | 24 | 3 | 484.5057 | 482.989 | 479.4734 | 548.9892 | 378.8299 | 100.3275 | 0 | 0 | 41.7133 | 107.4109 | 112.6329 | 110.1089 | 0 | 0 | 0 | 0 | 100.5986 | 87.8826 | 151.6321 | 174.3506 | 0 | 0 | 0 | 0 | -0.21706 | 8.8663 | 8.7443 | 4.6116 | 0 | 0 | 0 | 0 | -36.4191 | 178.5017 | 206.4641 | 259.918 | 0.40479 | 0.40648 | 0.39859 | 0.37175 | -14.7422 | 72.5572 | 82.2952 | 96.6244
5 | 24 | 4 | 478.7192 | 474.3971 | 467.6305 | 532.3065 | 378.8299 | 100.3275 | 0 | 0 | 43.1812 | 110.3716 | 108.294 | 110.2082 | 0 | 0 | 0 | 0 | 104.465 | 91.8306 | 156.4553 | 178.3675 | 0 | 0 | 0 | 0 | -0.2536 | 8.1347 | 8.5448 | 3.5176 | 0 | 0 | 0 | 0 | -47.5033 | 163.7328 | 194.3365 | 240.2131 | 0.39239 | 0.40724 | 0.39885 | 0.37249 | -18.64 | 66.6784 | 77.5102 | 89.4771
5 | 24 | 5 | 480.7399 | 474.1559 | 464.7479 | 526.5196 | 378.8299 | 100.3275 | 0 | 0 | 46.1388 | 114.7092 | 113.7807 | 106.5526 | 0 | 0 | 0 | 0 | 106.781 | 97.7997 | 152.2774 | 169.3496 | 0 | 0 | 0 | 0 | -0.20277 | 10.1809 | 15.0225 | -7.0269 | 0 | 0 | 0 | 0 | -50.807 | 151.1386 | 183.6674 | 257.6443 | 0.39799 | 0.40903 | 0.40099 | 0.37782 | -20.2209 | 61.8199 | 73.649 | 97.3444
5 | 24 | 6 | 513.2848 | 503.905 | 491.0695 | 553.5455 | 378.8299 | 100.3275 | 0 | 0 | 52.3482 | 104.7844 | 102.3239 | 89.5325 | 0 | 0 | 0 | 0 | 112.1094 | 223.9675 | 284.6225 | 289.0568 | 0 | 0 | 0 | 0 | -0.08469 | -1.7433 | -0.041129 | -6.8127 | 0 | 0 | 0 | 0 | -29.918 | 76.5689 | 104.1642 | 181.769 | 0.39817 | 0.40695 | 0.39923 | 0.37497 | -11.9124 | 31.1598 | 41.5856 | 68.1577
5 | 24 | 7 | 579.9424 | 569.9153 | 556.2285 | 628.0556 | 378.8299 | 100.3275 | 0 | 0 | 47.6811 | 84.3854 | 89.0332 | 81.3229 | 0 | 0 | 0 | 0 | 128.4689 | 372.1969 | 447.523 | 450.4945 | 0 | 0 | 0 | 0 | -0.0050701 | -2.4806 | -0.86168 | -0.11507 | 0 | 0 | 0 | 0 | 24.9676 | 15.4861 | 20.534 | 96.3532 | 0.39621 | 0.33259 | 0.32125 | 0.38231 | 9.8923 | 5.1505 | 6.5965 | 36.8372
5 | 24 | 8 | 639.0361 | 628.9094 | 614.9431 | 695.5141 | 378.8299 | 100.3275 | 0 | 0 | 44.9886 | 82.7185 | 80.6644 | 83.1205 | 0 | 0 | 0 | 0 | 194.1686 | 548.9371 | 647.4182 | 662.1121 | 0 | 0 | 0 | 0 | -0.15686 | -3.0389 | -3.7065 | -1.3191 | 0 | 0 | 0 | 0 | 21.2059 | -100.0347 | -109.433 | -48.3994 | 0.38794 | 0.32023 | 0.31429 | 0.32105 | 8.2265 | -32.0346 | -34.3933 | -15.5386
5 | 24 | 9 | 670.1932 | 661.3373 | 648.7429 | 735.732 | 378.8299 | 100.3275 | 0 | 0 | 44.2317 | 78.3755 | 77.8445 | 82.1481 | 0 | 0 | 0 | 0 | 255.7257 | 702.7444 | 837.4224 | 869.0836 | 0 | 0 | 0 | 0 | 0.034691 | -9.5907 | -6.2198 | -13.9873 | 0 | 0 | 0 | 0 | -8.6288 | -210.5194 | -260.3042 | -201.5124 | 0.39364 | 0.24286 | 0.23968 | 0 | -3.3966 | -51.1271 | -62.3885 | 0
5 | 24 | 10 | 699.493 | 691.4815 | 679.8497 | 772.6071 | 378.8299 | 100.3275 | 0 | 0 | 43.3602 | 75.401 | 80.2986 | 79.0574 | 0 | 0 | 0 | 0 | 296.3278 | 790.7334 | 937.971 | 984.3908 | 0 | 0 | 0 | 0 | -0.2016 | -11.4667 | -29.8685 | -43.0159 | 0 | 0 | 0 | 0 | -18.8232 | -263.5136 | -308.5515 | -247.8252 | 0.31441 | 0.24286 | 0.24286 | 0 | -5.9183 | -63.9973 | -74.9352 | 0
5 | 24 | 11 | 725.3989 | 718.9492 | 709.1548 | 808.2711 | 378.8299 | 100.3275 | 0 | 0 | 46.5387 | 75.8002 | 75.5005 | 76.1489 | 0 | 0 | 0 | 0 | 323.0579 | 839.8228 | 991.924 | 1046.6329 | 0 | 0 | 0 | 0 | -0.39471 | -11.9055 | -23.8123 | -46.3766 | 0 | 0 | 0 | 0 | -22.6329 | -285.0958 | -334.4575 | -268.134 | 0.31687 | 0.24286 | 0.24286 | 0 | -7.1716 | -69.2388 | -81.2267 | 0
5 | 24 | 12 | 743.3571 | 738.1224 | 729.7102 | 833.2936 | 378.8299 | 100.3275 | 0 | 0 | 42.9242 | 73.2668 | 73.5249 | 75.7314 | 0 | 0 | 0 | 0 | 333.5211 | 852.0943 | 1005.8283 | 1062.3799 | 0 | 0 | 0 | 0 | -0.068077 | -9.7855 | -23.8164 | -47.4036 | 0 | 0 | 0 | 0 | -11.85 | -277.7807 | -325.8266 | -257.4141 | 0.30984 | 0.24286 | 0.24286 | 0 | -3.6716 | -67.4622 | -79.1306 | 0
5 | 24 | 13 | 750.6506 | 747.4288 | 741.2852 | 848.6545 | 378.8299 | 100.3275 | 0 | 0 | 41.4226 | 75.9255 | 75.8011 | 75.4661 | 0 | 0 | 0 | 0 | 332.9905 | 840.6724 | 993.687 | 1050.2786 | 0 | 0 | 0 | 0 | -0.068077 | -8.4438 | -22.4356 | -43.1689 | 0 | 0 | 0 | 0 | -2.5243 | -261.0527 | -305.7673 | -233.9213 | 0.31489 | 0.24286 | 0.24286 | 0 | -0.79488 | -63.3997 | -74.259 | 0
5 | 24 | 14 | 766.0053 | 764.5861 | 760.508 | 872.7603 | 378.8299 | 100.3275 | 0 | 0 | 43.57 | 76.7095 | 77.092 | 77.3168 | 0 | 0 | 0 | 0 | 326.9914 | 831.5718 | 987.1482 | 1044.341 | 0 | 0 | 0 | 0 | -0.22898 | -5.8252 | -10.0792 | -25.1387 | 0 | 0 | 0 | 0 | 16.8429 | -238.1975 | -293.653 | -223.7587 | 0.31699 | 0.24286 | 0.24286 | 0 | 5.339 | -57.849 | -71.3169 | 0
5 | 24 | 15 | 773.063 | 773.1454 | 770.7941 | 886.2236 | 378.8299 | 100.3275 | 0 | 0 | 49.559 | 76.9135 | 78.0963 | 79.9828 | 0 | 0 | 0 | 0 | 300.4409 | 778.8011 | 930.5545 | 985.9154 | 0 | 0 | 0 | 0 | -0.28023 | -2.4994 | -5.1794 | -10.3031 | 0 | 0 | 0 | 0 | 44.5135 | -180.3973 | -232.6772 | -169.3715 | 0.31618 | 0.24027 | 0.2402 | 0.19462 | 14.0742 | -43.3442 | -55.8883 | -32.9631
5 | 24 | 16 | 773.9143 | 777.1871 | 778.4596 | 898.2787 | 378.8299 | 100.3275 | 0 | 0 | 47.5441 | 78.8753 | 82.7231 | 87.4909 | 0 | 0 | 0 | 0 | 266.9068 | 711.2414 | 858.0045 | 912.7431 | 0 | 0 | 0 | 0 | -0.068077 | -2.5767 | -1.1152 | -5.6457 | 0 | 0 | 0 | 0 | 80.7015 | -110.6803 | -161.1527 | -96.3097 | 0.32103 | 0.24715 | 0.22975 | 0.24005 | 25.9072 | -27.355 | -37.0247 | -23.119
5 | 24 | 17 | 776.843 | 783.3141 | 788.2238 | 912.7864 | 378.8299 | 100.3275 | 0 | 0 | 47.4816 | 80.9202 | 85.1943 | 83.4467 | 0 | 0 | 0 | 0 | 223.6379 | 580.7765 | 714.1329 | 773.6644 | 141.5984 | 151.5027 | 151.5027 | 151.5027 | -0.15904 | -0.48919 | -1.6487 | -4.2391 | 0 | 0 | 0 | 0 | -14.5457 | -129.7237 | -160.9575 | -91.5884 | 0.39785 | 0.24634 | 0.32048 | 0.23372 | -5.787 | -31.9565 | -51.5845 | -21.4064
5 | 24 | 18 | 769.5261 | 778.922 | 787.044 | 914.041 | 378.8299 | 100.3275 | 0 | 0 | 52.2842 | 88.8439 | 83.5552 | 88.4814 | 0 | 0 | 0 | 0 | 206.1037 | 452.7959 | 573.3062 | 625.6534 | 141.5984 | 151.5027 | 151.5027 | 151.5027 | -0.067616 | -1.7127 | -4.1648 | 2.3278 | 0 | 0 | 0 | 0 | -9.2225 | -12.8352 | -17.1553 | 46.0757 | 0.40002 | 0.33194 | 0.39565 | 0.38633 | -3.6892 | -4.2606 | -6.7875 | 17.8004
5 | 24 | 19 | 750.1033 | 760.4437 | 769.4516 | 894.1064 | 378.8299 | 100.3275 | 0 | 0 | 58.7027 | 108.6673 | 103.9357 | 107.6372 | 0 | 0 | 0 | 0 | 251.6864 | 355.0024 | 459.1774 | 498.2392 | 141.5984 | 151.5027 | 151.5027 | 151.5027 | -0.0079506 | -2.0526 | 1.6241 | 26.8535 | 0 | 0 | 0 | 0 | -80.7062 | 46.9964 | 53.2117 | 109.8738 | 0.40291 | 0.40667 | 0.40013 | 0.39254 | -32.5177 | 19.1122 | 21.2918 | 43.1293
5 | 24 | 20 | 745.8419 | 756.7384 | 766.3746 | 891.0832 | 378.8299 | 100.3275 | 0 | 0 | 59.6931 | 116.8492 | 115.8627 | 115.2731 | 0 | 0 | 0 | 0 | 379.753 | 399.3122 | 522.7838 | 558.8888 | 141.5984 | 151.5027 | 151.5027 | 151.5027 | 0.39438 | 3.3703 | 1.4917 | 17.279 | 0 | 0 | 0 | 0 | -214.4269 | -14.6236 | -25.2664 | 48.1395 | 0.40427 | 0.42028 | 0.41111 | 0.39531 | -86.687 | -6.146 | -10.3874 | 19.0299
5 | 24 | 21 | 773.8707 | 786.4901 | 798.2981 | 930.3511 | 378.8299 | 100.3275 | 0 | 0 | 59.2887 | 119.4279 | 119.1081 | 118.4825 | 0 | 0 | 0 | 0 | 446.8474 | 458.9687 | 590.8369 | 635.9802 | 141.5984 | 151.5027 | 151.5027 | 151.5027 | 0.55064 | 2.446 | 10.4374 | 34.2222 | 0 | 0 | 0 | 0 | -253.2443 | -46.1827 | -73.5871 | -9.8365 | 0.40188 | 0.40772 | 0.40034 | 0.39234 | -101.7739 | -18.8294 | -29.4597 | -3.8592
5 | 24 | 22 | 746.0831 | 759.7454 | 773.0355 | 902.9346 | 378.8299 | 100.3275 | 0 | 0 | 57.8762 | 118.1299 | 117.1825 | 121.077 | 0 | 0 | 0 | 0 | 409.9156 | 421.0263 | 545.8781 | 604.3014 | 141.5984 | 151.5027 | 151.5027 | 151.5027 | 0.33042 | 1.4215 | 6.4459 | 11.3877 | 0 | 0 | 0 | 0 | -242.4673 | -32.6626 | -47.9737 | 14.6657 | 0.39659 | 0.40366 | 0.39544 | 0.38685 | -96.1601 | -13.1845 | -18.9706 | 5.6734
5 | 24 | 23 | 665.233 | 677.431 | 689.2114 | 804.8049 | 378.8299 | 100.3275 | 0 | 0 | 48.6124 | 116.0697 | 118.8138 | 125.1093 | 0 | 0 | 0 | 0 | 375.1372 | 380.527 | 481.2828 | 548.563 | 0 | 0 | 0 | 0 | 0.03126 | 4.3011 | 6.0328 | 39.0203 | 0 | 0 | 0 | 0 | -137.3778 | 76.2057 | 83.082 | 92.1122 | 0.39616 | 0.40557 | 0.39781 | 0.38169 | -54.4231 | 30.9066 | 33.0505 | 35.1584
5 | 24 | 24 | 588.0021 | 596.1642 | 603.4089 | 701.5415 | 378.8299 | 100.3275 | 0 | 0 | 46.6811 | 114.6293 | 116.6666 | 122.7856 | 0 | 0 | 0 | 0 | 344.0385 | 343.3778 | 423.8551 | 496.6789 | 0 | 0 | 0 | 0 | 0.069962 | 6.5012 | 13.7522 | 8.6086 | 0 | 0 | 0 | 0 | -181.6173 | 31.3284 | 49.1351 | 73.4684 | 0.39155 | 0.40913 | 0.40018 | 0.37917 | -71.1119 | 12.8175 | 19.6631 | 27.8572
5 | 25 | 1 | 534.2904 | 538.6445 | 541.6695 | 626.5256 | 378.8299 | 100.3275 | 0 | 0 | 42.5733 | 121.1496 | 114.1415 | 113.4611 | 0 | 0 | 0 | 0 | 344.2283 | 337.3937 | 411.9703 | 480.6176 | 0 | 0 | 0 | 0 | -0.020238 | 3.6183 | 10.2521 | 14.0255 | 0 | 0 | 0 | 0 | -231.3209 | -23.8446 | 5.3056 | 18.4214 | 0.39346 | 0.40712 | 0.39915 | 0.37525 | -91.0155 | -9.7076 | 2.1177 | 6.9127
5 | 25 | 2 | 502.7855 | 503.9701 | 503.462 | 579.2989 | 378.8299 | 100.3275 | 0 | 0 | 43.0921 | 121.2122 | 119.4758 | 111.6037 | 0 | 0 | 0 | 0 | 337.7624 | 326.915 | 397.3076 | 473.5384 | 0 | 0 | 0 | 0 | -0.18755 | 3.8748 | 6.5564 | 0.50268 | 0 | 0 | 0 | 0 | -256.7114 | -48.3593 | -19.8778 | -6.3459 | 0.39324 | 0.40518 | 0.39871 | 0.37205 | -100.9493 | -19.5944 | -7.9254 | -2.361
5 | 25 | 3 | 484.6556 | 483.1476 | 479.6425 | 549.1947 | 378.8299 | 100.3275 | 0 | 0 | 41.7133 | 107.4109 | 112.6329 | 110.1089 | 0 | 0 | 0 | 0 | 335.8855 | 320.9633 | 370.4573 | 448.136 | 0 | 0 | 0 | 0 | -0.21706 | 8.8663 | 8.7443 | 4.6116 | 0 | 0 | 0 | 0 | -271.556 | -54.4204 | -12.1919 | -13.6619 | 0.40479 | 0.40648 | 0.39859 | 0.37175 | -109.9238 | -22.1208 | -4.8596 | -5.0788
5 | 25 | 4 | 478.0589 | 473.7222 | 466.9385 | 531.4884 | 378.8299 | 100.3275 | 0 | 0 | 43.1812 | 110.3716 | 108.294 | 110.2082 | 0 | 0 | 0 | 0 | 266.6182 | 254.0554 | 292.7204 | 384.3368 | 0 | 0 | 0 | 0 | -0.2536 | 8.1347 | 8.5448 | 3.5176 | 0 | 0 | 0 | 0 | -210.3168 | 0.83296 | 57.3794 | 33.4257 | 0.39239 | 0.40724 | 0.39885 | 0.37249 | -82.5267 | 0.33921 | 22.8855 | 12.4507
5 | 25 | 5 | 479.587 | 472.976 | 463.5364 | 525.0858 | 378.8299 | 100.3275 | 0 | 0 | 46.1388 | 114.7092 | 113.7807 | 106.5526 | 0 | 0 | 0 | 0 | 223.2665 | 214.8551 | 246.0001 | 341.5762 | 0 | 0 | 0 | 0 | -0.20277 | 10.1809 | 15.0225 | -7.0269 | 0 | 0 | 0 | 0 | -168.4455 | 32.9033 | 88.7332 | 83.9839 | 0.39799 | 0.40903 | 0.40099 | 0.37782 | -67.0402 | 13.4583 | 35.5812 | 31.7312
5 | 25 | 6 | 508.3803 | 498.8649 | 485.869 | 547.3693 | 378.8299 | 100.3275 | 0 | 0 | 52.3482 | 104.7844 | 102.3239 | 89.5325 | 0 | 0 | 0 | 0 | 209.7073 | 318.7815 | 366.3774 | 449.5572 | 0 | 0 | 0 | 0 | -0.08469 | -1.7433 | -0.041129 | -6.8127 | 0 | 0 | 0 | 0 | -132.4205 | -23.2851 | 17.2088 | 15.0924 | 0.39817 | 0.40695 | 0.39923 | 0.37497 | -52.7255 | -9.4759 | 6.8703 | 5.6592
5 | 25 | 7 | 571.3174 | 561.0553 | 547.0906 | 617.2069 | 378.8299 | 100.3275 | 0 | 0 | 47.6811 | 84.3854 | 89.0332 | 81.3229 | 0 | 0 | 0 | 0 | 178.6065 | 440.5497 | 514.5051 | 600.2701 | 0 | 0 | 0 | 0 | -0.0050701 | -2.4806 | -0.86168 | -0.11507 | 0 | 0 | 0 | 0 | -33.7951 | -61.7267 | -55.5861 | -64.271 | 0.39621 | 0.33259 | 0.32125 | 0.38231 | -13.3899 | -20.5298 | -17.8568 | -24.5717
5 | 25 | 8 | 630.9314 | 620.5797 | 606.3471 | 685.3044 | 378.8299 | 100.3275 | 0 | 0 | 44.9886 | 82.7185 | 80.6644 | 83.1205 | 0 | 0 | 0 | 0 | 225.497 | 598.1507 | 693.3704 | 797.3615 | 0 | 0 | 0 | 0 | -0.15686 | -3.0389 | -3.7065 | -1.3191 | 0 | 0 | 0 | 0 | -18.2272 | -157.5781 | -163.9813 | -193.8585 | 0.38794 | 0.32023 | 0.31429 | 0.32105 | -7.071 | -50.462 | -51.5371 | -62.2383
5 | 25 | 9 | 667.2874 | 658.3495 | 645.6579 | 732.0667 | 378.8299 | 100.3275 | 0 | 0 | 44.2317 | 78.3755 | 77.8445 | 82.1481 | 0 | 0 | 0 | 0 | 289.0533 | 729.6886 | 843.3903 | 959.9069 | 0 | 0 | 0 | 0 | 0.034691 | -9.5907 | -6.2198 | -13.9873 | 0 | 0 | 0 | 0 | -44.8621 | -240.4514 | -269.3571 | -296.0011 | 0.39364 | 0.24286 | 0.23968 | 0 | -17.6596 | -58.3964 | -64.5582 | 0
5 | 25 | 10 | 699.9185 | 691.9193 | 680.3019 | 773.1447 | 378.8299 | 100.3275 | 0 | 0 | 43.3602 | 75.401 | 80.2986 | 79.0574 | 0 | 0 | 0 | 0 | 336.1974 | 818.3833 | 942.9528 | 1070.1616 | 0 | 0 | 0 | 0 | -0.2016 | -11.4667 | -29.8685 | -43.0159 | 0 | 0 | 0 | 0 | -58.2673 | -290.7258 | -313.0811 | -333.0584 | 0.31441 | 0.24286 | 0.24286 | 0 | -18.32 | -70.6061 | -76.0352 | 0
5 | 25 | 11 | 724.7117 | 718.2449 | 708.43 | 807.4123 | 378.8299 | 100.3275 | 0 | 0 | 46.5387 | 75.8002 | 75.5005 | 76.1489 | 0 | 0 | 0 | 0 | 358.4188 | 849.4325 | 984.5139 | 1120.354 | 0 | 0 | 0 | 0 | -0.39471 | -11.9055 | -23.8123 | -46.3766 | 0 | 0 | 0 | 0 | -58.6809 | -295.4098 | -327.7721 | -342.7141 | 0.31687 | 0.24286 | 0.24286 | 0 | -18.5941 | -71.7437 | -79.6031 | 0
5 | 25 | 12 | 742.5034 | 737.241 | 728.7958 | 832.2036 | 378.8299 | 100.3275 | 0 | 0 | 42.9242 | 73.2668 | 73.5249 | 75.7314 | 0 | 0 | 0 | 0 | 357.7165 | 847.3564 | 1000.4829 | 1141.427 | 0 | 0 | 0 | 0 | -0.068077 | -9.7855 | -23.8164 | -47.4036 | 0 | 0 | 0 | 0 | -36.8992 | -273.9242 | -321.3956 | -337.5513 | 0.30984 | 0.24286 | 0.24286 | 0 | -11.4327 | -66.5256 | -78.0545 | 0
5 | 25 | 13 | 751.6407 | 748.4471 | 742.3368 | 849.9043 | 378.8299 | 100.3275 | 0 | 0 | 41.4226 | 75.9255 | 75.8011 | 75.4661 | 0 | 0 | 0 | 0 | 340.9033 | 812.9716 | 948.3293 | 1101.3245 | 0 | 0 | 0 | 0 | -0.068077 | -8.4438 | -22.4356 | -43.1689 | 0 | 0 | 0 | 0 | -9.447 | -232.3337 | -259.3579 | -283.7174 | 0.31489 | 0.24286 | 0.24286 | 0 | -2.9748 | -56.4249 | -62.988 | 0
5 | 25 | 14 | 762.8886 | 761.3785 | 757.1926 | 868.8181 | 378.8299 | 100.3275 | 0 | 0 | 43.57 | 76.7095 | 77.092 | 77.3168 | 0 | 0 | 0 | 0 | 316.9621 | 774.4047 | 907.6799 | 1063.0912 | 0 | 0 | 0 | 0 | -0.22898 | -5.8252 | -10.0792 | -25.1387 | 0 | 0 | 0 | 0 | 23.7556 | -184.2379 | -217.5001 | -246.4512 | 0.31699 | 0.24286 | 0.24286 | 0 | 7.5302 | -44.7443 | -52.8223 | 0
5 | 25 | 15 | 770.9505 | 770.9559 | 768.5123 | 883.4946 | 378.8299 | 100.3275 | 0 | 0 | 49.559 | 76.9135 | 78.0963 | 79.9828 | 0 | 0 | 0 | 0 | 290.1598 | 733.3852 | 868.9187 | 1025.2296 | 0 | 0 | 0 | 0 | -0.28023 | -2.4994 | -5.1794 | -10.3031 | 0 | 0 | 0 | 0 | 52.6821 | -137.1709 | -173.3233 | -211.4147 | 0.31618 | 0.24027 | 0.2402 | 0.19462 | 16.657 | -32.9581 | -41.6317 | -41.1455
5 | 25 | 16 | 775.0386 | 778.3191 | 779.5993 | 899.6082 | 378.8299 | 100.3275 | 0 | 0 | 47.5441 | 78.8753 | 82.7231 | 87.4909 | 0 | 0 | 0 | 0 | 249.0317 | 627.7233 | 751.7312 | 901.6135 | 0 | 0 | 0 | 0 | -0.068077 | -2.5767 | -1.1152 | -5.6457 | 0 | 0 | 0 | 0 | 99.701 | -26.0301 | -53.7398 | -83.8505 | 0.32103 | 0.24715 | 0.22975 | 0.24005 | 32.0065 | -6.4334 | -12.3467 | -20.1282
5 | 25 | 17 | 775.5012 | 781.9122 | 786.7493 | 911.0115 | 378.8299 | 100.3275 | 0 | 0 | 47.4816 | 80.9202 | 85.1943 | 83.4467 | 0 | 0 | 0 | 0 | 228.2017 | 559.3794 | 674.884 | 798.7164 | 141.5984 | 151.5027 | 151.5027 | 151.5027 | -0.15904 | -0.48919 | -1.6487 | -4.2391 | 0 | 0 | 0 | 0 | -20.4513 | -109.7285 | -123.1831 | -118.4152 | 0.39785 | 0.24634 | 0.32048 | 0.23372 | -8.1366 | -27.0308 | -39.4783 | -27.6765
5 | 25 | 18 | 767.156 | 776.4708 | 784.4959 | 910.999 | 378.8299 | 100.3275 | 0 | 0 | 52.2842 | 88.8439 | 83.5552 | 88.4814 | 0 | 0 | 0 | 0 | 192.8656 | 410.7912 | 509.9812 | 609.9261 | 141.5984 | 151.5027 | 151.5027 | 151.5027 | -0.067616 | -1.7127 | -4.1648 | 2.3278 | 0 | 0 | 0 | 0 | 1.6455 | 26.7183 | 43.6216 | 58.7609 | 0.40002 | 0.33194 | 0.39565 | 0.38633 | 0.65823 | 8.869 | 17.2589 | 22.701
5 | 25 | 19 | 745.4416 | 755.6323 | 764.4617 | 888.1589 | 378.8299 | 100.3275 | 0 | 0 | 58.7027 | 108.6673 | 103.9357 | 107.6372 | 0 | 0 | 0 | 0 | 187.2629 | 282.1526 | 379.091 | 470.6926 | 141.5984 | 151.5027 | 151.5027 | 151.5027 | -0.0079506 | -2.0526 | 1.6241 | 26.8535 | 0 | 0 | 0 | 0 | -20.9442 | 115.0349 | 128.3082 | 131.4729 | 0.40291 | 0.40667 | 0.40013 | 0.39254 | -8.4387 | 46.7817 | 51.3405 | 51.6077
5 | 25 | 20 | 731.4047 | 741.8759 | 751.0071 | 872.8059 | 378.8299 | 100.3275 | 0 | 0 | 59.6931 | 116.8492 | 115.8627 | 115.2731 | 0 | 0 | 0 | 0 | 203.8675 | 232.845 | 350.5512 | 434.5881 | 141.5984 | 151.5027 | 151.5027 | 151.5027 | 0.39438 | 3.3703 | 1.4917 | 17.279 | 0 | 0 | 0 | 0 | -52.9785 | 136.9811 | 131.5988 | 154.163 | 0.40427 | 0.42028 | 0.41111 | 0.39531 | -21.4178 | 57.5706 | 54.1021 | 60.9419
5 | 25 | 21 | 754.5546 | 766.611 | 777.7508 | 905.9194 | 378.8299 | 100.3275 | 0 | 0 | 59.2887 | 119.4279 | 119.1081 | 118.4825 | 0 | 0 | 0 | 0 | 194.6969 | 216.5363 | 334.3722 | 410.1949 | 141.5984 | 151.5027 | 151.5027 | 151.5027 | 0.55064 | 2.446 | 10.4374 | 34.2222 | 0 | 0 | 0 | 0 | -20.4099 | 176.3706 | 162.3304 | 191.5172 | 0.40188 | 0.40772 | 0.40034 | 0.39234 | -8.2023 | 71.9091 | 64.9871 | 75.139
5 | 25 | 22 | 736.2654 | 749.6513 | 762.6139 | 890.5528 | 378.8299 | 100.3275 | 0 | 0 | 57.8762 | 118.1299 | 117.1825 | 121.077 | 0 | 0 | 0 | 0 | 189.3441 | 207.2856 | 324.8636 | 398.4607 | 141.5984 | 151.5027 | 151.5027 | 151.5027 | 0.33042 | 1.4215 | 6.4459 | 11.3877 | 0 | 0 | 0 | 0 | -31.7136 | 170.984 | 162.6192 | 208.1246 | 0.39659 | 0.40366 | 0.39544 | 0.38685 | -12.5773 | 69.0188 | 64.3056 | 80.5127
5 | 25 | 23 | 666.3897 | 678.6185 | 690.4355 | 806.2576 | 378.8299 | 100.3275 | 0 | 0 | 48.6124 | 116.0697 | 118.8138 | 125.1093 | 0 | 0 | 0 | 0 | 160.2921 | 176.1481 | 289.8407 | 362.0992 | 0 | 0 | 0 | 0 | 0.03126 | 4.3011 | 6.0328 | 39.0203 | 0 | 0 | 0 | 0 | 78.624 | 281.7722 | 275.7483 | 280.0287 | 0.39616 | 0.40557 | 0.39781 | 0.38169 | 31.1474 | 114.2778 | 109.6941 | 106.8845
5 | 25 | 24 | 594.6496 | 603.0019 | 610.4722 | 709.9365 | 378.8299 | 100.3275 | 0 | 0 | 46.6811 | 114.6293 | 116.6666 | 122.7856 | 0 | 0 | 0 | 0 | 164.6629 | 177.8806 | 282.1783 | 344.1825 | 0 | 0 | 0 | 0 | 0.069962 | 6.5012 | 13.7522 | 8.6086 | 0 | 0 | 0 | 0 | 4.4057 | 203.6633 | 197.8751 | 234.3598 | 0.39155 | 0.40913 | 0.40018 | 0.37917 | 1.725 | 83.3254 | 79.1865 | 88.8629
5 | 26 | 1 | 539.4056 | 543.8953 | 547.0801 | 632.9452 | 378.8299 | 100.3275 | 0 | 0 | 42.5733 | 121.1496 | 114.1415 | 113.4611 | 0 | 0 | 0 | 0 | 169.8628 | 181.5023 | 289.149 | 348.5923 | 0 | 0 | 0 | 0 | -0.020238 | 3.6183 | 10.2521 | 14.0255 | 0 | 0 | 0 | 0 | -51.8401 | 137.2975 | 133.5375 | 156.8664 | 0.39346 | 0.40712 | 0.39915 | 0.37525 | -20.397 | 55.8967 | 53.3011 | 58.8644
5 | 26 | 2 | 504.3502 | 505.5713 | 505.1061 | 581.2444 | 378.8299 | 100.3275 | 0 | 0 | 43.0921 | 121.2122 | 119.4758 | 111.6037 | 0 | 0 | 0 | 0 | 168.1485 | 177.8903 | 272.0396 | 322.4139 | 0 | 0 | 0 | 0 | -0.18755 | 3.8748 | 6.5564 | 0.50268 | 0 | 0 | 0 | 0 | -85.5328 | 102.2666 | 107.0343 | 146.7242 | 0.39324 | 0.40518 | 0.39871 | 0.37205 | -33.635 | 41.4368 | 42.6752 | 54.5881
5 | 26 | 3 | 484.1036 | 482.5673 | 479.0279 | 548.4514 | 378.8299 | 100.3275 | 0 | 0 | 41.7133 | 107.4109 | 112.6329 | 110.1089 | 0 | 0 | 0 | 0 | 147.2375 | 152.1649 | 216.7146 | 255.2525 | 0 | 0 | 0 | 0 | -0.21706 | 8.8663 | 8.7443 | 4.6116 | 0 | 0 | 0 | 0 | -83.4601 | 113.7977 | 140.9361 | 178.4784 | 0.40479 | 0.40648 | 0.39859 | 0.37175 | -33.784 | 46.2564 | 56.1762 | 66.3492
5 | 26 | 4 | 472.1429 | 467.621 | 460.6168 | 523.9586 | 378.8299 | 100.3275 | 0 | 0 | 43.1812 | 110.3716 | 108.294 | 110.2082 | 0 | 0 | 0 | 0 | 120.664 | 122.9222 | 176.3174 | 205.248 | 0 | 0 | 0 | 0 | -0.2536 | 8.1347 | 8.5448 | 3.5176 | 0 | 0 | 0 | 0 | -70.2786 | 125.865 | 167.4607 | 204.9847 | 0.39239 | 0.40724 | 0.39885 | 0.37249 | -27.5768 | 51.2572 | 66.7909 | 76.3548
5 | 26 | 5 | 466.0132 | 458.9845 | 449.048 | 507.8358 | 378.8299 | 100.3275 | 0 | 0 | 46.1388 | 114.7092 | 113.7807 | 106.5526 | 0 | 0 | 0 | 0 | 107.0545 | 110.3072 | 161.7715 | 187.9509 | 0 | 0 | 0 | 0 | -0.20277 | 10.1809 | 15.0225 | -7.0269 | 0 | 0 | 0 | 0 | -65.8072 | 123.4597 | 158.4734 | 220.3593 | 0.39799 | 0.40903 | 0.40099 | 0.37782 | -26.1908 | 50.4984 | 63.5464 | 83.2572
5 | 26 | 6 | 473.7065 | 463.1505 | 448.9181 | 503.4023 | 378.8299 | 100.3275 | 0 | 0 | 52.3482 | 104.7844 | 102.3239 | 89.5325 | 0 | 0 | 0 | 0 | 116.341 | 233.6023 | 302.1613 | 319.3817 | 0 | 0 | 0 | 0 | -0.08469 | -1.7433 | -0.041129 | -6.8127 | 0 | 0 | 0 | 0 | -73.7279 | 26.1797 | 44.474 | 101.3009 | 0.39817 | 0.40695 | 0.39923 | 0.37497 | -29.3561 | 10.6538 | 17.7554 | 37.9847
5 | 26 | 7 | 493.6656 | 481.1382 | 464.4856 | 518.9836 | 378.8299 | 100.3275 | 0 | 0 | 47.6811 | 84.3854 | 89.0332 | 81.3229 | 0 | 0 | 0 | 0 | 134.6356 | 393.7465 | 484.6772 | 488.3465 | 0 | 0 | 0 | 0 | -0.0050701 | -2.4806 | -0.86168 | -0.11507 | 0 | 0 | 0 | 0 | -67.476 | -94.8407 | -108.3632 | -50.5707 | 0.39621 | 0.33259 | 0.32125 | 0.38231 | -26.7345 | -31.5432 | -34.8112 | -19.3339
5 | 26 | 8 | 529.4938 | 516.2144 | 498.5097 | 557.1103 | 378.8299 | 100.3275 | 0 | 0 | 44.9886 | 82.7185 | 80.6644 | 83.1205 | 0 | 0 | 0 | 0 | 197.409 | 573.3245 | 690.4593 | 699.5402 | 0 | 0 | 0 | 0 | -0.15686 | -3.0389 | -3.7065 | -1.3191 | 0 | 0 | 0 | 0 | -91.5768 | -237.1171 | -268.9075 | -224.2313 | 0.38794 | 0.32023 | 0.31429 | 0.32105 | -35.5259 | -75.9332 | -84.5139 | -71.9896
5 | 26 | 9 | 574.6852 | 563.0716 | 547.2065 | 615.027 | 378.8299 | 100.3275 | 0 | 0 | 44.2317 | 78.3755 | 77.8445 | 82.1481 | 0 | 0 | 0 | 0 | 259.3374 | 703.3382 | 834.2837 | 848.8123 | 0 | 0 | 0 | 0 | 0.034691 | -9.5907 | -6.2198 | -13.9873 | 0 | 0 | 0 | 0 | -107.7485 | -309.3789 | -358.7019 | -301.9461 | 0.39364 | 0.24286 | 0.23968 | 0 | -42.4142 | -75.1362 | -85.972 | 0
5 | 26 | 10 | 614.0542 | 603.5658 | 588.9957 | 664.5911 | 378.8299 | 100.3275 | 0 | 0 | 43.3602 | 75.401 | 80.2986 | 79.0574 | 0 | 0 | 0 | 0 | 298.1065 | 781.3286 | 914.7318 | 936.5763 | 0 | 0 | 0 | 0 | -0.2016 | -11.4667 | -29.8685 | -43.0159 | 0 | 0 | 0 | 0 | -106.0408 | -342.0246 | -376.1663 | -308.0267 | 0.31441 | 0.24286 | 0.24286 | 0 | -33.3406 | -83.0646 | -91.3562 | 0
5 | 26 | 11 | 642.7574 | 633.9107 | 621.2727 | 703.7872 | 378.8299 | 100.3275 | 0 | 0 | 46.5387 | 75.8002 | 75.5005 | 76.1489 | 0 | 0 | 0 | 0 | 321.0296 | 826.5682 | 956.7669 | 990.8266 | 0 | 0 | 0 | 0 | -0.39471 | -11.9055 | -23.8123 | -46.3766 | 0 | 0 | 0 | 0 | -103.2461 | -356.8796 | -387.1824 | -316.8117 | 0.31687 | 0.24286 | 0.24286 | 0 | -32.7154 | -86.6723 | -94.0315 | 0
5 | 26 | 12 | 657.2527 | 649.5249 | 638.1555 | 724.4478 | 378.8299 | 100.3275 | 0 | 0 | 42.9242 | 73.2668 | 73.5249 | 75.7314 | 0 | 0 | 0 | 0 | 334.3513 | 841.6932 | 972.7375 | 1019.4881 | 0 | 0 | 0 | 0 | -0.068077 | -9.7855 | -23.8164 | -47.4036 | 0 | 0 | 0 | 0 | -98.7847 | -355.977 | -384.2904 | -323.3681 | 0.30984 | 0.24286 | 0.24286 | 0 | -30.6072 | -86.4531 | -93.3292 | 0
5 | 26 | 13 | 671.0499 | 665.5131 | 656.6229 | 747.9923 | 378.8299 | 100.3275 | 0 | 0 | 41.4226 | 75.9255 | 75.8011 | 75.4661 | 0 | 0 | 0 | 0 | 342.2112 | 849.9257 | 992.9311 | 1049.8142 | 0 | 0 | 0 | 0 | -0.068077 | -8.4438 | -22.4356 | -43.1689 | 0 | 0 | 0 | 0 | -91.3457 | -352.2218 | -389.6737 | -334.1191 | 0.31489 | 0.24286 | 0.24286 | 0 | -28.7639 | -85.5411 | -94.6366 | 0
5 | 26 | 14 | 677.1238 | 673.1265 | 665.99 | 760.3866 | 378.8299 | 100.3275 | 0 | 0 | 43.57 | 76.7095 | 77.092 | 77.3168 | 0 | 0 | 0 | 0 | 341.1921 | 848.5399 | 1012.9529 | 1083.1062 | 0 | 0 | 0 | 0 | -0.22898 | -5.8252 | -10.0792 | -25.1387 | 0 | 0 | 0 | 0 | -86.2392 | -346.6252 | -413.9757 | -374.8976 | 0.31699 | 0.24286 | 0.24286 | 0 | -27.3368 | -84.1819 | -100.5386 | 0
5 | 26 | 15 | 686.7562 | 684.328 | 678.9979 | 777.0785 | 378.8299 | 100.3275 | 0 | 0 | 49.559 | 76.9135 | 78.0963 | 79.9828 | 0 | 0 | 0 | 0 | 351.7994 | 851.9729 | 1003.234 | 1069.4815 | 0 | 0 | 0 | 0 | -0.28023 | -2.4994 | -5.1794 | -10.3031 | 0 | 0 | 0 | 0 | -93.1519 | -342.3866 | -397.1529 | -362.0827 | 0.31618 | 0.24027 | 0.2402 | 0.19462 | -29.4527 | -82.2654 | -95.3948 | -70.4685
5 | 26 | 16 | 693.8093 | 694.7528 | 693.2619 | 796.9802 | 378.8299 | 100.3275 | 0 | 0 | 47.5441 | 78.8753 | 82.7231 | 87.4909 | 0 | 0 | 0 | 0 | 394.4117 | 855.0747 | 1018.1102 | 1080.9323 | 0 | 0 | 0 | 0 | -0.068077 | -2.5767 | -1.1152 | -5.6457 | 0 | 0 | 0 | 0 | -126.9084 | -336.9479 | -406.4562 | -365.7973 | 0.32103 | 0.24715 | 0.22975 | 0.24005 | -40.7408 | -83.2778 | -93.3829 | -87.8091
5 | 26 | 17 | 701.0186 | 705.2947 | 707.6008 | 816.9372 | 378.8299 | 100.3275 | 0 | 0 | 47.4816 | 80.9202 | 85.1943 | 83.4467 | 0 | 0 | 0 | 0 | 449.7987 | 830.7867 | 974.4813 | 1040.3076 | 141.5984 | 151.5027 | 151.5027 | 151.5027 | -0.15904 | -0.48919 | -1.6487 | -4.2391 | 0 | 0 | 0 | 0 | -316.531 | -457.7533 | -501.9288 | -454.0808 | 0.39785 | 0.24634 | 0.32048 | 0.23372 | -125.9325 | -112.7642 | -160.8607 | -106.1296
5 | 26 | 18 | 707.6 | 715.201 | 721.1937 | 835.7521 | 378.8299 | 100.3275 | 0 | 0 | 52.2842 | 88.8439 | 83.5552 | 88.4814 | 0 | 0 | 0 | 0 | 496.0179 | 742.2952 | 864.1057 | 914.6739 | 141.5984 | 151.5027 | 151.5027 | 151.5027 | -0.067616 | -1.7127 | -4.1648 | 2.3278 | 0 | 0 | 0 | 0 | -361.0628 | -366.0556 | -373.8051 | -321.2337 | 0.40002 | 0.33194 | 0.39565 | 0.38633 | -144.4327 | -121.5097 | -147.8957 | -124.1019
5 | 26 | 19 | 705.7988 | 714.8365 | 722.298 | 838.0268 | 378.8299 | 100.3275 | 0 | 0 | 58.7027 | 108.6673 | 103.9357 | 107.6372 | 0 | 0 | 0 | 0 | 547.4793 | 640.5725 | 756.6932 | 800.5036 | 141.5984 | 151.5027 | 151.5027 | 151.5027 | -0.0079506 | -2.0526 | 1.6241 | 26.8535 | 0 | 0 | 0 | 0 | -420.8035 | -284.1809 | -291.4577 | -248.4702 | 0.40291 | 0.40667 | 0.40013 | 0.39254 | -169.5476 | -115.5691 | -116.6223 | -97.5333
5 | 26 | 20 | 703.4712 | 713.1206 | 721.2765 | 837.4472 | 378.8299 | 100.3275 | 0 | 0 | 59.6931 | 116.8492 | 115.8627 | 115.2731 | 0 | 0 | 0 | 0 | 574.4677 | 590.4585 | 743.1866 | 817.4202 | 141.5984 | 151.5027 | 151.5027 | 151.5027 | 0.39438 | 3.3703 | 1.4917 | 17.279 | 0 | 0 | 0 | 0 | -451.5123 | -249.3876 | -290.7672 | -264.0279 | 0.40427 | 0.42028 | 0.41111 | 0.39531 | -182.5342 | -104.8129 | -119.5384 | -104.3723
5 | 26 | 21 | 729.4559 | 740.7773 | 751.0449 | 874.1613 | 378.8299 | 100.3275 | 0 | 0 | 59.2887 | 119.4279 | 119.1081 | 118.4825 | 0 | 0 | 0 | 0 | 579.1079 | 588.3988 | 729.2952 | 813.8064 | 141.5984 | 151.5027 | 151.5027 | 151.5027 | 0.55064 | 2.446 | 10.4374 | 34.2222 | 0 | 0 | 0 | 0 | -429.9196 | -221.3256 | -259.2985 | -243.8525 | 0.40188 | 0.40772 | 0.40034 | 0.39234 | -172.7763 | -90.238 | -103.8072 | -95.672
5 | 26 | 22 | 710.0082 | 722.6299 | 734.686 | 857.3464 | 378.8299 | 100.3275 | 0 | 0 | 57.8762 | 118.1299 | 117.1825 | 121.077 | 0 | 0 | 0 | 0 | 533.2847 | 534.5923 | 659.7888 | 743.7203 | 141.5984 | 151.5027 | 151.5027 | 151.5027 | 0.33042 | 1.4215 | 6.4459 | 11.3877 | 0 | 0 | 0 | 0 | -401.9114 | -183.3441 | -200.234 | -170.3414 | 0.39659 | 0.40366 | 0.39544 | 0.38685 | -159.394 | -74.008 | -79.1799 | -65.8963
5 | 26 | 23 | 650.8218 | 662.594 | 673.8688 | 786.556 | 378.8299 | 100.3275 | 0 | 0 | 48.6124 | 116.0697 | 118.8138 | 125.1093 | 0 | 0 | 0 | 0 | 501.9017 | 497.7064 | 623.8707 | 696.2635 | 0 | 0 | 0 | 0 | 0.03126 | 4.3011 | 6.0328 | 39.0203 | 0 | 0 | 0 | 0 | -278.5535 | -55.8107 | -74.8484 | -73.8372 | 0.39616 | 0.40557 | 0.39781 | 0.38169 | -110.3508 | -22.635 | -29.7751 | -28.183
5 | 26 | 24 | 586.1752 | 594.2719 | 601.4382 | 699.1858 | 378.8299 | 100.3275 | 0 | 0 | 46.6811 | 114.6293 | 116.6666 | 122.7856 | 0 | 0 | 0 | 0 | 479.0509 | 472.0696 | 600.7059 | 665.5827 | 0 | 0 | 0 | 0 | 0.069962 | 6.5012 | 13.7522 | 8.6086 | 0 | 0 | 0 | 0 | -318.4566 | -99.2558 | -129.6864 | -97.791 | 0.39155 | 0.40913 | 0.40018 | 0.37917 | -124.6911 | -40.6088 | -51.8984 | -37.0797
5 | 27 | 1 | 534.0708 | 538.4041 | 541.4035 | 626.1946 | 378.8299 | 100.3275 | 0 | 0 | 42.5733 | 121.1496 | 114.1415 | 113.4611 | 0 | 0 | 0 | 0 | 453.2563 | 444.1387 | 564.7592 | 619.6204 | 0 | 0 | 0 | 0 | -0.020238 | 3.6183 | 10.2521 | 14.0255 | 0 | 0 | 0 | 0 | -340.5685 | -130.83 | -147.7493 | -120.9124 | 0.39346 | 0.40712 | 0.39915 | 0.37525 | -134.0001 | -53.2636 | -58.9737 | -45.3726
5 | 27 | 2 | 498.9775 | 500.0386 | 499.3833 | 574.4363 | 378.8299 | 100.3275 | 0 | 0 | 43.0921 | 121.2122 | 119.4758 | 111.6037 | 0 | 0 | 0 | 0 | 441.9734 | 429.5448 | 531.5286 | 585.4647 | 0 | 0 | 0 | 0 | -0.18755 | 3.8748 | 6.5564 | 0.50268 | 0 | 0 | 0 | 0 | -364.7304 | -154.9207 | -158.1774 | -123.1348 | 0.39324 | 0.40518 | 0.39871 | 0.37205 | -143.4267 | -62.7714 | -63.0662 | -45.8118
5 | 27 | 3 | 478.2125 | 476.5044 | 472.7614 | 541.0001 | 378.8299 | 100.3275 | 0 | 0 | 41.7133 | 107.4109 | 112.6329 | 110.1089 | 0 | 0 | 0 | 0 | 449.8253 | 434.1687 | 526.3117 | 580.2925 | 0 | 0 | 0 | 0 | -0.21706 | 8.8663 | 8.7443 | 4.6116 | 0 | 0 | 0 | 0 | -391.939 | -174.269 | -174.9275 | -154.0129 | 0.40479 | 0.40648 | 0.39859 | 0.37175 | -158.6539 | -70.8367 | -69.7249 | -57.2542
5 | 27 | 4 | 467.2023 | 462.5317 | 455.3508 | 517.6922 | 378.8299 | 100.3275 | 0 | 0 | 43.1812 | 110.3716 | 108.294 | 110.2082 | 0 | 0 | 0 | 0 | 434.6562 | 416.5006 | 506.4233 | 558.2366 | 0 | 0 | 0 | 0 | -0.2536 | 8.1347 | 8.5448 | 3.5176 | 0 | 0 | 0 | 0 | -389.2114 | -172.8027 | -167.9112 | -154.2703 | 0.39239 | 0.40724 | 0.39885 | 0.37249 | -152.7237 | -70.372 | -66.9706 | -57.4642
5 | 27 | 5 | 458.821 | 451.5827 | 441.3975 | 498.7389 | 378.8299 | 100.3275 | 0 | 0 | 46.1388 | 114.7092 | 113.7807 | 106.5526 | 0 | 0 | 0 | 0 | 416.5947 | 400.24 | 478.8955 | 531.096 | 0 | 0 | 0 | 0 | -0.20277 | 10.1809 | 15.0225 | -7.0269 | 0 | 0 | 0 | 0 | -382.5396 | -173.8749 | -166.3012 | -131.8827 | 0.39799 | 0.40903 | 0.40099 | 0.37782 | -152.2482 | -71.1197 | -66.6853 | -49.8286
5 | 27 | 6 | 462.0932 | 451.1898 | 436.5446 | 488.6805 | 378.8299 | 100.3275 | 0 | 0 | 52.3482 | 104.7844 | 102.3239 | 89.5325 | 0 | 0 | 0 | 0 | 419.5077 | 511.076 | 594.2397 | 629.7328 | 0 | 0 | 0 | 0 | -0.08469 | -1.7433 | -0.041129 | -6.8127 | 0 | 0 | 0 | 0 | -388.5079 | -263.2548 | -259.9778 | -223.772 | 0.39817 | 0.40695 | 0.39923 | 0.37497 | -154.6913 | -107.1316 | -103.7912 | -83.9075
5 | 27 | 7 | 474.5188 | 461.4196 | 444.0878 | 494.7157 | 378.8299 | 100.3275 | 0 | 0 | 47.6811 | 84.3854 | 89.0332 | 81.3229 | 0 | 0 | 0 | 0 | 436.7632 | 663.7831 | 750.9098 | 772.777 | 0 | 0 | 0 | 0 | -0.0050701 | -2.4806 | -0.86168 | -0.11507 | 0 | 0 | 0 | 0 | -388.7504 | -384.5958 | -394.9935 | -359.2691 | 0.39621 | 0.33259 | 0.32125 | 0.38231 | -154.0259 | -127.9131 | -126.89 | -137.3537
5 | 27 | 8 | 504.1756 | 490.1477 | 471.5541 | 525.0478 | 378.8299 | 100.3275 | 0 | 0 | 44.9886 | 82.7185 | 80.6644 | 83.1205 | 0 | 0 | 0 | 0 | 505.7161 | 847.4546 | 958.205 | 986.1384 | 0 | 0 | 0 | 0 | -0.15686 | -3.0389 | -3.7065 | -1.3191 | 0 | 0 | 0 | 0 | -425.2021 | -537.314 | -563.6089 | -542.892 | 0.38794 | 0.32023 | 0.31429 | 0.32105 | -164.9511 | -172.0667 | -177.1346 | -174.2957
5 | 27 | 9 | 546.7293 | 534.2915 | 517.4481 | 579.6334 | 378.8299 | 100.3275 | 0 | 0 | 44.2317 | 78.3755 | 77.8445 | 82.1481 | 0 | 0 | 0 | 0 | 590.9294 | 1016.6449 | 1149.8835 | 1184.8202 | 0 | 0 | 0 | 0 | 0.034691 | -9.5907 | -6.2198 | -13.9873 | 0 | 0 | 0 | 0 | -467.2964 | -651.4657 | -704.0601 | -673.3477 | 0.39364 | 0.24286 | 0.23968 | 0 | -183.9468 | -158.2159 | -168.7457 | 0
5 | 27 | 10 | 586.5332 | 575.2319 | 559.6967 | 629.7422 | 378.8299 | 100.3275 | 0 | 0 | 43.3602 | 75.401 | 80.2986 | 79.0574 | 0 | 0 | 0 | 0 | 642.7735 | 1121.0229 | 1274.9909 | 1320.0048 | 0 | 0 | 0 | 0 | -0.2016 | -11.4667 | -29.8685 | -43.0159 | 0 | 0 | 0 | 0 | -478.2287 | -710.0528 | -765.7244 | -726.304 | 0.31441 | 0.24286 | 0.24286 | 0 | -150.3614 | -172.4445 | -185.9647 | 0
5 | 27 | 11 | 613.622 | 603.9158 | 590.2575 | 666.8981 | 378.8299 | 100.3275 | 0 | 0 | 46.5387 | 75.8002 | 75.5005 | 76.1489 | 0 | 0 | 0 | 0 | 658.6399 | 1156.9189 | 1320.3571 | 1369.5057 | 0 | 0 | 0 | 0 | -0.39471 | -11.9055 | -23.8123 | -46.3766 | 0 | 0 | 0 | 0 | -469.9918 | -717.2252 | -781.7879 | -732.3799 | 0.31687 | 0.24286 | 0.24286 | 0 | -148.9254 | -174.1864 | -189.8658 | 0
5 | 27 | 12 | 632.3282 | 623.8598 | 611.6107 | 692.8703 | 378.8299 | 100.3275 | 0 | 0 | 42.9242 | 73.2668 | 73.5249 | 75.7314 | 0 | 0 | 0 | 0 | 683.1758 | 1186.4623 | 1360.4201 | 1409.0203 | 0 | 0 | 0 | 0 | -0.068077 | -9.7855 | -23.8164 | -47.4036 | 0 | 0 | 0 | 0 | -472.5337 | -726.4113 | -798.5178 | -744.4779 | 0.30984 | 0.24286 | 0.24286 | 0 | -146.4086 | -176.4173 | -193.9289 | 0
5 | 27 | 13 | 647.8979 | 641.6652 | 631.9481 | 718.6311 | 378.8299 | 100.3275 | 0 | 0 | 41.4226 | 75.9255 | 75.8011 | 75.4661 | 0 | 0 | 0 | 0 | 742.9626 | 1248.0775 | 1458.2109 | 1511.7981 | 0 | 0 | 0 | 0 | -0.068077 | -8.4438 | -22.4356 | -43.1689 | 0 | 0 | 0 | 0 | -515.249 | -774.2215 | -879.6283 | -825.4641 | 0.31489 | 0.24286 | 0.24286 | 0 | -162.2471 | -188.0286 | -213.6275 | 0
5 | 27 | 14 | 656.5369 | 651.9158 | 644.038 | 734.2605 | 378.8299 | 100.3275 | 0 | 0 | 43.57 | 76.7095 | 77.092 | 77.3168 | 0 | 0 | 0 | 0 | 772.6073 | 1281.7536 | 1495.9828 | 1550.0527 | 0 | 0 | 0 | 0 | -0.22898 | -5.8252 | -10.0792 | -25.1387 | 0 | 0 | 0 | 0 | -538.2414 | -801.0495 | -918.9576 | -867.9702 | 0.31699 | 0.24286 | 0.24286 | 0 | -170.6159 | -194.5441 | -223.1791 | 0
5 | 27 | 15 | 667.5169 | 664.5006 | 658.4711 | 752.6433 | 378.8299 | 100.3275 | 0 | 0 | 49.559 | 76.9135 | 78.0963 | 79.9828 | 0 | 0 | 0 | 0 | 788.5587 | 1291.6514 | 1486.9858 | 1533.6092 | 0 | 0 | 0 | 0 | -0.28023 | -2.4994 | -5.1794 | -10.3031 | 0 | 0 | 0 | 0 | -549.1504 | -801.8924 | -901.4316 | -850.6455 | 0.31618 | 0.24027 | 0.2402 | 0.19462 | -173.6299 | -192.6711 | -216.5208 | -165.5525
5 | 27 | 16 | 673.6702 | 674.004 | 671.7882 | 771.4236 | 378.8299 | 100.3275 | 0 | 0 | 47.5441 | 78.8753 | 82.7231 | 87.4909 | 0 | 0 | 0 | 0 | 797.8748 | 1259.7448 | 1445.8825 | 1497.9695 | 0 | 0 | 0 | 0 | -0.068077 | -2.5767 | -1.1152 | -5.6457 | 0 | 0 | 0 | 0 | -550.5105 | -762.3669 | -855.7022 | -808.3911 | 0.32103 | 0.24715 | 0.22975 | 0.24005 | -176.7278 | -188.4215 | -196.5968 | -194.0531
5 | 27 | 17 | 688.3756 | 692.2591 | 694.0981 | 800.8571 | 378.8299 | 100.3275 | 0 | 0 | 47.4816 | 80.9202 | 85.1943 | 83.4467 | 0 | 0 | 0 | 0 | 800.2482 | 1180.5051 | 1353.7315 | 1397.1798 | 141.5984 | 151.5027 | 151.5027 | 151.5027 | -0.15904 | -0.48919 | -1.6487 | -4.2391 | 0 | 0 | 0 | 0 | -679.6234 | -820.5072 | -894.6818 | -827.033 | 0.39785 | 0.24634 | 0.32048 | 0.23372 | -270.3895 | -202.126 | -286.7321 | -193.2974
5 | 27 | 18 | 703.6358 | 711.0895 | 716.9057 | 830.6211 | 378.8299 | 100.3275 | 0 | 0 | 52.2842 | 88.8439 | 83.5552 | 88.4814 | 0 | 0 | 0 | 0 | 721.2321 | 979.1345 | 1141.0266 | 1185.9349 | 141.5984 | 151.5027 | 151.5027 | 151.5027 | -0.067616 | -1.7127 | -4.1648 | 2.3278 | 0 | 0 | 0 | 0 | -590.2412 | -607.0063 | -655.014 | -597.6257 | 0.40002 | 0.33194 | 0.39565 | 0.38633 | -236.1088 | -201.4917 | -259.1558 | -230.88
5 | 27 | 19 | 704.4347 | 713.4003 | 720.7742 | 836.1819 | 378.8299 | 100.3275 | 0 | 0 | 58.7027 | 108.6673 | 103.9357 | 107.6372 | 0 | 0 | 0 | 0 | 642.8805 | 756.0619 | 880.2961 | 950.4571 | 141.5984 | 151.5027 | 151.5027 | 151.5027 | -0.0079506 | -2.0526 | 1.6241 | 26.8535 | 0 | 0 | 0 | 0 | -517.5688 | -401.1065 | -416.5843 | -400.2686 | 0.40291 | 0.40667 | 0.40013 | 0.39254 | -208.5358 | -163.1198 | -166.6897 | -157.1195
5 | 27 | 20 | 707.3914 | 717.1239 | 725.3764 | 842.2902 | 378.8299 | 100.3275 | 0 | 0 | 59.6931 | 116.8492 | 115.8627 | 115.2731 | 0 | 0 | 0 | 0 | 637.9263 | 678.086 | 793.3284 | 890.4856 | 141.5984 | 151.5027 | 151.5027 | 151.5027 | 0.39438 | 3.3703 | 1.4917 | 17.279 | 0 | 0 | 0 | 0 | -511.0506 | -333.0118 | -336.8091 | -332.2503 | 0.40427 | 0.42028 | 0.41111 | 0.39531 | -206.6039 | -139.9586 | -138.4668 | -131.3412
5 | 27 | 21 | 739.0483 | 750.6165 | 761.175 | 886.1729 | 378.8299 | 100.3275 | 0 | 0 | 59.2887 | 119.4279 | 119.1081 | 118.4825 | 0 | 0 | 0 | 0 | 650.82 | 680.0817 | 815.2575 | 929.8854 | 141.5984 | 151.5027 | 151.5027 | 151.5027 | 0.55064 | 2.446 | 10.4374 | 34.2222 | 0 | 0 | 0 | 0 | -492.0394 | -303.1694 | -335.1307 | -347.9199 | 0.40188 | 0.40772 | 0.40034 | 0.39234 | -197.741 | -123.607 | -134.1657 | -136.5013
5 | 27 | 22 | 720.1277 | 733.0222 | 745.4007 | 870.064 | 378.8299 | 100.3275 | 0 | 0 | 57.8762 | 118.1299 | 117.1825 | 121.077 | 0 | 0 | 0 | 0 | 657.3814 | 674.685 | 794.8373 | 904.2883 | 141.5984 | 151.5027 | 151.5027 | 151.5027 | 0.33042 | 1.4215 | 6.4459 | 11.3877 | 0 | 0 | 0 | 0 | -515.8885 | -313.0445 | -324.5677 | -318.1918 | 0.39659 | 0.40366 | 0.39544 | 0.38685 | -204.5961 | -126.3624 | -128.346 | -123.092
5 | 27 | 23 | 646.9147 | 658.5671 | 669.6995 | 781.5925 | 378.8299 | 100.3275 | 0 | 0 | 48.6124 | 116.0697 | 118.8138 | 125.1093 | 0 | 0 | 0 | 0 | 605.253 | 614.308 | 703.2028 | 815.2039 | 0 | 0 | 0 | 0 | 0.03126 | 4.3011 | 6.0328 | 39.0203 | 0 | 0 | 0 | 0 | -385.8119 | -176.4392 | -158.3498 | -197.7411 | 0.39616 | 0.40557 | 0.39781 | 0.38169 | -152.8419 | -71.5581 | -62.9924 | -75.476
5 | 27 | 24 | 574.4786 | 582.2302 | 588.9869 | 684.3764 | 378.8299 | 100.3275 | 0 | 0 | 46.6811 | 114.6293 | 116.6666 | 122.7856 | 0 | 0 | 0 | 0 | 609.1942 | 614.4654 | 702.309 | 817.3134 | 0 | 0 | 0 | 0 | 0.069962 | 6.5012 | 13.7522 | 8.6086 | 0 | 0 | 0 | 0 | -460.2965 | -253.6932 | -243.7408 | -264.3311 | 0.39155 | 0.40913 | 0.40018 | 0.37917 | -180.2283 | -103.7943 | -97.5412 | -100.2272
5 | 28 | 1 | 520.6992 | 524.6404 | 527.1743 | 609.2729 | 378.8299 | 100.3275 | 0 | 0 | 42.5733 | 121.1496 | 114.1415 | 113.4611 | 0 | 0 | 0 | 0 | 632.5406 | 630.8364 | 708.5631 | 818.235 | 0 | 0 | 0 | 0 | -0.020238 | 3.6183 | 10.2521 | 14.0255 | 0 | 0 | 0 | 0 | -533.2243 | -331.2915 | -305.7824 | -336.4487 | 0.39346 | 0.40712 | 0.39915 | 0.37525 | -209.8025 | -134.8757 | -122.0521 | -126.2529
5 | 28 | 2 | 490.9378 | 491.7628 | 490.8273 | 564.261 | 378.8299 | 100.3275 | 0 | 0 | 43.0921 | 121.2122 | 119.4758 | 111.6037 | 0 | 0 | 0 | 0 | 616.599 | 609.1254 | 681.3368 | 774.0951 | 0 | 0 | 0 | 0 | -0.18755 | 3.8748 | 6.5564 | 0.50268 | 0 | 0 | 0 | 0 | -547.3957 | -342.777 | -316.5417 | -321.9405 | 0.39324 | 0.40518 | 0.39871 | 0.37205 | -215.2581 | -138.8878 | -126.2069 | -119.7766
5 | 28 | 3 | 473.8595 | 472.0189 | 468.1182 | 535.4735 | 378.8299 | 100.3275 | 0 | 0 | 41.7133 | 107.4109 | 112.6329 | 110.1089 | 0 | 0 | 0 | 0 | 586.5801 | 575.6562 | 640.6494 | 727.4431 | 0 | 0 | 0 | 0 | -0.21706 | 8.8663 | 8.7443 | 4.6116 | 0 | 0 | 0 | 0 | -533.0468 | -320.242 | -293.9084 | -306.6902 | 0.40479 | 0.40648 | 0.39859 | 0.37175 | -215.7732 | -130.1717 | -117.1498 | -114.0119
5 | 28 | 4 | 468.9015 | 464.2778 | 457.1525 | 519.8318 | 378.8299 | 100.3275 | 0 | 0 | 43.1812 | 110.3716 | 108.294 | 110.2082 | 0 | 0 | 0 | 0 | 539.9819 | 526.9827 | 594.3882 | 688.9045 | 0 | 0 | 0 | 0 | -0.2536 | 8.1347 | 8.5448 | 3.5176 | 0 | 0 | 0 | 0 | -492.838 | -281.5387 | -254.0745 | -282.7985 | 0.39239 | 0.40724 | 0.39885 | 0.37249 | -193.3859 | -114.6536 | -101.3365 | -105.3397
5 | 28 | 5 | 470.4974 | 463.5843 | 453.7842 | 513.4519 | 378.8299 | 100.3275 | 0 | 0 | 46.1388 | 114.7092 | 113.7807 | 106.5526 | 0 | 0 | 0 | 0 | 481.4549 | 473.3212 | 545.8882 | 631.5186 | 0 | 0 | 0 | 0 | -0.20277 | 10.1809 | 15.0225 | -7.0269 | 0 | 0 | 0 | 0 | -435.7235 | -234.9545 | -220.9072 | -217.5923 | 0.39799 | 0.40903 | 0.40099 | 0.37782 | -173.4151 | -96.1029 | -88.5818 | -82.2118
5 | 28 | 6 | 497.4545 | 487.547 | 474.0815 | 533.2782 | 378.8299 | 100.3275 | 0 | 0 | 52.3482 | 104.7844 | 102.3239 | 89.5325 | 0 | 0 | 0 | 0 | 412.6821 | 535.9678 | 632.688 | 699.147 | 0 | 0 | 0 | 0 | -0.08469 | -1.7433 | -0.041129 | -6.8127 | 0 | 0 | 0 | 0 | -346.321 | -251.7894 | -260.8893 | -248.5886 | 0.39817 | 0.40695 | 0.39923 | 0.37497 | -137.8938 | -102.4658 | -104.1551 | -93.213
5 | 28 | 7 | 554.3049 | 543.4439 | 528.7627 | 595.3088 | 378.8299 | 100.3275 | 0 | 0 | 47.6811 | 84.3854 | 89.0332 | 81.3229 | 0 | 0 | 0 | 0 | 382.7805 | 649.2241 | 761.3177 | 813.9781 | 0 | 0 | 0 | 0 | -0.0050701 | -2.4806 | -0.86168 | -0.11507 | 0 | 0 | 0 | 0 | -254.9816 | -288.0126 | -320.7266 | -299.8772 | 0.39621 | 0.33259 | 0.32125 | 0.38231 | -101.0257 | -95.7904 | -103.0321 | -114.6474
5 | 28 | 8 | 610.7098 | 599.6682 | 584.6112 | 659.3567 | 378.8299 | 100.3275 | 0 | 0 | 44.9886 | 82.7185 | 80.6644 | 83.1205 | 0 | 0 | 0 | 0 | 446.6372 | 824.9464 | 963.2315 | 1034.8942 | 0 | 0 | 0 | 0 | -0.15686 | -3.0389 | -3.7065 | -1.3191 | 0 | 0 | 0 | 0 | -259.5891 | -405.2852 | -455.5782 | -457.3389 | 0.38794 | 0.32023 | 0.31429 | 0.32105 | -100.7039 | -129.7865 | -143.182 | -146.8288
5 | 28 | 9 | 644.2447 | 634.5498 | 620.9551 | 702.6065 | 378.8299 | 100.3275 | 0 | 0 | 44.2317 | 78.3755 | 77.8445 | 82.1481 | 0 | 0 | 0 | 0 | 521.321 | 971.0241 | 1125.4145 | 1198.5784 | 0 | 0 | 0 | 0 | 0.034691 | -9.5907 | -6.2198 | -13.9873 | 0 | 0 | 0 | 0 | -300.1726 | -505.5866 | -576.0841 | -564.1328 | 0.39364 | 0.24286 | 0.23968 | 0 | -118.1601 | -122.7875 | -138.0731 | 0
5 | 28 | 10 | 680.715 | 672.072 | 659.6859 | 748.5454 | 378.8299 | 100.3275 | 0 | 0 | 43.3602 | 75.401 | 80.2986 | 79.0574 | 0 | 0 | 0 | 0 | 537.8995 | 1036.9646 | 1201.3112 | 1277.497 | 0 | 0 | 0 | 0 | -0.2016 | -11.4667 | -29.8685 | -43.0159 | 0 | 0 | 0 | 0 | -279.1729 | -529.1543 | -592.0554 | -564.9931 | 0.31441 | 0.24286 | 0.24286 | 0 | -87.7756 | -128.5112 | -143.7872 | 0
5 | 28 | 11 | 710.2541 | 703.2697 | 692.8354 | 788.7712 | 378.8299 | 100.3275 | 0 | 0 | 46.5387 | 75.8002 | 75.5005 | 76.1489 | 0 | 0 | 0 | 0 | 547.5564 | 1063.5159 | 1225.3353 | 1323.6021 | 0 | 0 | 0 | 0 | -0.39471 | -11.9055 | -23.8123 | -46.3766 | 0 | 0 | 0 | 0 | -262.2762 | -524.4683 | -584.1882 | -564.6032 | 0.31687 | 0.24286 | 0.24286 | 0 | -83.107 | -127.3732 | -141.8765 | 0
5 | 28 | 12 | 726.5608 | 720.7442 | 711.6362 | 811.7084 | 378.8299 | 100.3275 | 0 | 0 | 42.9242 | 73.2668 | 73.5249 | 75.7314 | 0 | 0 | 0 | 0 | 537.0518 | 1063.2434 | 1223.898 | 1344.8846 | 0 | 0 | 0 | 0 | -0.068077 | -9.7855 | -23.8164 | -47.4036 | 0 | 0 | 0 | 0 | -232.177 | -506.3079 | -561.9702 | -561.504 | 0.30984 | 0.24286 | 0.24286 | 0 | -71.9371 | -122.9627 | -136.4807 | 0
5 | 28 | 13 | 741.8811 | 738.2983 | 731.7201 | 837.1733 | 378.8299 | 100.3275 | 0 | 0 | 41.4226 | 75.9255 | 75.8011 | 75.4661 | 0 | 0 | 0 | 0 | 511.7335 | 1041.886 | 1197.312 | 1330.7475 | 0 | 0 | 0 | 0 | -0.068077 | -8.4438 | -22.4356 | -43.1689 | 0 | 0 | 0 | 0 | -190.0368 | -471.397 | -518.9574 | -525.8713 | 0.31489 | 0.24286 | 0.24286 | 0 | -59.8408 | -114.4842 | -126.0346 | 0
5 | 28 | 14 | 752.0278 | 750.1005 | 745.4137 | 854.7095 | 378.8299 | 100.3275 | 0 | 0 | 43.57 | 76.7095 | 77.092 | 77.3168 | 0 | 0 | 0 | 0 | 516.7619 | 1046.7195 | 1211.4828 | 1345.5887 | 0 | 0 | 0 | 0 | -0.22898 | -5.8252 | -10.0792 | -25.1387 | 0 | 0 | 0 | 0 | -186.9051 | -467.8308 | -533.0819 | -543.0572 | 0.31699 | 0.24286 | 0.24286 | 0 | -59.2466 | -113.6181 | -129.4649 | 0
5 | 28 | 15 | 757.8898 | 757.4298 | 754.4292 | 866.6626 | 378.8299 | 100.3275 | 0 | 0 | 49.559 | 76.9135 | 78.0963 | 79.9828 | 0 | 0 | 0 | 0 | 532.9739 | 1052.783 | 1213.2493 | 1365.5963 | 0 | 0 | 0 | 0 | -0.28023 | -2.4994 | -5.1794 | -10.3031 | 0 | 0 | 0 | 0 | -203.1928 | -470.0948 | -531.737 | -568.6134 | 0.31618 | 0.24027 | 0.2402 | 0.19462 | -64.2453 | -112.9499 | -127.7214 | -110.6635
5 | 28 | 16 | 761.2991 | 764.1144 | 764.8389 | 881.9912 | 378.8299 | 100.3275 | 0 | 0 | 47.5441 | 78.8753 | 82.7231 | 87.4909 | 0 | 0 | 0 | 0 | 520.7773 | 1006.9537 | 1147.4318 | 1280.3378 | 0 | 0 | 0 | 0 | -0.068077 | -2.5767 | -1.1152 | -5.6457 | 0 | 0 | 0 | 0 | -185.7842 | -419.4653 | -464.2007 | -480.1918 | 0.32103 | 0.24715 | 0.22975 | 0.24005 | -59.6414 | -103.6723 | -106.6497 | -115.2693
5 | 28 | 17 | 761.3858 | 767.3416 | 771.6361 | 892.9965 | 378.8299 | 100.3275 | 0 | 0 | 47.4816 | 80.9202 | 85.1943 | 83.4467 | 0 | 0 | 0 | 0 | 491.7644 | 899.525 | 1028.808 | 1175.7645 | 141.5984 | 151.5027 | 151.5027 | 151.5027 | -0.15904 | -0.48919 | -1.6487 | -4.2391 | 0 | 0 | 0 | 0 | -298.1295 | -464.4447 | -492.2202 | -513.4783 | 0.39785 | 0.24634 | 0.32048 | 0.23372 | -118.6114 | -114.4126 | -157.7492 | -120.0122
5 | 28 | 18 | 763.116 | 772.2648 | 780.0901 | 905.7109 | 378.8299 | 100.3275 | 0 | 0 | 52.2842 | 88.8439 | 83.5552 | 88.4814 | 0 | 0 | 0 | 0 | 391.5233 | 666.8275 | 777.2095 | 874.1923 | 141.5984 | 151.5027 | 151.5027 | 151.5027 | -0.067616 | -1.7127 | -4.1648 | 2.3278 | 0 | 0 | 0 | 0 | -201.0522 | -233.524 | -228.0125 | -210.7933 | 0.40002 | 0.33194 | 0.39565 | 0.38633 | -80.4251 | -77.5168 | -90.213 | -81.4355
5 | 28 | 19 | 749.9157 | 760.1859 | 769.1066 | 893.6297 | 378.8299 | 100.3275 | 0 | 0 | 58.7027 | 108.6673 | 103.9357 | 107.6372 | 0 | 0 | 0 | 0 | 328.6357 | 439.2184 | 535.8477 | 610.0824 | 141.5984 | 151.5027 | 151.5027 | 151.5027 | -0.0079506 | -2.0526 | 1.6241 | 26.8535 | 0 | 0 | 0 | 0 | -157.843 | -37.4774 | -23.8037 | -2.4461 | 0.40291 | 0.40667 | 0.40013 | 0.39254 | -63.5972 | -15.2411 | -9.5247 | -0.96018
5 | 28 | 20 | 747.1305 | 758.0108 | 767.6247 | 892.5146 | 378.8299 | 100.3275 | 0 | 0 | 59.6931 | 116.8492 | 115.8627 | 115.2731 | 0 | 0 | 0 | 0 | 336.8927 | 361.6498 | 486.8577 | 568.8542 | 141.5984 | 151.5027 | 151.5027 | 151.5027 | 0.39438 | 3.3703 | 1.4917 | 17.279 | 0 | 0 | 0 | 0 | -170.2781 | 24.3113 | 11.9098 | 39.6056 | 0.40427 | 0.42028 | 0.41111 | 0.39531 | -68.8388 | 10.2176 | 4.8963 | 15.6564
5 | 28 | 21 | 769.6672 | 782.1178 | 793.7228 | 924.8635 | 378.8299 | 100.3275 | 0 | 0 | 59.2887 | 119.4279 | 119.1081 | 118.4825 | 0 | 0 | 0 | 0 | 322.2687 | 343.7918 | 472.2882 | 572.4761 | 141.5984 | 151.5027 | 151.5027 | 151.5027 | 0.55064 | 2.446 | 10.4374 | 34.2222 | 0 | 0 | 0 | 0 | -132.8691 | 64.6219 | 40.3864 | 48.18 | 0.40188 | 0.40772 | 0.40034 | 0.39234 | -53.3975 | 26.3474 | 16.1682 | 18.9027
5 | 28 | 22 | 739.2816 | 752.722 | 765.7476 | 894.2449 | 378.8299 | 100.3275 | 0 | 0 | 57.8762 | 118.1299 | 117.1825 | 121.077 | 0 | 0 | 0 | 0 | 264.0492 | 283.4548 | 403.0103 | 520.5395 | 141.5984 | 151.5027 | 151.5027 | 151.5027 | 0.33042 | 1.4215 | 6.4459 | 11.3877 | 0 | 0 | 0 | 0 | -103.4025 | 97.8856 | 87.6062 | 89.7379 | 0.39659 | 0.40366 | 0.39544 | 0.38685 | -41.0084 | 39.5121 | 34.6427 | 34.715
5 | 28 | 23 | 658.9137 | 670.9005 | 682.4287 | 796.7123 | 378.8299 | 100.3275 | 0 | 0 | 48.6124 | 116.0697 | 118.8138 | 125.1093 | 0 | 0 | 0 | 0 | 299.3427 | 313.023 | 425.3738 | 554.9071 | 0 | 0 | 0 | 0 | 0.03126 | 4.3011 | 6.0328 | 39.0203 | 0 | 0 | 0 | 0 | -67.9026 | 137.1791 | 132.2084 | 77.6755 | 0.39616 | 0.40557 | 0.39781 | 0.38169 | -26.9001 | 55.6355 | 52.5932 | 29.6481
5 | 28 | 24 | 580.8173 | 588.7447 | 595.7095 | 692.3606 | 378.8299 | 100.3275 | 0 | 0 | 46.6811 | 114.6293 | 116.6666 | 122.7856 | 0 | 0 | 0 | 0 | 350.3187 | 360.6272 | 477.8114 | 615.0179 | 0 | 0 | 0 | 0 | 0.069962 | 6.5012 | 13.7522 | 8.6086 | 0 | 0 | 0 | 0 | -195.0823 | 6.6595 | -12.5206 | -54.0514 | 0.39155 | 0.40913 | 0.40018 | 0.37917 | -76.3841 | 2.7246 | -5.0106 | -20.4948
5 | 29 | 1 | 521.5208 | 525.485 | 528.0464 | 610.3091 | 378.8299 | 100.3275 | 0 | 0 | 42.5733 | 121.1496 | 114.1415 | 113.4611 | 0 | 0 | 0 | 0 | 331.2554 | 337.4724 | 458.7899 | 593.2956 | 0 | 0 | 0 | 0 | -0.020238 | 3.6183 | 10.2521 | 14.0255 | 0 | 0 | 0 | 0 | -231.1176 | -37.0828 | -55.1371 | -110.4731 | 0.39346 | 0.40712 | 0.39915 | 0.37525 | -90.9355 | -15.0972 | -22.0078 | -41.4552
5 | 29 | 2 | 492.5456 | 493.4189 | 492.5408 | 566.2999 | 378.8299 | 100.3275 | 0 | 0 | 43.0921 | 121.2122 | 119.4758 | 111.6037 | 0 | 0 | 0 | 0 | 298.899 | 301.5521 | 437.4212 | 578.0344 | 0 | 0 | 0 | 0 | -0.18755 | 3.8748 | 6.5564 | 0.50268 | 0 | 0 | 0 | 0 | -228.0879 | -33.5476 | -70.9126 | -123.8409 | 0.39324 | 0.40518 | 0.39871 | 0.37205 | -89.6934 | -13.593 | -28.2732 | -46.0745
5 | 29 | 3 | 476.8971 | 475.1491 | 471.3587 | 539.3307 | 378.8299 | 100.3275 | 0 | 0 | 41.7133 | 107.4109 | 112.6329 | 110.1089 | 0 | 0 | 0 | 0 | 276.7657 | 277.0656 | 407.4776 | 538.9647 | 0 | 0 | 0 | 0 | -0.21706 | 8.8663 | 8.7443 | 4.6116 | 0 | 0 | 0 | 0 | -220.1948 | -18.5211 | -57.4961 | -114.3546 | 0.40479 | 0.40648 | 0.39859 | 0.37175 | -89.1332 | -7.5285 | -22.9176 | -42.5112
5 | 29 | 4 | 470.7027 | 466.1418 | 459.0917 | 522.1482 | 378.8299 | 100.3275 | 0 | 0 | 43.1812 | 110.3716 | 108.294 | 110.2082 | 0 | 0 | 0 | 0 | 269.3585 | 266.8991 | 395.944 | 500.1432 | 0 | 0 | 0 | 0 | -0.2536 | 8.1347 | 8.5448 | 3.5176 | 0 | 0 | 0 | 0 | -220.4133 | -19.5911 | -53.6911 | -91.7209 | 0.39239 | 0.40724 | 0.39885 | 0.37249 | -86.4886 | -7.9782 | -21.4145 | -34.1651
5 | 29 | 5 | 471.7701 | 464.9287 | 455.2156 | 515.1893 | 378.8299 | 100.3275 | 0 | 0 | 46.1388 | 114.7092 | 113.7807 | 106.5526 | 0 | 0 | 0 | 0 | 245.8628 | 245.1586 | 378.7963 | 479.828 | 0 | 0 | 0 | 0 | -0.20277 | 10.1809 | 15.0225 | -7.0269 | 0 | 0 | 0 | 0 | -198.8587 | -5.4475 | -52.3839 | -64.1643 | 0.39799 | 0.40903 | 0.40099 | 0.37782 | -79.1445 | -2.2282 | -21.0055 | -24.2429
5 | 29 | 6 | 503.661 | 494.0083 | 480.8496 | 541.4013 | 378.8299 | 100.3275 | 0 | 0 | 52.3482 | 104.7844 | 102.3239 | 89.5325 | 0 | 0 | 0 | 0 | 226.1093 | 354.3508 | 502.2676 | 585.9216 | 0 | 0 | 0 | 0 | -0.08469 | -1.7433 | -0.041129 | -6.8127 | 0 | 0 | 0 | 0 | -153.5417 | -63.711 | -123.7009 | -127.24 | 0.39817 | 0.40695 | 0.39923 | 0.37497 | -61.1353 | -25.9272 | -49.3852 | -47.711
5 | 29 | 7 | 569.9469 | 559.6427 | 545.628 | 615.4657 | 378.8299 | 100.3275 | 0 | 0 | 47.6811 | 84.3854 | 89.0332 | 81.3229 | 0 | 0 | 0 | 0 | 227.043 | 494.8622 | 644.4413 | 704.9474 | 0 | 0 | 0 | 0 | -0.0050701 | -2.4806 | -0.86168 | -0.11507 | 0 | 0 | 0 | 0 | -83.602 | -117.4518 | -186.9849 | -170.6895 | 0.39621 | 0.33259 | 0.32125 | 0.38231 | -33.1238 | -39.0634 | -60.0681 | -65.2571
5 | 29 | 8 | 629.7751 | 619.3893 | 605.1162 | 683.8404 | 378.8299 | 100.3275 | 0 | 0 | 44.9886 | 82.7185 | 80.6644 | 83.1205 | 0 | 0 | 0 | 0 | 291.9524 | 672.4208 | 832.2708 | 899.9877 | 0 | 0 | 0 | 0 | -0.15686 | -3.0389 | -3.7065 | -1.3191 | 0 | 0 | 0 | 0 | -85.8389 | -233.0386 | -304.1126 | -297.9487 | 0.38794 | 0.32023 | 0.31429 | 0.32105 | -33.3 | -74.6271 | -95.5784 | -95.6565
5 | 29 | 9 | 661.7996 | 652.7021 | 639.8211 | 725.1267 | 378.8299 | 100.3275 | 0 | 0 | 44.2317 | 78.3755 | 77.8445 | 82.1481 | 0 | 0 | 0 | 0 | 345.2837 | 796.6387 | 975.1872 | 1053.9194 | 0 | 0 | 0 | 0 | 0.034691 | -9.5907 | -6.2198 | -13.9873 | 0 | 0 | 0 | 0 | -106.5804 | -313.0489 | -406.9907 | -396.9535 | 0.39364 | 0.24286 | 0.23968 | 0 | -41.9543 | -76.0275 | -97.5456 | 0
5 | 29 | 10 | 691.983 | 683.7505 | 671.8563 | 763.1005 | 378.8299 | 100.3275 | 0 | 0 | 43.3602 | 75.401 | 80.2986 | 79.0574 | 0 | 0 | 0 | 0 | 386.6455 | 873.8277 | 1055.8129 | 1139.661 | 0 | 0 | 0 | 0 | -0.2016 | -11.4667 | -29.8685 | -43.0159 | 0 | 0 | 0 | 0 | -116.651 | -354.339 | -434.3868 | -412.602 | 0.31441 | 0.24286 | 0.24286 | 0 | -36.6766 | -86.0553 | -105.4957 | 0
5 | 29 | 11 | 721.4472 | 714.8743 | 704.933 | 803.243 | 378.8299 | 100.3275 | 0 | 0 | 46.5387 | 75.8002 | 75.5005 | 76.1489 | 0 | 0 | 0 | 0 | 439.9544 | 938.3749 | 1119.0361 | 1198.2229 | 0 | 0 | 0 | 0 | -0.39471 | -11.9055 | -23.8123 | -46.3766 | 0 | 0 | 0 | 0 | -143.481 | -387.7228 | -465.7914 | -424.7522 | 0.31687 | 0.24286 | 0.24286 | 0 | -45.4646 | -94.1629 | -113.1226 | 0
5 | 29 | 12 | 735.0327 | 729.5508 | 720.845 | 822.7478 | 378.8299 | 100.3275 | 0 | 0 | 42.9242 | 73.2668 | 73.5249 | 75.7314 | 0 | 0 | 0 | 0 | 458.8756 | 962.4048 | 1141.9444 | 1224.5827 | 0 | 0 | 0 | 0 | -0.068077 | -9.7855 | -23.8164 | -47.4036 | 0 | 0 | 0 | 0 | -145.5289 | -396.6627 | -470.8079 | -430.1626 | 0.30984 | 0.24286 | 0.24286 | 0 | -45.0903 | -96.3341 | -114.3409 | 0
5 | 29 | 13 | 747.703 | 744.3868 | 738.1307 | 844.895 | 378.8299 | 100.3275 | 0 | 0 | 41.4226 | 75.9255 | 75.8011 | 75.4661 | 0 | 0 | 0 | 0 | 454.9661 | 956.1482 | 1139.1972 | 1212.1765 | 0 | 0 | 0 | 0 | -0.068077 | -8.4438 | -22.4356 | -43.1689 | 0 | 0 | 0 | 0 | -127.4476 | -379.5706 | -454.432 | -399.5787 | 0.31489 | 0.24286 | 0.24286 | 0 | -40.132 | -92.1831 | -110.3639 | 0
5 | 29 | 14 | 760.0696 | 758.4712 | 754.1802 | 865.2299 | 378.8299 | 100.3275 | 0 | 0 | 43.57 | 76.7095 | 77.092 | 77.3168 | 0 | 0 | 0 | 0 | 441.1607 | 942.4693 | 1123.9426 | 1197.4534 | 0 | 0 | 0 | 0 | -0.22898 | -5.8252 | -10.0792 | -25.1387 | 0 | 0 | 0 | 0 | -103.2621 | -355.2099 | -436.7752 | -384.4016 | 0.31699 | 0.24286 | 0.24286 | 0 | -32.7328 | -86.2668 | -106.0757 | 0
5 | 29 | 15 | 766.8984 | 766.7914 | 764.2148 | 878.3906 | 378.8299 | 100.3275 | 0 | 0 | 49.559 | 76.9135 | 78.0963 | 79.9828 | 0 | 0 | 0 | 0 | 436.2081 | 927.4409 | 1103.8762 | 1177.6868 | 0 | 0 | 0 | 0 | -0.28023 | -2.4994 | -5.1794 | -10.3031 | 0 | 0 | 0 | 0 | -97.4184 | -335.3911 | -412.5783 | -368.9759 | 0.31618 | 0.24027 | 0.2402 | 0.19462 | -30.8017 | -80.5846 | -99.0999 | -71.81
5 | 29 | 16 | 767.2581 | 770.3309 | 771.3659 | 889.8378 | 378.8299 | 100.3275 | 0 | 0 | 47.5441 | 78.8753 | 82.7231 | 87.4909 | 0 | 0 | 0 | 0 | 410.9874 | 871.5733 | 1050.0584 | 1126.876 | 0 | 0 | 0 | 0 | -0.068077 | -2.5767 | -1.1152 | -5.6457 | 0 | 0 | 0 | 0 | -70.0353 | -277.8683 | -360.3004 | -318.8834 | 0.32103 | 0.24715 | 0.22975 | 0.24005 | -22.4831 | -68.6761 | -82.7787 | -76.5475
5 | 29 | 17 | 772.2061 | 778.5387 | 783.2838 | 906.909 | 378.8299 | 100.3275 | 0 | 0 | 47.4816 | 80.9202 | 85.1943 | 83.4467 | 0 | 0 | 0 | 0 | 390.0503 | 781.4441 | 961.9661 | 1036.2242 | 141.5984 | 151.5027 | 151.5027 | 151.5027 | -0.15904 | -0.48919 | -1.6487 | -4.2391 | 0 | 0 | 0 | 0 | -185.595 | -335.1666 | -413.7306 | -360.0256 | 0.39785 | 0.24634 | 0.32048 | 0.23372 | -73.8393 | -82.5659 | -132.5945 | -84.1466
5 | 29 | 18 | 768.5268 | 777.8907 | 785.9745 | 912.7664 | 378.8299 | 100.3275 | 0 | 0 | 52.2842 | 88.8439 | 83.5552 | 88.4814 | 0 | 0 | 0 | 0 | 345.6783 | 611.622 | 771.519 | 848.233 | 141.5984 | 151.5027 | 151.5027 | 151.5027 | -0.067616 | -1.7127 | -4.1648 | 2.3278 | 0 | 0 | 0 | 0 | -149.7963 | -172.6926 | -216.4376 | -177.7785 | 0.40002 | 0.33194 | 0.39565 | 0.38633 | -59.9217 | -57.3242 | -85.6334 | -68.681
5 | 29 | 19 | 752.0119 | 762.3934 | 771.4491 | 896.4665 | 378.8299 | 100.3275 | 0 | 0 | 58.7027 | 108.6673 | 103.9357 | 107.6372 | 0 | 0 | 0 | 0 | 335.5759 | 442.8295 | 580.2893 | 672.9632 | 141.5984 | 151.5027 | 151.5027 | 151.5027 | -0.0079506 | -2.0526 | 1.6241 | 26.8535 | 0 | 0 | 0 | 0 | -162.687 | -38.8811 | -65.9027 | -62.4901 | 0.40291 | 0.40667 | 0.40013 | 0.39254 | -65.5489 | -15.8119 | -26.3699 | -24.5296
5 | 29 | 20 | 750.0387 | 761.0502 | 770.8224 | 896.3644 | 378.8299 | 100.3275 | 0 | 0 | 59.6931 | 116.8492 | 115.8627 | 115.2731 | 0 | 0 | 0 | 0 | 357.4322 | 370.5525 | 519.2961 | 603.8265 | 141.5984 | 151.5027 | 151.5027 | 151.5027 | 0.39438 | 3.3703 | 1.4917 | 17.279 | 0 | 0 | 0 | 0 | -187.9093 | 18.4479 | -17.3308 | 8.4831 | 0.40427 | 0.42028 | 0.41111 | 0.39531 | -75.9667 | 7.7533 | -7.1249 | 3.3534
5 | 29 | 21 | 778.2682 | 791.0027 | 802.9466 | 935.8651 | 378.8299 | 100.3275 | 0 | 0 | 59.2887 | 119.4279 | 119.1081 | 118.4825 | 0 | 0 | 0 | 0 | 370.6023 | 376.8322 | 533.5127 | 616.9157 | 141.5984 | 151.5027 | 151.5027 | 151.5027 | 0.55064 | 2.446 | 10.4374 | 34.2222 | 0 | 0 | 0 | 0 | -172.6017 | 40.4664 | -11.6143 | 14.7419 | 0.40188 | 0.40772 | 0.40034 | 0.39234 | -69.3652 | 16.4988 | -4.6497 | 5.7838
5 | 29 | 22 | 741.0947 | 754.6143 | 767.7354 | 896.6354 | 378.8299 | 100.3275 | 0 | 0 | 57.8762 | 118.1299 | 117.1825 | 121.077 | 0 | 0 | 0 | 0 | 330.4294 | 333.4134 | 489.5538 | 567.7217 | 141.5984 | 151.5027 | 151.5027 | 151.5027 | 0.33042 | 1.4215 | 6.4459 | 11.3877 | 0 | 0 | 0 | 0 | -167.9696 | 49.8192 | 3.0505 | 44.9462 | 0.39659 | 0.40366 | 0.39544 | 0.38685 | -66.615 | 20.1099 | 1.2063 | 17.3874
5 | 29 | 23 | 657.0869 | 669.05 | 680.552 | 794.5112 | 378.8299 | 100.3275 | 0 | 0 | 48.6124 | 116.0697 | 118.8138 | 125.1093 | 0 | 0 | 0 | 0 | 232.6308 | 235.8339 | 393.4239 | 458.1001 | 0 | 0 | 0 | 0 | 0.03126 | 4.3011 | 6.0328 | 39.0203 | 0 | 0 | 0 | 0 | -3.0175 | 212.5178 | 162.2816 | 172.2814 | 0.39616 | 0.40557 | 0.39781 | 0.38169 | -1.1954 | 86.1905 | 64.5565 | 65.7583
5 | 29 | 24 | 575.686 | 583.4941 | 590.3191 | 685.9821 | 378.8299 | 100.3275 | 0 | 0 | 46.6811 | 114.6293 | 116.6666 | 122.7856 | 0 | 0 | 0 | 0 | 179.6861 | 182.8023 | 340.2426 | 389.2478 | 0 | 0 | 0 | 0 | 0.069962 | 6.5012 | 13.7522 | 8.6086 | 0 | 0 | 0 | 0 | -29.581 | 179.2338 | 119.6577 | 165.3402 | 0.39155 | 0.40913 | 0.40018 | 0.37917 | -11.5824 | 73.3305 | 47.8851 | 62.6925
5 | 30 | 1 | 525.9124 | 530.0218 | 532.7564 | 615.9271 | 378.8299 | 100.3275 | 0 | 0 | 42.5733 | 121.1496 | 114.1415 | 113.4611 | 0 | 0 | 0 | 0 | 158.2985 | 160.5018 | 309.1281 | 334.3833 | 0 | 0 | 0 | 0 | -0.020238 | 3.6183 | 10.2521 | 14.0255 | 0 | 0 | 0 | 0 | -53.7692 | 144.4246 | 99.2348 | 154.0572 | 0.39346 | 0.40712 | 0.39915 | 0.37525 | -21.156 | 58.7983 | 39.6092 | 57.8102
5 | 30 | 2 | 496.5813 | 497.5888 | 496.8707 | 571.4652 | 378.8299 | 100.3275 | 0 | 0 | 43.0921 | 121.2122 | 119.4758 | 111.6037 | 0 | 0 | 0 | 0 | 140.313 | 141.2057 | 262.2012 | 277.6535 | 0 | 0 | 0 | 0 | -0.18755 | 3.8748 | 6.5564 | 0.50268 | 0 | 0 | 0 | 0 | -65.4661 | 130.9686 | 108.6373 | 181.7054 | 0.39324 | 0.40518 | 0.39871 | 0.37205 | -25.7439 | 53.0664 | 43.3143 | 67.6027
5 | 30 | 3 | 478.7188 | 477.0398 | 473.3319 | 541.6931 | 378.8299 | 100.3275 | 0 | 0 | 41.7133 | 107.4109 | 112.6329 | 110.1089 | 0 | 0 | 0 | 0 | 126.9192 | 126.2033 | 216.4513 | 233.5176 | 0 | 0 | 0 | 0 | -0.21706 | 8.8663 | 8.7443 | 4.6116 | 0 | 0 | 0 | 0 | -68.5265 | 134.2317 | 135.5034 | 193.455 | 0.40479 | 0.40648 | 0.39859 | 0.37175 | -27.739 | 54.5624 | 54.0107 | 71.9168
5 | 30 | 4 | 472.7233 | 468.2353 | 461.2724 | 524.7555 | 378.8299 | 100.3275 | 0 | 0 | 43.1812 | 110.3716 | 108.294 | 110.2082 | 0 | 0 | 0 | 0 | 111.1652 | 109.9509 | 188.7571 | 205.3105 | 0 | 0 | 0 | 0 | -0.2536 | 8.1347 | 8.5448 | 3.5176 | 0 | 0 | 0 | 0 | -60.1994 | 139.4506 | 155.6765 | 205.7191 | 0.39239 | 0.40724 | 0.39885 | 0.37249 | -23.6218 | 56.7897 | 62.0909 | 76.6284
5 | 30 | 5 | 475.3177 | 468.5851 | 459.0014 | 519.6964 | 378.8299 | 100.3275 | 0 | 0 | 46.1388 | 114.7092 | 113.7807 | 106.5526 | 0 | 0 | 0 | 0 | 90.6163 | 95.0949 | 165.1973 | 175.9863 | 0 | 0 | 0 | 0 | -0.20277 | 10.1809 | 15.0225 | -7.0269 | 0 | 0 | 0 | 0 | -40.0646 | 148.2725 | 165.0009 | 244.1845 | 0.39799 | 0.40903 | 0.40099 | 0.37782 | -15.9455 | 60.6476 | 66.1639 | 92.259
5 | 30 | 6 | 506.346 | 496.7677 | 483.6969 | 544.783 | 378.8299 | 100.3275 | 0 | 0 | 52.3482 | 104.7844 | 102.3239 | 89.5325 | 0 | 0 | 0 | 0 | 94.4844 | 230.3733 | 307.3872 | 315.4129 | 0 | 0 | 0 | 0 | -0.08469 | -1.7433 | -0.041129 | -6.8127 | 0 | 0 | 0 | 0 | -19.2318 | 63.0258 | 74.0269 | 146.6502 | 0.39817 | 0.40695 | 0.39923 | 0.37497 | -7.6575 | 25.6484 | 29.5539 | 54.9893
5 | 30 | 7 | 571.4087 | 561.1427 | 547.1729 | 617.298 | 378.8299 | 100.3275 | 0 | 0 | 47.6811 | 84.3854 | 89.0332 | 81.3229 | 0 | 0 | 0 | 0 | 128.8914 | 405.2308 | 499.4375 | 513.0567 | 0 | 0 | 0 | 0 | -0.0050701 | -2.4806 | -0.86168 | -0.11507 | 0 | 0 | 0 | 0 | 16.0114 | -26.3205 | -40.4361 | 23.0335 | 0.39621 | 0.33259 | 0.32125 | 0.38231 | 6.3438 | -8.754 | -12.9899 | 8.806
5 | 30 | 8 | 632.2592 | 621.9352 | 607.7348 | 686.9433 | 378.8299 | 100.3275 | 0 | 0 | 44.9886 | 82.7185 | 80.6644 | 83.1205 | 0 | 0 | 0 | 0 | 194.6442 | 577.2257 | 697.6554 | 727.0762 | 0 | 0 | 0 | 0 | -0.15686 | -3.0389 | -3.7065 | -1.3191 | 0 | 0 | 0 | 0 | 13.9533 | -135.2976 | -166.8785 | -121.9344 | 0.38794 | 0.32023 | 0.31429 | 0.32105 | 5.413 | -43.327 | -52.4476 | -39.1471
5 | 30 | 9 | 659.9596 | 650.8049 | 637.856 | 722.7865 | 378.8299 | 100.3275 | 0 | 0 | 44.2317 | 78.3755 | 77.8445 | 82.1481 | 0 | 0 | 0 | 0 | 251.539 | 704.2316 | 840.6007 | 885.7669 | 0 | 0 | 0 | 0 | 0.034691 | -9.5907 | -6.2198 | -13.9873 | 0 | 0 | 0 | 0 | -14.6756 | -222.5389 | -274.3694 | -231.1413 | 0.39364 | 0.24286 | 0.23968 | 0 | -5.7769 | -54.0461 | -65.7595 | 0
5 | 30 | 10 | 688.7796 | 680.4519 | 668.4445 | 759.0418 | 378.8299 | 100.3275 | 0 | 0 | 43.3602 | 75.401 | 80.2986 | 79.0574 | 0 | 0 | 0 | 0 | 292.1857 | 784.2209 | 926.5778 | 981.8574 | 0 | 0 | 0 | 0 | -0.2016 | -11.4667 | -29.8685 | -43.0159 | 0 | 0 | 0 | 0 | -25.3946 | -268.0308 | -308.5634 | -258.8571 | 0.31441 | 0.24286 | 0.24286 | 0 | -7.9844 | -65.0944 | -74.9381 | 0
5 | 30 | 11 | 713.9971 | 707.2089 | 697.0122 | 793.8267 | 378.8299 | 100.3275 | 0 | 0 | 46.5387 | 75.8002 | 75.5005 | 76.1489 | 0 | 0 | 0 | 0 | 319.4129 | 832.9728 | 978.625 | 1042.1721 | 0 | 0 | 0 | 0 | -0.39471 | -11.9055 | -23.8123 | -46.3766 | 0 | 0 | 0 | 0 | -30.3896 | -289.9861 | -333.301 | -278.1178 | 0.31687 | 0.24286 | 0.24286 | 0 | -9.6295 | -70.4265 | -80.9458 | 0
5 | 30 | 12 | 728.9063 | 723.2384 | 714.3114 | 814.9715 | 378.8299 | 100.3275 | 0 | 0 | 42.9242 | 73.2668 | 73.5249 | 75.7314 | 0 | 0 | 0 | 0 | 328.4182 | 843.2171 | 995.6465 | 1070.2624 | 0 | 0 | 0 | 0 | -0.068077 | -9.7855 | -23.8164 | -47.4036 | 0 | 0 | 0 | 0 | -21.198 | -283.7875 | -331.0436 | -283.6187 | 0.30984 | 0.24286 | 0.24286 | 0 | -6.5679 | -68.9211 | -80.3976 | 0
5 | 30 | 13 | 739.1424 | 735.5704 | 729.0104 | 834.0441 | 378.8299 | 100.3275 | 0 | 0 | 41.4226 | 75.9255 | 75.8011 | 75.4661 | 0 | 0 | 0 | 0 | 332.753 | 839.0595 | 998.5724 | 1081.9075 | 0 | 0 | 0 | 0 | -0.068077 | -8.4438 | -22.4356 | -43.1689 | 0 | 0 | 0 | 0 | -13.795 | -271.2983 | -322.9275 | -280.1606 | 0.31489 | 0.24286 | 0.24286 | 0 | -4.3439 | -65.8879 | -78.4265 | 0
5 | 30 | 14 | 749.8081 | 747.9062 | 743.2547 | 852.2344 | 378.8299 | 100.3275 | 0 | 0 | 43.57 | 76.7095 | 77.092 | 77.3168 | 0 | 0 | 0 | 0 | 339.5976 | 844.7966 | 1009.9635 | 1086.7284 | 0 | 0 | 0 | 0 | -0.22898 | -5.8252 | -10.0792 | -25.1387 | 0 | 0 | 0 | 0 | -11.9604 | -268.1022 | -333.7216 | -286.6721 | 0.31699 | 0.24286 | 0.24286 | 0 | -3.7913 | -65.1117 | -81.048 | 0
5 | 30 | 15 | 760.1101 | 759.7925 | 756.9651 | 869.7573 | 378.8299 | 100.3275 | 0 | 0 | 49.559 | 76.9135 | 78.0963 | 79.9828 | 0 | 0 | 0 | 0 | 338.9777 | 833.1768 | 995.4246 | 1072.4785 | 0 | 0 | 0 | 0 | -0.28023 | -2.4994 | -5.1794 | -10.3031 | 0 | 0 | 0 | 0 | -6.9762 | -248.1259 | -311.3763 | -272.4009 | 0.31618 | 0.24027 | 0.2402 | 0.19462 | -2.2057 | -59.6173 | -74.7915 | -53.0146
5 | 30 | 16 | 763.9236 | 766.8804 | 767.7766 | 885.5506 | 378.8299 | 100.3275 | 0 | 0 | 47.5441 | 78.8753 | 82.7231 | 87.4909 | 0 | 0 | 0 | 0 | 311.9573 | 768.653 | 932.6277 | 1007.9996 | 0 | 0 | 0 | 0 | -0.068077 | -2.5767 | -1.1152 | -5.6457 | 0 | 0 | 0 | 0 | 25.6603 | -178.3986 | -246.459 | -204.2941 | 0.32103 | 0.24715 | 0.22975 | 0.24005 | 8.2376 | -44.0918 | -56.6237 | -49.0405
5 | 30 | 17 | 763.7904 | 769.8652 | 774.3037 | 896.2184 | 378.8299 | 100.3275 | 0 | 0 | 47.4816 | 80.9202 | 85.1943 | 83.4467 | 0 | 0 | 0 | 0 | 284.9049 | 674.5427 | 830.0758 | 872.1359 | 141.5984 | 151.5027 | 151.5027 | 151.5027 | -0.15904 | -0.48919 | -1.6487 | -4.2391 | 0 | 0 | 0 | 0 | -88.8653 | -236.9388 | -290.8204 | -206.6279 | 0.39785 | 0.24634 | 0.32048 | 0.23372 | -35.3552 | -58.3682 | -93.2036 | -48.2939
5 | 30 | 18 | 760.015 | 769.1183 | 776.8922 | 901.9543 | 378.8299 | 100.3275 | 0 | 0 | 52.2842 | 88.8439 | 83.5552 | 88.4814 | 0 | 0 | 0 | 0 | 271.3804 | 549.8729 | 700.3682 | 742.8268 | 141.5984 | 151.5027 | 151.5027 | 151.5027 | -0.067616 | -1.7127 | -4.1648 | 2.3278 | 0 | 0 | 0 | 0 | -84.0103 | -119.7159 | -154.3691 | -83.1845 | 0.40002 | 0.33194 | 0.39565 | 0.38633 | -33.6059 | -39.7389 | -61.076 | -32.1366
5 | 30 | 19 | 745.0133 | 755.1843 | 763.99 | 887.5907 | 378.8299 | 100.3275 | 0 | 0 | 58.7027 | 108.6673 | 103.9357 | 107.6372 | 0 | 0 | 0 | 0 | 230.1492 | 358.5666 | 487.4657 | 532.7628 | 141.5984 | 151.5027 | 151.5027 | 151.5027 | -0.0079506 | -2.0526 | 1.6241 | 26.8535 | 0 | 0 | 0 | 0 | -64.2589 | 38.1728 | 19.4618 | 68.8345 | 0.40291 | 0.40667 | 0.40013 | 0.39254 | -25.8908 | 15.5239 | 7.7873 | 27.02
5 | 30 | 20 | 739.9731 | 750.693 | 760.1194 | 883.6399 | 378.8299 | 100.3275 | 0 | 0 | 59.6931 | 116.8492 | 115.8627 | 115.2731 | 0 | 0 | 0 | 0 | 215.969 | 268.5058 | 430.882 | 499.6634 | 141.5984 | 151.5027 | 151.5027 | 151.5027 | 0.39438 | 3.3703 | 1.4917 | 17.279 | 0 | 0 | 0 | 0 | -56.5117 | 110.1375 | 60.3803 | 99.9217 | 0.40427 | 0.42028 | 0.41111 | 0.39531 | -22.8461 | 46.2887 | 24.8232 | 39.4998
5 | 30 | 21 | 769.064 | 781.5375 | 793.172 | 924.2501 | 378.8299 | 100.3275 | 0 | 0 | 59.2887 | 119.4279 | 119.1081 | 118.4825 | 0 | 0 | 0 | 0 | 202.0584 | 253.3324 | 416.8073 | 496.2788 | 141.5984 | 151.5027 | 151.5027 | 151.5027 | 0.55064 | 2.446 | 10.4374 | 34.2222 | 0 | 0 | 0 | 0 | -13.262 | 154.501 | 95.3165 | 123.7638 | 0.40188 | 0.40772 | 0.40034 | 0.39234 | -5.3298 | 62.9925 | 38.1588 | 48.5569
5 | 30 | 22 | 738.7611 | 752.216 | 765.2605 | 893.6959 | 378.8299 | 100.3275 | 0 | 0 | 57.8762 | 118.1299 | 117.1825 | 121.077 | 0 | 0 | 0 | 0 | 181.7862 | 231.0996 | 386.9827 | 460.9497 | 141.5984 | 151.5027 | 151.5027 | 151.5027 | 0.33042 | 1.4215 | 6.4459 | 11.3877 | 0 | 0 | 0 | 0 | -21.66 | 149.7347 | 103.1467 | 148.7787 | 0.39659 | 0.40366 | 0.39544 | 0.38685 | -8.5901 | 60.4414 | 40.788 | 57.5548
5 | 30 | 23 | 662.6382 | 674.7569 | 686.443 | 801.5095 | 378.8299 | 100.3275 | 0 | 0 | 48.6124 | 116.0697 | 118.8138 | 125.1093 | 0 | 0 | 0 | 0 | 184.742 | 230.647 | 396.9023 | 459.8944 | 0 | 0 | 0 | 0 | 0.03126 | 4.3011 | 6.0328 | 39.0203 | 0 | 0 | 0 | 0 | 50.4227 | 223.4116 | 164.6942 | 177.4854 | 0.39616 | 0.40557 | 0.39781 | 0.38169 | 19.9753 | 90.6086 | 65.5162 | 67.7446
5 | 30 | 24 | 582.8991 | 590.9104 | 597.976 | 695.0794 | 378.8299 | 100.3275 | 0 | 0 | 46.6811 | 114.6293 | 116.6666 | 122.7856 | 0 | 0 | 0 | 0 | 188.4954 | 234.0798 | 392.4185 | 458.6799 | 0 | 0 | 0 | 0 | 0.069962 | 6.5012 | 13.7522 | 8.6086 | 0 | 0 | 0 | 0 | -31.1773 | 135.3726 | 75.1388 | 105.0054 | 0.39155 | 0.40913 | 0.40018 | 0.37917 | -12.2074 | 55.3854 | 30.0693 | 39.8152
5 | 31 | 1 | 530.121 | 534.3481 | 537.2219 | 621.2316 | 378.8299 | 100.3275 | 0 | 0 | 42.5733 | 121.1496 | 114.1415 | 113.4611 | 0 | 0 | 0 | 0 | 192.8887 | 236.2828 | 370.2861 | 430.4705 | 0 | 0 | 0 | 0 | -0.020238 | 3.6183 | 10.2521 | 14.0255 | 0 | 0 | 0 | 0 | -84.1506 | 72.9699 | 42.5422 | 63.2745 | 0.39346 | 0.40712 | 0.39915 | 0.37525 | -33.1099 | 29.7076 | 16.9806 | 23.7439
5 | 31 | 2 | 501.1378 | 502.273 | 501.7061 | 577.2095 | 378.8299 | 100.3275 | 0 | 0 | 43.0921 | 121.2122 | 119.4758 | 111.6037 | 0 | 0 | 0 | 0 | 185.2582 | 228.9878 | 329.6516 | 397.435 | 0 | 0 | 0 | 0 | -0.18755 | 3.8748 | 6.5564 | 0.50268 | 0 | 0 | 0 | 0 | -105.8549 | 47.8707 | 46.0223 | 67.6682 | 0.39324 | 0.40518 | 0.39871 | 0.37205 | -41.6264 | 19.3964 | 18.3494 | 25.1757
5 | 31 | 3 | 484.5065 | 482.9911 | 479.4772 | 548.995 | 378.8299 | 100.3275 | 0 | 0 | 41.7133 | 107.4109 | 112.6329 | 110.1089 | 0 | 0 | 0 | 0 | 180.8133 | 223.5927 | 308.7951 | 367.3588 | 0 | 0 | 0 | 0 | -0.21706 | 8.8663 | 8.7443 | 4.6116 | 0 | 0 | 0 | 0 | -116.633 | 42.7937 | 49.3049 | 66.9157 | 0.40479 | 0.40648 | 0.39859 | 0.37175 | -47.2122 | 17.3947 | 19.6526 | 24.8759
5 | 31 | 4 | 478.721 | 474.402 | 467.6394 | 532.3202 | 378.8299 | 100.3275 | 0 | 0 | 43.1812 | 110.3716 | 108.294 | 110.2082 | 0 | 0 | 0 | 0 | 167.4307 | 207.474 | 272.5202 | 341.6465 | 0 | 0 | 0 | 0 | -0.2536 | 8.1347 | 8.5448 | 3.5176 | 0 | 0 | 0 | 0 | -110.4672 | 48.0943 | 78.2804 | 76.9479 | 0.39239 | 0.40724 | 0.39885 | 0.37249 | -43.3465 | 19.5859 | 31.2218 | 28.6623
5 | 31 | 5 | 480.7429 | 474.1641 | 464.7627 | 526.5425 | 378.8299 | 100.3275 | 0 | 0 | 46.1388 | 114.7092 | 113.7807 | 106.5526 | 0 | 0 | 0 | 0 | 151.7285 | 189.6638 | 242.4435 | 307.8732 | 0 | 0 | 0 | 0 | -0.20277 | 10.1809 | 15.0225 | -7.0269 | 0 | 0 | 0 | 0 | -95.7515 | 59.2827 | 93.5162 | 119.1436 | 0.39799 | 0.40903 | 0.40099 | 0.37782 | -38.1085 | 24.2483 | 37.4991 | 45.0154
5 | 31 | 6 | 513.2855 | 503.9068 | 491.0728 | 553.5505 | 378.8299 | 100.3275 | 0 | 0 | 52.3482 | 104.7844 | 102.3239 | 89.5325 | 0 | 0 | 0 | 0 | 150.7813 | 308.9993 | 378.7449 | 438.631 | 0 | 0 | 0 | 0 | -0.08469 | -1.7433 | -0.041129 | -6.8127 | 0 | 0 | 0 | 0 | -68.5892 | -8.461 | 10.0451 | 32.1998 | 0.39817 | 0.40695 | 0.39923 | 0.37497 | -27.31 | -3.4432 | 4.0103 | 12.0739
5 | 31 | 7 | 579.9417 | 569.9133 | 556.2249 | 628.0499 | 378.8299 | 100.3275 | 0 | 0 | 47.6811 | 84.3854 | 89.0332 | 81.3229 | 0 | 0 | 0 | 0 | 147.5455 | 441.5093 | 532.331 | 607.6517 | 0 | 0 | 0 | 0 | -0.0050701 | -2.4806 | -0.86168 | -0.11507 | 0 | 0 | 0 | 0 | 5.8903 | -53.8283 | -64.2776 | -60.8096 | 0.39621 | 0.33259 | 0.32125 | 0.38231 | 2.3338 | -17.9028 | -20.6489 | -23.2484
5 | 31 | 8 | 639.0313 | 628.8961 | 614.9193 | 695.4773 | 378.8299 | 100.3275 | 0 | 0 | 44.9886 | 82.7185 | 80.6644 | 83.1205 | 0 | 0 | 0 | 0 | 197.8868 | 594.8839 | 710.6398 | 795.4576 | 0 | 0 | 0 | 0 | -0.15686 | -3.0389 | -3.7065 | -1.3191 | 0 | 0 | 0 | 0 | 17.4828 | -145.9949 | -172.6784 | -181.7818 | 0.38794 | 0.32023 | 0.31429 | 0.32105 | 6.7822 | -46.7527 | -54.2705 | -58.3611
5 | 31 | 9 | 670.1879 | 661.3226 | 648.7167 | 735.6915 | 378.8299 | 100.3275 | 0 | 0 | 44.2317 | 78.3755 | 77.8445 | 82.1481 | 0 | 0 | 0 | 0 | 257.0069 | 723.4067 | 856.2 | 962.0987 | 0 | 0 | 0 | 0 | 0.034691 | -9.5907 | -6.2198 | -13.9873 | 0 | 0 | 0 | 0 | -9.9152 | -231.1963 | -279.1081 | -294.5681 | 0.39364 | 0.24286 | 0.23968 | 0 | -3.903 | -56.1487 | -66.8953 | 0
5 | 31 | 10 | 699.4838 | 691.4563 | 679.8044 | 772.5372 | 378.8299 | 100.3275 | 0 | 0 | 43.3602 | 75.401 | 80.2986 | 79.0574 | 0 | 0 | 0 | 0 | 298.0217 | 804.2498 | 944.6784 | 1076.7466 | 0 | 0 | 0 | 0 | -0.2016 | -11.4667 | -29.8685 | -43.0159 | 0 | 0 | 0 | 0 | -20.5263 | -277.0553 | -315.3041 | -340.2509 | 0.31441 | 0.24286 | 0.24286 | 0 | -6.4537 | -67.2861 | -76.5751 | 0
5 | 31 | 11 | 725.3841 | 718.9089 | 709.0824 | 808.1594 | 378.8299 | 100.3275 | 0 | 0 | 46.5387 | 75.8002 | 75.5005 | 76.1489 | 0 | 0 | 0 | 0 | 320.8976 | 840.0114 | 984.588 | 1136.7772 | 0 | 0 | 0 | 0 | -0.39471 | -11.9055 | -23.8123 | -46.3766 | 0 | 0 | 0 | 0 | -20.4873 | -285.3247 | -327.1938 | -358.3902 | 0.31687 | 0.24286 | 0.24286 | 0 | -6.4918 | -69.2944 | -79.4626 | 0
5 | 31 | 12 | 743.3376 | 738.0688 | 729.6142 | 833.1452 | 378.8299 | 100.3275 | 0 | 0 | 42.9242 | 73.2668 | 73.5249 | 75.7314 | 0 | 0 | 0 | 0 | 328.9325 | 844.9738 | 993.6913 | 1141.9375 | 0 | 0 | 0 | 0 | -0.068077 | -9.7855 | -23.8164 | -47.4036 | 0 | 0 | 0 | 0 | -7.281 | -270.7138 | -313.7856 | -337.1201 | 0.30984 | 0.24286 | 0.24286 | 0 | -2.2559 | -65.746 | -76.2063 | 0
5 | 31 | 13 | 750.6317 | 747.3769 | 741.1923 | 848.5109 | 378.8299 | 100.3275 | 0 | 0 | 41.4226 | 75.9255 | 75.8011 | 75.4661 | 0 | 0 | 0 | 0 | 331.0429 | 852.0151 | 1025.975 | 1173.8327 | 0 | 0 | 0 | 0 | -0.068077 | -8.4438 | -22.4356 | -43.1689 | 0 | 0 | 0 | 0 | -0.59561 | -272.4474 | -338.1483 | -357.619 | 0.31489 | 0.24286 | 0.24286 | 0 | -0.18755 | -66.167 | -82.1231 | 0
5 | 31 | 14 | 765.9845 | 764.5291 | 760.4061 | 872.6027 | 378.8299 | 100.3275 | 0 | 0 | 43.57 | 76.7095 | 77.092 | 77.3168 | 0 | 0 | 0 | 0 | 335.7639 | 842.0131 | 1054.0299 | 1207.3685 | 0 | 0 | 0 | 0 | -0.22898 | -5.8252 | -10.0792 | -25.1387 | 0 | 0 | 0 | 0 | 8.0496 | -248.6958 | -360.6366 | -386.9439 | 0.31699 | 0.24286 | 0.24286 | 0 | 2.5516 | -60.3986 | -87.5846 | 0
5 | 31 | 15 | 773.0388 | 773.0789 | 770.675 | 886.0395 | 378.8299 | 100.3275 | 0 | 0 | 49.559 | 76.9135 | 78.0963 | 79.9828 | 0 | 0 | 0 | 0 | 349.4701 | 833.942 | 1035.8321 | 1185.6841 | 0 | 0 | 0 | 0 | -0.28023 | -2.4994 | -5.1794 | -10.3031 | 0 | 0 | 0 | 0 | -4.54 | -235.6047 | -338.074 | -369.3243 | 0.31618 | 0.24027 | 0.2402 | 0.19462 | -1.4355 | -56.6089 | -81.2042 | -71.8779
5 | 31 | 16 | 773.8921 | 777.1262 | 778.3506 | 898.1101 | 378.8299 | 100.3275 | 0 | 0 | 47.5441 | 78.8753 | 82.7231 | 87.4909 | 0 | 0 | 0 | 0 | 358.8118 | 819.0837 | 1007.3676 | 1149.7709 | 0 | 0 | 0 | 0 | -0.068077 | -2.5767 | -1.1152 | -5.6457 | 0 | 0 | 0 | 0 | -11.2256 | -218.5835 | -310.6249 | -333.506 | 0.32103 | 0.24715 | 0.22975 | 0.24005 | -3.6037 | -54.0237 | -71.3658 | -80.0576
5 | 31 | 17 | 776.8226 | 783.258 | 788.1233 | 912.631 | 378.8299 | 100.3275 | 0 | 0 | 47.4816 | 80.9202 | 85.1943 | 83.4467 | 0 | 0 | 0 | 0 | 309.8748 | 706.5024 | 903.2147 | 1006.022 | 141.5984 | 151.5027 | 151.5027 | 151.5027 | -0.15904 | -0.48919 | -1.6487 | -4.2391 | 0 | 0 | 0 | 0 | -100.8031 | -255.5057 | -350.1397 | -324.1014 | 0.39785 | 0.24634 | 0.32048 | 0.23372 | -40.1047 | -62.942 | -112.2145 | -75.7503
5 | 31 | 18 | 769.5087 | 778.8744 | 786.9587 | 913.9091 | 378.8299 | 100.3275 | 0 | 0 | 52.2842 | 88.8439 | 83.5552 | 88.4814 | 0 | 0 | 0 | 0 | 247.2323 | 528.7287 | 677.0992 | 762.0618 | 141.5984 | 151.5027 | 151.5027 | 151.5027 | -0.067616 | -1.7127 | -4.1648 | 2.3278 | 0 | 0 | 0 | 0 | -50.3685 | -88.8156 | -121.0336 | -90.4646 | 0.40002 | 0.33194 | 0.39565 | 0.38633 | -20.1485 | -29.4818 | -47.8869 | -34.9491
5 | 31 | 19 | 750.0885 | 760.4033 | 769.3792 | 893.9944 | 378.8299 | 100.3275 | 0 | 0 | 58.7027 | 108.6673 | 103.9357 | 107.6372 | 0 | 0 | 0 | 0 | 248.5378 | 398.0563 | 535.5684 | 615.009 | 141.5984 | 151.5027 | 151.5027 | 151.5027 | -0.0079506 | -2.0526 | 1.6241 | 26.8535 | 0 | 0 | 0 | 0 | -77.5723 | 3.9021 | -23.2517 | -7.008 | 0.40291 | 0.40667 | 0.40013 | 0.39254 | -31.255 | 1.5869 | -9.3038 | -2.7509
5 | 31 | 20 | 745.8316 | 756.71 | 766.3238 | 891.0047 | 378.8299 | 100.3275 | 0 | 0 | 59.6931 | 116.8492 | 115.8627 | 115.2731 | 0 | 0 | 0 | 0 | 268.9747 | 338.4601 | 493.0505 | 559.0863 | 141.5984 | 151.5027 | 151.5027 | 151.5027 | 0.39438 | 3.3703 | 1.4917 | 17.279 | 0 | 0 | 0 | 0 | -103.659 | 46.2002 | 4.4162 | 47.8635 | 0.40427 | 0.42028 | 0.41111 | 0.39531 | -41.9065 | 19.4171 | 1.8155 | 18.9208
5 | 31 | 21 | 773.8628 | 786.4683 | 798.259 | 930.2907 | 378.8299 | 100.3275 | 0 | 0 | 59.2887 | 119.4279 | 119.1081 | 118.4825 | 0 | 0 | 0 | 0 | 260.9803 | 327.2798 | 469.9852 | 548.6152 | 141.5984 | 151.5027 | 151.5027 | 151.5027 | 0.55064 | 2.446 | 10.4374 | 34.2222 | 0 | 0 | 0 | 0 | -67.3851 | 85.4844 | 47.2256 | 77.4681 | 0.40188 | 0.40772 | 0.40034 | 0.39234 | -27.0808 | 34.8534 | 18.9062 | 30.3935
5 | 31 | 22 | 746.0861 | 759.7536 | 773.0503 | 902.9574 | 378.8299 | 100.3275 | 0 | 0 | 57.8762 | 118.1299 | 117.1825 | 121.077 | 0 | 0 | 0 | 0 | 246.8071 | 306.1232 | 460.7754 | 561.0517 | 141.5984 | 151.5027 | 151.5027 | 151.5027 | 0.33042 | 1.4215 | 6.4459 | 11.3877 | 0 | 0 | 0 | 0 | -79.3558 | 82.2487 | 37.1437 | 57.9382 | 0.39659 | 0.40366 | 0.39544 | 0.38685 | -31.4717 | 33.2002 | 14.688 | 22.4133
5 | 31 | 23 | 665.2343 | 677.4343 | 689.2174 | 804.8142 | 378.8299 | 100.3275 | 0 | 0 | 48.6124 | 116.0697 | 118.8138 | 125.1093 | 0 | 0 | 0 | 0 | 220.763 | 273.7375 | 415.3535 | 519.2527 | 0 | 0 | 0 | 0 | 0.03126 | 4.3011 | 6.0328 | 39.0203 | 0 | 0 | 0 | 0 | 16.9977 | 182.9985 | 149.0174 | 121.4319 | 0.39616 | 0.40557 | 0.39781 | 0.38169 | 6.7338 | 74.2184 | 59.2799 | 46.3495
5 | 31 | 24 | 588.0008 | 596.1606 | 603.4025 | 701.5315 | 378.8299 | 100.3275 | 0 | 0 | 46.6811 | 114.6293 | 116.6666 | 122.7856 | 0 | 0 | 0 | 0 | 208.448 | 257.3787 | 383.7472 | 493.281 | 0 | 0 | 0 | 0 | 0.069962 | 6.5012 | 13.7522 | 8.6086 | 0 | 0 | 0 | 0 | -46.0281 | 117.3239 | 89.2365 | 76.8564 | 0.39155 | 0.40913 | 0.40018 | 0.37917 | -18.0222 | 48.0011 | 35.711 | 29.1419
6 | 1 | 1 | 582.1137 | 586.8416 | 590.2497 | 683.058 | 378.8299 | 100.3275 | 0 | 0 | 42.5591 | 110.7182 | 119.9975 | 121.3971 | 0 | 0 | 0 | 0 | 196.1705 | 240.2833 | 353.0214 | 470.3677 | 0 | 0 | 0 | 0 | -0.18156 | 7.39 | 9.8833 | 7.6415 | 0 | 0 | 0 | 0 | -35.2643 | 128.1225 | 107.3474 | 83.6517 | 0.4071 | 0.42843 | 0.41669 | 0.39372 | -14.3563 | 54.8919 | 44.7305 | 32.9352
6 | 1 | 2 | 540.5072 | 541.6491 | 541.0259 | 622.589 | 378.8299 | 100.3275 | 0 | 0 | 39.8469 | 120.7083 | 120.474 | 120.6528 | 0 | 0 | 0 | 0 | 164.9257 | 202.5821 | 283.8334 | 406.4678 | 0 | 0 | 0 | 0 | -0.15304 | 2.3298 | 3.088 | 4.2416 | 0 | 0 | 0 | 0 | -42.9423 | 115.7014 | 133.6306 | 91.2268 | 0.40672 | 0.42869 | 0.41639 | 0.39335 | -17.4654 | 49.5997 | 55.6418 | 35.8839
6 | 1 | 3 | 516.1908 | 514.2858 | 510.241 | 584.0045 | 378.8299 | 100.3275 | 0 | 0 | 39.9646 | 118.6765 | 111.3868 | 115.4728 | 0 | 0 | 0 | 0 | 130.911 | 158.6645 | 226.5808 | 346.592 | 0 | 0 | 0 | 0 | -0.19755 | 2.0422 | 6.9263 | 2.0245 | 0 | 0 | 0 | 0 | -33.3171 | 134.5752 | 165.347 | 119.9152 | 0.40558 | 0.42977 | 0.41648 | 0.39426 | -13.5128 | 57.8366 | 68.8645 | 47.2777
6 | 1 | 4 | 505.9431 | 501.024 | 493.4764 | 561.3745 | 378.8299 | 100.3275 | 0 | 0 | 41.6303 | 106.7014 | 106.8248 | 114.0477 | 0 | 0 | 0 | 0 | 97.5415 | 118.6521 | 175.8929 | 287.8726 | 0 | 0 | 0 | 0 | -0.1659 | 5.4869 | 10.9218 | 3.4936 | 0 | 0 | 0 | 0 | -11.8927 | 169.8561 | 199.8369 | 155.9605 | 0.40646 | 0.42931 | 0.41675 | 0.39303 | -4.8339 | 72.9209 | 83.2827 | 61.2967
6 | 1 | 5 | 500.3898 | 492.9893 | 482.5386 | 546.0049 | 378.8299 | 100.3275 | 0 | 0 | 45.3344 | 108.2494 | 105.1606 | 108.0259 | 0 | 0 | 0 | 0 | 83.2167 | 104.1091 | 152.6555 | 247.2506 | 0 | 0 | 0 | 0 | -0.21113 | 6.4443 | 6.1629 | 6.037 | 0 | 0 | 0 | 0 | -6.7801 | 173.859 | 218.5596 | 184.6914 | 0.40796 | 0.42719 | 0.41626 | 0.3916 | -2.766 | 74.2701 | 90.9768 | 72.3251
6 | 1 | 6 | 524.9332 | 514.6553 | 500.688 | 563.4945 | 378.8299 | 100.3275 | 0 | 0 | 51.5581 | 101.5255 | 95.2544 | 98.883 | 0 | 0 | 0 | 0 | 98.2573 | 224.6485 | 286.8457 | 359.4669 | 0 | 0 | 0 | 0 | -0.22792 | -1.6022 | -1.9043 | 2.9611 | 0 | 0 | 0 | 0 | -3.4842 | 89.7559 | 120.4921 | 102.1835 | 0.40606 | 0.43154 | 0.41548 | 0.38797 | -1.4148 | 38.7332 | 50.0622 | 39.6438
6 | 1 | 7 | 574.0048 | 562.3528 | 546.6514 | 614.8952 | 378.8299 | 100.3275 | 0 | 0 | 51.6182 | 87.703 | 81.0806 | 82.2829 | 0 | 0 | 0 | 0 | 124.9141 | 379.9971 | 461.2368 | 522.0891 | 0 | 0 | 0 | 0 | -0.097427 | -2.1426 | -4.303 | 2.4776 | 0 | 0 | 0 | 0 | 18.74 | -3.5323 | 8.637 | 8.0456 | 0.39763 | 0.41039 | 0.41696 | 0.37762 | 7.4515 | -1.4496 | 3.6013 | 3.0382
6 | 1 | 8 | 634.5393 | 622.7219 | 606.6538 | 683.7483 | 378.8299 | 100.3275 | 0 | 0 | 44.8444 | 78.9369 | 78.372 | 78.0186 | 0 | 0 | 0 | 0 | 186.038 | 541.5183 | 645.3914 | 708.214 | 0 | 0 | 0 | 0 | -0.087247 | -2.4516 | -7.9348 | 35.2141 | 0 | 0 | 0 | 0 | 24.9142 | -95.6092 | -109.1748 | -137.6984 | 0.39542 | 0.54534 | 0.3925 | 0.14136 | 9.8515 | -52.1392 | -42.8506 | -19.4656
6 | 1 | 9 | 691.5829 | 681.2205 | 666.6998 | 754.4614 | 378.8299 | 100.3275 | 0 | 0 | 43.4923 | 77.3879 | 77.1155 | 75.6425 | 0 | 0 | 0 | 0 | 239.2214 | 652.6648 | 773.3843 | 840.501 | 0 | 0 | 0 | 0 | -0.082518 | -2.8015 | -9.8796 | -45.5414 | 0 | 0 | 0 | 0 | 30.1218 | -146.3582 | -173.9205 | -116.1407 | 0.3881 | 0.022118 | 0.022118 | 0.021036 | 11.6903 | -3.2371 | -3.8468 | -2.4432
6 | 1 | 10 | 733.4364 | 723.6999 | 709.8526 | 804.9632 | 378.8299 | 100.3275 | 0 | 0 | 47.6296 | 76.9053 | 76.6315 | 64.9895 | 0 | 0 | 0 | 0 | 272.705 | 716.6294 | 847.3998 | 921.0952 | 0 | 0 | 0 | 0 | -0.1101 | -3.5806 | -7.348 | -38.8823 | 0 | 0 | 0 | 0 | 34.3821 | -166.5816 | -206.8307 | -142.2392 | 0.39518 | 0.022118 | 0.022118 | 0.022118 | 13.5872 | -3.6844 | -4.5747 | -3.146
6 | 1 | 11 | 772.9388 | 764.5383 | 752.2245 | 855.4127 | 378.8299 | 100.3275 | 0 | 0 | 42.3764 | 72.9598 | 75.4266 | 65.403 | 0 | 0 | 0 | 0 | 283.4748 | 739.4057 | 876.8423 | 961.2036 | 0 | 0 | 0 | 0 | -0.30282 | -10.2782 | -16.6187 | -41.0966 | 0 | 0 | 0 | 0 | 68.5605 | -137.8765 | -183.4256 | -130.0972 | 0.39679 | 0.022118 | 0.022118 | 0.022118 | 27.2043 | -3.0495 | -4.057 | -2.8775
6 | 1 | 12 | 803.601 | 796.5221 | 785.7026 | 895.4868 | 378.8299 | 100.3275 | 0 | 0 | 41.3221 | 72.2789 | 72.1743 | 65.4689 | 0 | 0 | 0 | 0 | 281.1679 | 716.7817 | 857.8204 | 945.7441 | 0 | 0 | 0 | 0 | -0.36079 | -9.4343 | -23.6609 | -42.3074 | 0 | 0 | 0 | 0 | 102.6419 | -83.4318 | -120.6312 | -73.4187 | 0.39234 | 0.022118 | 0.022118 | 0.022118 | 40.2709 | -1.8453 | -2.6681 | -1.6239
6 | 1 | 13 | 826.9576 | 821.5664 | 812.5835 | 928.0855 | 378.8299 | 100.3275 | 0 | 0 | 40.8628 | 72.5453 | 74.5293 | 65.5943 | 0 | 0 | 0 | 0 | 275.2537 | 678.9868 | 816.8724 | 906.9598 | 0 | 0 | 0 | 0 | -0.38195 | -9.3107 | -9.4036 | -45.5526 | 0 | 0 | 0 | 0 | 132.3931 | -20.9825 | -69.4146 | 1.084 | 0.39433 | 0.022118 | 0.022118 | 0.022118 | 52.2063 | -0.46409 | -1.5353 | 0.023975
6 | 1 | 14 | 857.0787 | 853.4891 | 846.558 | 969.2444 | 378.8299 | 100.3275 | 0 | 0 | 40.1152 | 74.321 | 76.8503 | 65.4887 | 0 | 0 | 0 | 0 | 263.3091 | 632.45 | 774.1419 | 864.5507 | 0 | 0 | 0 | 0 | -0.3137 | -7.5183 | -13.626 | -32.7469 | 0 | 0 | 0 | 0 | 175.1382 | 53.9089 | 9.1917 | 71.9519 | 0.39259 | 0.022448 | 0.022118 | 0.021917 | 68.7572 | 1.2101 | 0.2033 | 1.5769
6 | 1 | 15 | 882.6955 | 881.0125 | 876.2797 | 1005.6567 | 378.8299 | 100.3275 | 0 | 0 | 41.2016 | 73.2275 | 72.7909 | 65.3764 | 0 | 0 | 0 | 0 | 249.9548 | 584.533 | 743.4639 | 825.2837 | 0 | 0 | 0 | 0 | -0.21253 | -11.0416 | -13.5795 | -32.9311 | 0 | 0 | 0 | 0 | 212.9218 | 133.966 | 73.6043 | 147.9278 | 0.38933 | 0.022983 | 0.021613 | 0.020742 | 82.8962 | 3.079 | 1.5908 | 3.0683
6 | 1 | 16 | 901.4568 | 903.528 | 903.0767 | 1040.479 | 378.8299 | 100.3275 | 0 | 0 | 40.8131 | 77.6569 | 77.6722 | 69.6925 | 0 | 0 | 0 | 0 | 220.5051 | 508.6727 | 685.6221 | 758.2479 | 0 | 0 | 0 | 0 | -0.086391 | -3.2471 | -2.0112 | -19.72 | 0 | 0 | 0 | 0 | 261.3951 | 220.118 | 141.7935 | 232.2585 | 0.39725 | 0.023616 | 0.020937 | 0.02146 | 103.8398 | 5.1982 | 2.9687 | 4.9844
6 | 1 | 17 | 910.9027 | 917.0101 | 921.2148 | 1065.6992 | 378.8299 | 100.3275 | 0 | 0 | 42.0824 | 78.0546 | 77.8107 | 81.5147 | 0 | 0 | 0 | 0 | 207.097 | 443.5833 | 607.8155 | 668.4945 | 141.5984 | 151.5027 | 151.5027 | 151.5027 | -0.075549 | -1.9953 | -10.4034 | 16.3723 | 0 | 0 | 0 | 0 | 141.3706 | 145.5373 | 94.4893 | 147.815 | 0.40602 | 0.342 | 0.42749 | 0.2585 | 57.3995 | 49.7742 | 40.393 | 38.2098
6 | 1 | 18 | 903.3734 | 913.2359 | 921.663 | 1069.8435 | 378.8299 | 100.3275 | 0 | 0 | 46.3579 | 78.6907 | 79.2419 | 86.1219 | 0 | 0 | 0 | 0 | 210.117 | 367.3502 | 505.1191 | 550.6102 | 141.5984 | 151.5027 | 151.5027 | 151.5027 | -0.085891 | -1.7686 | -9.0152 | -2.803 | 0 | 0 | 0 | 0 | 126.5562 | 217.1334 | 194.8145 | 284.4116 | 0.4027 | 0.42494 | 0.41159 | 0.40375 | 50.9636 | 92.2682 | 80.1832 | 114.8308
6 | 1 | 19 | 873.0687 | 884.6856 | 895.0098 | 1040.4626 | 378.8299 | 100.3275 | 0 | 0 | 53.1779 | 97.1873 | 97.0995 | 103.5978 | 0 | 0 | 0 | 0 | 197.74 | 268.8095 | 409.5143 | 440.418 | 141.5984 | 151.5027 | 151.5027 | 151.5027 | -0.13546 | 1.3448 | 5.4587 | 12.8484 | 0 | 0 | 0 | 0 | 101.858 | 265.5138 | 231.4346 | 332.0956 | 0.40839 | 0.42225 | 0.40697 | 0.39265 | 41.5976 | 112.113 | 94.1869 | 130.3963
6 | 1 | 20 | 849.7584 | 861.6217 | 872.223 | 1014.3009 | 378.8299 | 100.3275 | 0 | 0 | 55.2006 | 104.5951 | 104.7404 | 110.6128 | 0 | 0 | 0 | 0 | 187.1015 | 223.9898 | 364.3429 | 393.944 | 141.5984 | 151.5027 | 151.5027 | 151.5027 | 0.051078 | 1.7885 | 0.22429 | 22.6329 | 0 | 0 | 0 | 0 | 86.977 | 279.4181 | 251.4127 | 335.6085 | 0.40942 | 0.43553 | 0.40598 | 0.39629 | 35.6104 | 121.6946 | 102.0693 | 132.9978
6 | 1 | 21 | 833.8542 | 846.2322 | 857.5886 | 998.3197 | 378.8299 | 100.3275 | 0 | 0 | 55.4775 | 106.9698 | 106.5775 | 115.2009 | 0 | 0 | 0 | 0 | 176.3535 | 213.5668 | 339.1429 | 392.2067 | 141.5984 | 151.5027 | 151.5027 | 151.5027 | 0.1868 | 3.6506 | 4.6254 | 15.5011 | 0 | 0 | 0 | 0 | 81.4082 | 270.2147 | 255.74 | 323.9083 | 0.4094 | 0.43476 | 0.40586 | 0.39679 | 33.3284 | 117.4794 | 103.7955 | 128.5243
6 | 1 | 22 | 811.3825 | 824.9793 | 838.0495 | 977.7875 | 378.8299 | 100.3275 | 0 | 0 | 54.1844 | 107.4675 | 111.7947 | 117.0008 | 0 | 0 | 0 | 0 | 172.2176 | 204.0402 | 314.0744 | 364.3724 | 141.5984 | 151.5027 | 151.5027 | 151.5027 | 0.56589 | 7.1835 | 21.3312 | 18.0559 | 0 | 0 | 0 | 0 | 63.9863 | 254.458 | 239.3465 | 326.8557 | 0.40731 | 0.42231 | 0.40449 | 0.39511 | 26.0624 | 107.4605 | 96.8144 | 129.1445
6 | 1 | 23 | 738.846 | 751.9587 | 764.7331 | 893.0721 | 378.8299 | 100.3275 | 0 | 0 | 52.4638 | 105.8783 | 114.8812 | 117.6299 | 0 | 0 | 0 | 0 | 199.027 | 227.8163 | 330.9718 | 390.1896 | 0 | 0 | 0 | 0 | 0.86072 | 8.5753 | 10.4037 | 12.515 | 0 | 0 | 0 | 0 | 107.6646 | 309.3612 | 308.4763 | 372.7375 | 0.40299 | 0.42067 | 0.40353 | 0.39408 | 43.3873 | 130.1402 | 124.479 | 146.8889
6 | 1 | 24 | 659.2777 | 668.4015 | 676.717 | 787.3532 | 378.8299 | 100.3275 | 0 | 0 | 50.5919 | 117.8828 | 113.3406 | 119.1124 | 0 | 0 | 0 | 0 | 237.5336 | 260.5918 | 360.6601 | 420.4402 | 0 | 0 | 0 | 0 | 0.70639 | 2.2699 | 9.9457 | 43.4304 | 0 | 0 | 0 | 0 | -8.384 | 187.3295 | 192.7706 | 204.3703 | 0.40134 | 0.42366 | 0.4104 | 0.39542 | -3.3649 | 79.3638 | 79.1138 | 80.8111
6 | 2 | 1 | 594.605 | 599.6804 | 603.4999 | 698.7962 | 378.8299 | 100.3275 | 0 | 0 | 42.5591 | 110.7182 | 119.9975 | 121.3971 | 0 | 0 | 0 | 0 | 229.4189 | 246.3271 | 332.2916 | 387.287 | 0 | 0 | 0 | 0 | -0.18156 | 7.39 | 9.8833 | 7.6415 | 0 | 0 | 0 | 0 | -56.0214 | 134.9176 | 141.3275 | 182.4706 | 0.4071 | 0.42843 | 0.41669 | 0.39372 | -22.8065 | 57.8031 | 58.8897 | 71.842
6 | 2 | 2 | 552.1301 | 553.5941 | 553.3522 | 637.2285 | 378.8299 | 100.3275 | 0 | 0 | 39.8469 | 120.7083 | 120.474 | 120.6528 | 0 | 0 | 0 | 0 | 179.4307 | 198.5542 | 267.4011 | 322.2392 | 0 | 0 | 0 | 0 | -0.15304 | 2.3298 | 3.088 | 4.2416 | 0 | 0 | 0 | 0 | -45.8244 | 131.6744 | 162.3892 | 190.0949 | 0.40672 | 0.42869 | 0.41639 | 0.39335 | -18.6375 | 56.4471 | 67.6164 | 74.7736
6 | 2 | 3 | 524.7201 | 523.0478 | 519.2781 | 594.7337 | 378.8299 | 100.3275 | 0 | 0 | 39.9646 | 118.6765 | 111.3868 | 115.4728 | 0 | 0 | 0 | 0 | 184.1274 | 199.0588 | 256.1379 | 314.6785 | 0 | 0 | 0 | 0 | -0.19755 | 2.0422 | 6.9263 | 2.0245 | 0 | 0 | 0 | 0 | -78.0042 | 102.9428 | 144.8271 | 162.5579 | 0.40558 | 0.42977 | 0.41648 | 0.39426 | -31.637 | 44.2419 | 60.3182 | 64.09
6 | 2 | 4 | 507.6649 | 502.7782 | 495.2682 | 563.4868 | 378.8299 | 100.3275 | 0 | 0 | 41.6303 | 106.7014 | 106.8248 | 114.0477 | 0 | 0 | 0 | 0 | 177.7086 | 186.6992 | 239.9892 | 295.7848 | 0 | 0 | 0 | 0 | -0.1659 | 5.4869 | 10.9218 | 3.4936 | 0 | 0 | 0 | 0 | -90.3379 | 103.5632 | 137.5324 | 150.1607 | 0.40646 | 0.42931 | 0.41675 | 0.39303 | -36.7186 | 44.4607 | 57.3171 | 59.0172
6 | 2 | 5 | 493.5685 | 485.9398 | 475.2168 | 537.2689 | 378.8299 | 100.3275 | 0 | 0 | 45.3344 | 108.2494 | 105.1606 | 108.0259 | 0 | 0 | 0 | 0 | 116.8991 | 128.2459 | 169.9779 | 222.3354 | 0 | 0 | 0 | 0 | -0.21113 | 6.4443 | 6.1629 | 6.037 | 0 | 0 | 0 | 0 | -47.2838 | 142.6727 | 193.9154 | 200.8705 | 0.40796 | 0.42719 | 0.41626 | 0.3916 | -19.29 | 60.9477 | 80.7185 | 78.6609
6 | 2 | 6 | 497.5502 | 486.4346 | 471.4708 | 528.7134 | 378.8299 | 100.3275 | 0 | 0 | 51.5581 | 101.5255 | 95.2544 | 98.883 | 0 | 0 | 0 | 0 | 106.4949 | 188.0225 | 235.8073 | 267.2575 | 0 | 0 | 0 | 0 | -0.22792 | -1.6022 | -1.9043 | 2.9611 | 0 | 0 | 0 | 0 | -39.1048 | 98.1612 | 142.3133 | 159.6118 | 0.40606 | 0.43154 | 0.41548 | 0.38797 | -15.879 | 42.3603 | 59.1285 | 61.9241
6 | 2 | 7 | 514.7625 | 501.3622 | 483.5853 | 539.8847 | 378.8299 | 100.3275 | 0 | 0 | 51.6182 | 87.703 | 81.0806 | 82.2829 | 0 | 0 | 0 | 0 | 117.687 | 310.1351 | 383.347 | 397.9236 | 0 | 0 | 0 | 0 | -0.097427 | -2.1426 | -4.303 | 2.4776 | 0 | 0 | 0 | 0 | -33.2753 | 5.3392 | 23.4607 | 57.2005 | 0.39763 | 0.41039 | 0.41696 | 0.37762 | -13.2311 | 2.1912 | 9.7821 | 21.6001
6 | 2 | 8 | 552.644 | 538.4521 | 519.5672 | 580.2108 | 378.8299 | 100.3275 | 0 | 0 | 44.8444 | 78.9369 | 78.372 | 78.0186 | 0 | 0 | 0 | 0 | 156.2405 | 436.7545 | 537.0041 | 551.6042 | 0 | 0 | 0 | 0 | -0.087247 | -2.4516 | -7.9348 | 35.2141 | 0 | 0 | 0 | 0 | -27.1836 | -75.1152 | -87.8742 | -84.6261 | 0.39542 | 0.54534 | 0.3925 | 0.14136 | -10.7488 | -40.9631 | -34.4902 | -11.9631
6 | 2 | 9 | 602.4825 | 589.5503 | 571.982 | 641.8652 | 378.8299 | 100.3275 | 0 | 0 | 43.4923 | 77.3879 | 77.1155 | 75.6425 | 0 | 0 | 0 | 0 | 203.6654 | 558.445 | 671.9242 | 691.7653 | 0 | 0 | 0 | 0 | -0.082518 | -2.8015 | -9.8796 | -45.5414 | 0 | 0 | 0 | 0 | -23.4226 | -143.8086 | -167.1782 | -80.0012 | 0.3881 | 0.022118 | 0.022118 | 0.021036 | -9.0903 | -3.1807 | -3.6976 | -1.6829
6 | 2 | 10 | 653.3846 | 641.3296 | 624.7321 | 703.766 | 378.8299 | 100.3275 | 0 | 0 | 47.6296 | 76.9053 | 76.6315 | 64.9895 | 0 | 0 | 0 | 0 | 249.9469 | 664.8531 | 785.6126 | 815.3604 | 0 | 0 | 0 | 0 | -0.1101 | -3.5806 | -7.348 | -38.8823 | 0 | 0 | 0 | 0 | -22.9117 | -197.1757 | -230.164 | -137.7016 | 0.39518 | 0.022118 | 0.022118 | 0.022118 | -9.0543 | -4.3611 | -5.0907 | -3.0456
6 | 2 | 11 | 698.9545 | 688.4106 | 673.5541 | 761.8832 | 378.8299 | 100.3275 | 0 | 0 | 42.3764 | 72.9598 | 75.4266 | 65.403 | 0 | 0 | 0 | 0 | 271.0913 | 708.7113 | 834.5934 | 885.3975 | 0 | 0 | 0 | 0 | -0.30282 | -10.2782 | -16.6187 | -41.0966 | 0 | 0 | 0 | 0 | 6.9597 | -183.3098 | -219.8472 | -147.8207 | 0.39679 | 0.022118 | 0.022118 | 0.022118 | 2.7616 | -4.0544 | -4.8625 | -3.2695
6 | 2 | 12 | 730.1729 | 720.9669 | 707.6245 | 802.6617 | 378.8299 | 100.3275 | 0 | 0 | 41.3221 | 72.2789 | 72.1743 | 65.4689 | 0 | 0 | 0 | 0 | 293.9198 | 760.9972 | 894.1055 | 972.1754 | 0 | 0 | 0 | 0 | -0.36079 | -9.4343 | -23.6609 | -42.3074 | 0 | 0 | 0 | 0 | 16.4618 | -203.2024 | -234.9944 | -192.6752 | 0.39234 | 0.022118 | 0.022118 | 0.022118 | 6.4587 | -4.4944 | -5.1976 | -4.2615
6 | 2 | 13 | 763.9881 | 756.7582 | 745.5934 | 848.4276 | 378.8299 | 100.3275 | 0 | 0 | 40.8628 | 72.5453 | 74.5293 | 65.5943 | 0 | 0 | 0 | 0 | 300.104 | 755.3986 | 891.4011 | 965.8456 | 0 | 0 | 0 | 0 | -0.38195 | -9.3107 | -9.4036 | -45.5526 | 0 | 0 | 0 | 0 | 44.5733 | -162.2025 | -210.9333 | -137.4596 | 0.39433 | 0.022118 | 0.022118 | 0.022118 | 17.5765 | -3.5876 | -4.6654 | -3.0403
6 | 2 | 14 | 792.222 | 786.7423 | 777.5685 | 887.2129 | 378.8299 | 100.3275 | 0 | 0 | 40.1152 | 74.321 | 76.8503 | 65.4887 | 0 | 0 | 0 | 0 | 318.4925 | 776.9038 | 914.1458 | 986.7204 | 0 | 0 | 0 | 0 | -0.3137 | -7.5183 | -13.626 | -32.7469 | 0 | 0 | 0 | 0 | 55.0981 | -157.2918 | -199.8017 | -132.2494 | 0.39259 | 0.022448 | 0.022118 | 0.021917 | 21.6309 | -3.5309 | -4.4192 | -2.8984
6 | 2 | 15 | 818.932 | 815.399 | 808.4718 | 925.0387 | 378.8299 | 100.3275 | 0 | 0 | 41.2016 | 73.2275 | 72.7909 | 65.3764 | 0 | 0 | 0 | 0 | 365.9252 | 832.4976 | 979.8349 | 1063.6648 | 0 | 0 | 0 | 0 | -0.21253 | -11.0416 | -13.5795 | -32.9311 | 0 | 0 | 0 | 0 | 33.1878 | -179.6121 | -230.5746 | -171.0714 | 0.38933 | 0.022983 | 0.021613 | 0.020742 | 12.9209 | -4.1281 | -4.9834 | -3.5483
6 | 2 | 16 | 838.5003 | 838.7572 | 836.1542 | 960.9262 | 378.8299 | 100.3275 | 0 | 0 | 40.8131 | 77.6569 | 77.6722 | 69.6925 | 0 | 0 | 0 | 0 | 400.2066 | 828.4901 | 980.847 | 1055.8581 | 0 | 0 | 0 | 0 | -0.086391 | -3.2471 | -2.0112 | -19.72 | 0 | 0 | 0 | 0 | 18.7371 | -164.4702 | -220.3537 | -144.9045 | 0.39725 | 0.023616 | 0.020937 | 0.02146 | 7.4434 | -3.8841 | -4.6134 | -3.1097
6 | 2 | 17 | 851.5536 | 855.9639 | 858.157 | 990.7542 | 378.8299 | 100.3275 | 0 | 0 | 42.0824 | 78.0546 | 77.8107 | 81.5147 | 0 | 0 | 0 | 0 | 374.0159 | 745.6447 | 902.2799 | 978.8091 | 141.5984 | 151.5027 | 151.5027 | 151.5027 | -0.075549 | -1.9953 | -10.4034 | 16.3723 | 0 | 0 | 0 | 0 | -84.8974 | -217.5703 | -263.0329 | -237.4447 | 0.40602 | 0.342 | 0.42749 | 0.2585 | -34.4702 | -74.4097 | -112.4434 | -61.3788
6 | 2 | 18 | 856.5322 | 865.0565 | 871.8973 | 1010.6975 | 378.8299 | 100.3275 | 0 | 0 | 46.3579 | 78.6907 | 79.2419 | 86.1219 | 0 | 0 | 0 | 0 | 278.7592 | 559.4246 | 709.577 | 765.4935 | 141.5984 | 151.5027 | 151.5027 | 151.5027 | -0.085891 | -1.7686 | -9.0152 | -2.803 | 0 | 0 | 0 | 0 | 11.0727 | -23.1204 | -59.4091 | 10.3823 | 0.4027 | 0.42494 | 0.41159 | 0.40375 | 4.4589 | -9.8247 | -24.452 | 4.1919
6 | 2 | 19 | 852.3879 | 863.3962 | 872.998 | 1014.2835 | 378.8299 | 100.3275 | 0 | 0 | 53.1779 | 97.1873 | 97.0995 | 103.5978 | 0 | 0 | 0 | 0 | 319.5226 | 443.8679 | 586.9605 | 627.8682 | 141.5984 | 151.5027 | 151.5027 | 151.5027 | -0.13546 | 1.3448 | 5.4587 | 12.8484 | 0 | 0 | 0 | 0 | -40.6054 | 69.1659 | 31.9765 | 118.4663 | 0.40839 | 0.42225 | 0.40697 | 0.39265 | -16.5828 | 29.2053 | 13.0135 | 46.5154
6 | 2 | 20 | 829.7196 | 840.9883 | 850.8835 | 988.9165 | 378.8299 | 100.3275 | 0 | 0 | 55.2006 | 104.5951 | 104.7404 | 110.6128 | 0 | 0 | 0 | 0 | 473.5357 | 508.4807 | 672.3235 | 716.547 | 141.5984 | 151.5027 | 151.5027 | 151.5027 | 0.051078 | 1.7885 | 0.22429 | 22.6329 | 0 | 0 | 0 | 0 | -219.4961 | -25.7063 | -77.9074 | -12.3789 | 0.40942 | 0.43553 | 0.40598 | 0.39629 | -89.8668 | -11.1958 | -31.6291 | -4.9056
6 | 2 | 21 | 817.9767 | 829.8859 | 840.6857 | 978.215 | 378.8299 | 100.3275 | 0 | 0 | 55.4775 | 106.9698 | 106.5775 | 115.2009 | 0 | 0 | 0 | 0 | 372.8974 | 411.3762 | 554.5539 | 602.5993 | 141.5984 | 151.5027 | 151.5027 | 151.5027 | 0.1868 | 3.6506 | 4.6254 | 15.5011 | 0 | 0 | 0 | 0 | -131.0132 | 56.0591 | 23.4261 | 93.411 | 0.4094 | 0.43476 | 0.40586 | 0.39679 | -53.6366 | 24.3724 | 9.5078 | 37.0647
6 | 2 | 22 | 798.358 | 811.5706 | 824.1846 | 961.2969 | 378.8299 | 100.3275 | 0 | 0 | 54.1844 | 107.4675 | 111.7947 | 117.0008 | 0 | 0 | 0 | 0 | 269.7711 | 303.1107 | 430.6752 | 466.0339 | 141.5984 | 151.5027 | 151.5027 | 151.5027 | 0.56589 | 7.1835 | 21.3312 | 18.0559 | 0 | 0 | 0 | 0 | -46.5917 | 141.9789 | 108.8808 | 208.7035 | 0.40731 | 0.42231 | 0.40449 | 0.39511 | -18.9774 | 59.9593 | 44.0417 | 82.4612
6 | 2 | 23 | 730.0122 | 742.8608 | 755.3216 | 881.8747 | 378.8299 | 100.3275 | 0 | 0 | 52.4638 | 105.8783 | 114.8812 | 117.6299 | 0 | 0 | 0 | 0 | 245.8057 | 269.8868 | 384.2743 | 400.9731 | 0 | 0 | 0 | 0 | 0.86072 | 8.5753 | 10.4037 | 12.515 | 0 | 0 | 0 | 0 | 52.052 | 258.1929 | 245.7624 | 350.7567 | 0.40299 | 0.42067 | 0.40353 | 0.39408 | 20.9762 | 108.615 | 99.1721 | 138.2267
6 | 2 | 24 | 654.5895 | 663.5643 | 671.7023 | 781.3779 | 378.8299 | 100.3275 | 0 | 0 | 50.5919 | 117.8828 | 113.3406 | 119.1124 | 0 | 0 | 0 | 0 | 269.6763 | 284.2658 | 394.7847 | 397.6552 | 0 | 0 | 0 | 0 | 0.70639 | 2.2699 | 9.9457 | 43.4304 | 0 | 0 | 0 | 0 | -45.2149 | 158.8183 | 153.6312 | 221.18 | 0.40134 | 0.42366 | 0.4104 | 0.39542 | -18.1468 | 67.2848 | 63.0508 | 87.4579
6 | 3 | 1 | 594.28 | 599.3305 | 603.1195 | 698.3281 | 378.8299 | 100.3275 | 0 | 0 | 42.5591 | 110.7182 | 119.9975 | 121.3971 | 0 | 0 | 0 | 0 | 266.2514 | 274.109 | 367.52 | 372.7241 | 0 | 0 | 0 | 0 | -0.18156 | 7.39 | 9.8833 | 7.6415 | 0 | 0 | 0 | 0 | -93.1789 | 106.7858 | 105.7187 | 196.5654 | 0.4071 | 0.42843 | 0.41669 | 0.39372 | -37.9335 | 45.7505 | 44.0519 | 77.3914
6 | 3 | 2 | 549.1686 | 550.5338 | 550.1739 | 633.4366 | 378.8299 | 100.3275 | 0 | 0 | 39.8469 | 120.7083 | 120.474 | 120.6528 | 0 | 0 | 0 | 0 | 254.5857 | 256.4962 | 332.3158 | 330.5858 | 0 | 0 | 0 | 0 | -0.15304 | 2.3298 | 3.088 | 4.2416 | 0 | 0 | 0 | 0 | -123.9409 | 70.672 | 94.2962 | 177.9563 | 0.40672 | 0.42869 | 0.41639 | 0.39335 | -50.4088 | 30.2962 | 39.2635 | 69.9989
6 | 3 | 3 | 522.145 | 520.3822 | 516.5043 | 591.4197 | 378.8299 | 100.3275 | 0 | 0 | 39.9646 | 118.6765 | 111.3868 | 115.4728 | 0 | 0 | 0 | 0 | 263.9005 | 263.2272 | 320.7079 | 316.1171 | 0 | 0 | 0 | 0 | -0.19755 | 2.0422 | 6.9263 | 2.0245 | 0 | 0 | 0 | 0 | -160.3524 | 36.1089 | 77.4833 | 157.8052 | 0.40558 | 0.42977 | 0.41648 | 0.39426 | -65.0359 | 15.5186 | 32.2706 | 62.2162
6 | 3 | 4 | 501.341 | 496.2591 | 488.5168 | 555.4479 | 378.8299 | 100.3275 | 0 | 0 | 41.6303 | 106.7014 | 106.8248 | 114.0477 | 0 | 0 | 0 | 0 | 266.6053 | 263.2072 | 315.3976 | 310.9526 | 0 | 0 | 0 | 0 | -0.1659 | 5.4869 | 10.9218 | 3.4936 | 0 | 0 | 0 | 0 | -185.5586 | 20.5362 | 55.3725 | 126.954 | 0.40646 | 0.42931 | 0.41675 | 0.39303 | -75.4218 | 8.8164 | 23.0767 | 49.8964
6 | 3 | 5 | 486.1016 | 478.2422 | 467.2446 | 527.7762 | 378.8299 | 100.3275 | 0 | 0 | 45.3344 | 108.2494 | 105.1606 | 108.0259 | 0 | 0 | 0 | 0 | 239.3858 | 239.8981 | 288.8588 | 284.6389 | 0 | 0 | 0 | 0 | -0.21113 | 6.4443 | 6.1629 | 6.037 | 0 | 0 | 0 | 0 | -177.2373 | 23.3229 | 67.0623 | 129.0744 | 0.40796 | 0.42719 | 0.41626 | 0.3916 | -72.3061 | 9.9632 | 27.9151 | 50.5455
6 | 3 | 6 | 484.7796 | 473.2786 | 457.8569 | 512.5123 | 378.8299 | 100.3275 | 0 | 0 | 51.5581 | 101.5255 | 95.2544 | 98.883 | 0 | 0 | 0 | 0 | 209.6655 | 334.6294 | 389.5513 | 387.8283 | 0 | 0 | 0 | 0 | -0.22792 | -1.6022 | -1.9043 | 2.9611 | 0 | 0 | 0 | 0 | -155.046 | -61.6016 | -25.0446 | 22.8399 | 0.40606 | 0.43154 | 0.41548 | 0.38797 | -62.9582 | -26.5835 | -10.4056 | 8.8611
6 | 3 | 7 | 495.2697 | 481.2937 | 462.8332 | 515.2017 | 378.8299 | 100.3275 | 0 | 0 | 51.6182 | 87.703 | 81.0806 | 82.2829 | 0 | 0 | 0 | 0 | 170.4328 | 425.4202 | 493.1828 | 496.8693 | 0 | 0 | 0 | 0 | -0.097427 | -2.1426 | -4.303 | 2.4776 | 0 | 0 | 0 | 0 | -105.5139 | -130.0144 | -107.1272 | -66.4281 | 0.39763 | 0.41039 | 0.41696 | 0.37762 | -41.9551 | -53.3568 | -44.6674 | -25.0847
6 | 3 | 8 | 527.2058 | 512.2676 | 492.497 | 548.0182 | 378.8299 | 100.3275 | 0 | 0 | 44.8444 | 78.9369 | 78.372 | 78.0186 | 0 | 0 | 0 | 0 | 201.6243 | 567.636 | 661.8692 | 669.4732 | 0 | 0 | 0 | 0 | -0.087247 | -2.4516 | -7.9348 | 35.2141 | 0 | 0 | 0 | 0 | -98.0056 | -232.1812 | -239.8094 | -234.6876 | 0.39542 | 0.54534 | 0.3925 | 0.14136 | -38.7529 | -126.6169 | -94.1242 | -33.1764
6 | 3 | 9 | 573.7291 | 559.9599 | 541.3985 | 605.5011 | 378.8299 | 100.3275 | 0 | 0 | 43.4923 | 77.3879 | 77.1155 | 75.6425 | 0 | 0 | 0 | 0 | 253.961 | 698.8074 | 814.7843 | 830.7279 | 0 | 0 | 0 | 0 | -0.082518 | -2.8015 | -9.8796 | -45.5414 | 0 | 0 | 0 | 0 | -102.4716 | -313.7615 | -340.6217 | -255.3279 | 0.3881 | 0.022118 | 0.022118 | 0.021036 | -39.7692 | -6.9397 | -7.5338 | -5.3711
6 | 3 | 10 | 623.5137 | 610.5997 | 592.9838 | 666.0277 | 378.8299 | 100.3275 | 0 | 0 | 47.6296 | 76.9053 | 76.6315 | 64.9895 | 0 | 0 | 0 | 0 | 296.0316 | 789.4893 | 928.7516 | 964.8068 | 0 | 0 | 0 | 0 | -0.1101 | -3.5806 | -7.348 | -38.8823 | 0 | 0 | 0 | 0 | -98.8673 | -352.5417 | -405.0513 | -324.8864 | 0.39518 | 0.022118 | 0.022118 | 0.022118 | -39.0708 | -7.7974 | -8.9589 | -7.1858
6 | 3 | 11 | 671.6028 | 660.2717 | 644.4818 | 727.3251 | 378.8299 | 100.3275 | 0 | 0 | 42.3764 | 72.9598 | 75.4266 | 65.403 | 0 | 0 | 0 | 0 | 319.9831 | 829.6817 | 986.4127 | 1026.4568 | 0 | 0 | 0 | 0 | -0.30282 | -10.2782 | -16.6187 | -41.0966 | 0 | 0 | 0 | 0 | -69.2837 | -332.419 | -400.7388 | -323.438 | 0.39679 | 0.022118 | 0.022118 | 0.022118 | -27.4912 | -7.3524 | -8.8635 | -7.1537
6 | 3 | 12 | 707.0245 | 697.1566 | 683.0295 | 773.4301 | 378.8299 | 100.3275 | 0 | 0 | 41.3221 | 72.2789 | 72.1743 | 65.4689 | 0 | 0 | 0 | 0 | 364.5106 | 874.6704 | 1064.5262 | 1140.5556 | 0 | 0 | 0 | 0 | -0.36079 | -9.4343 | -23.6609 | -42.3074 | 0 | 0 | 0 | 0 | -77.2774 | -340.6859 | -430.0101 | -390.287 | 0.39234 | 0.022118 | 0.022118 | 0.022118 | -30.3193 | -7.5352 | -9.5109 | -8.6323
6 | 3 | 13 | 740.3057 | 732.404 | 720.4429 | 818.5413 | 378.8299 | 100.3275 | 0 | 0 | 40.8628 | 72.5453 | 74.5293 | 65.5943 | 0 | 0 | 0 | 0 | 391.9305 | 900.8125 | 1104.8031 | 1195.7735 | 0 | 0 | 0 | 0 | -0.38195 | -9.3107 | -9.4036 | -45.5526 | 0 | 0 | 0 | 0 | -70.9356 | -331.9707 | -449.4858 | -397.2739 | 0.39433 | 0.022118 | 0.022118 | 0.022118 | -27.9719 | -7.3425 | -9.9417 | -8.7868
6 | 3 | 14 | 767.4857 | 761.3066 | 751.304 | 856.0052 | 378.8299 | 100.3275 | 0 | 0 | 40.1152 | 74.321 | 76.8503 | 65.4887 | 0 | 0 | 0 | 0 | 418.1685 | 926.4412 | 1106.1461 | 1194.5007 | 0 | 0 | 0 | 0 | -0.3137 | -7.5183 | -13.626 | -32.7469 | 0 | 0 | 0 | 0 | -69.3142 | -332.2649 | -418.0664 | -371.2373 | 0.39259 | 0.022448 | 0.022118 | 0.021917 | -27.2119 | -7.4586 | -9.2467 | -8.1362
6 | 3 | 15 | 794.9787 | 790.7713 | 783.0452 | 894.8296 | 378.8299 | 100.3275 | 0 | 0 | 41.2016 | 73.2275 | 72.7909 | 65.3764 | 0 | 0 | 0 | 0 | 431.3088 | 924.7558 | 1093.1741 | 1159.4905 | 0 | 0 | 0 | 0 | -0.21253 | -11.0416 | -13.5795 | -32.9311 | 0 | 0 | 0 | 0 | -56.1491 | -296.498 | -369.3404 | -297.1061 | 0.38933 | 0.022983 | 0.021613 | 0.020742 | -21.8604 | -6.8145 | -7.9825 | -6.1624
6 | 3 | 16 | 814.0441 | 813.622 | 810.2153 | 930.1182 | 378.8299 | 100.3275 | 0 | 0 | 40.8131 | 77.6569 | 77.6722 | 69.6925 | 0 | 0 | 0 | 0 | 468.8551 | 936.9994 | 1095.8163 | 1156.0359 | 0 | 0 | 0 | 0 | -0.086391 | -3.2471 | -2.0112 | -19.72 | 0 | 0 | 0 | 0 | -74.3676 | -298.1147 | -361.2619 | -275.8902 | 0.39725 | 0.023616 | 0.020937 | 0.02146 | -29.5427 | -7.0402 | -7.5636 | -5.9207
6 | 3 | 17 | 834.6282 | 838.5731 | 840.2155 | 969.4494 | 378.8299 | 100.3275 | 0 | 0 | 42.0824 | 78.0546 | 77.8107 | 81.5147 | 0 | 0 | 0 | 0 | 550.6488 | 937.6212 | 1079.4267 | 1137.6329 | 141.5984 | 151.5027 | 151.5027 | 151.5027 | -0.075549 | -1.9953 | -10.4034 | 16.3723 | 0 | 0 | 0 | 0 | -278.4557 | -426.9376 | -458.1212 | -417.5733 | 0.40602 | 0.342 | 0.42749 | 0.2585 | -113.0589 | -146.0141 | -195.8414 | -107.9415
6 | 3 | 18 | 849.114 | 857.4407 | 864.0481 | 1001.3835 | 378.8299 | 100.3275 | 0 | 0 | 46.3579 | 78.6907 | 79.2419 | 86.1219 | 0 | 0 | 0 | 0 | 466.9403 | 745.9509 | 884.0489 | 899.8187 | 141.5984 | 151.5027 | 151.5027 | 151.5027 | -0.085891 | -1.7686 | -9.0152 | -2.803 | 0 | 0 | 0 | 0 | -184.5266 | -217.2625 | -241.7302 | -133.2568 | 0.4027 | 0.42494 | 0.41159 | 0.40375 | -74.308 | -92.323 | -99.4931 | -53.8023
6 | 3 | 19 | 846.0883 | 856.9341 | 866.3442 | 1006.3935 | 378.8299 | 100.3275 | 0 | 0 | 53.1779 | 97.1873 | 97.0995 | 103.5978 | 0 | 0 | 0 | 0 | 380.5432 | 539.874 | 666.614 | 695.7142 | 141.5984 | 151.5027 | 151.5027 | 151.5027 | -0.13546 | 1.3448 | 5.4587 | 12.8484 | 0 | 0 | 0 | 0 | -107.9256 | -33.3022 | -54.3307 | 42.7303 | 0.40839 | 0.42225 | 0.40697 | 0.39265 | -44.0755 | -14.0618 | -22.111 | 16.7779
6 | 3 | 20 | 824.9977 | 836.15 | 845.9081 | 983.0222 | 378.8299 | 100.3275 | 0 | 0 | 55.2006 | 104.5951 | 104.7404 | 110.6128 | 0 | 0 | 0 | 0 | 428.3693 | 506.104 | 643.632 | 674.2833 | 141.5984 | 151.5027 | 151.5027 | 151.5027 | 0.051078 | 1.7885 | 0.22429 | 22.6329 | 0 | 0 | 0 | 0 | -179.0515 | -28.1679 | -54.1912 | 23.9905 | 0.40942 | 0.43553 | 0.40598 | 0.39629 | -73.3078 | -12.2679 | -22.0007 | 9.5072
6 | 3 | 21 | 819.2411 | 831.1943 | 842.0467 | 979.8407 | 378.8299 | 100.3275 | 0 | 0 | 55.4775 | 106.9698 | 106.5775 | 115.2009 | 0 | 0 | 0 | 0 | 490.9584 | 563.0764 | 690.9334 | 754.3463 | 141.5984 | 151.5027 | 151.5027 | 151.5027 | 0.1868 | 3.6506 | 4.6254 | 15.5011 | 0 | 0 | 0 | 0 | -247.8098 | -94.3327 | -111.5924 | -56.7103 | 0.4094 | 0.43476 | 0.40586 | 0.39679 | -101.453 | -41.0124 | -45.2912 | -22.5022
6 | 3 | 22 | 806.3125 | 819.7451 | 832.6195 | 971.3141 | 378.8299 | 100.3275 | 0 | 0 | 54.1844 | 107.4675 | 111.7947 | 117.0008 | 0 | 0 | 0 | 0 | 486.0088 | 553.0967 | 683.039 | 749.2539 | 141.5984 | 151.5027 | 151.5027 | 151.5027 | 0.56589 | 7.1835 | 21.3312 | 18.0559 | 0 | 0 | 0 | 0 | -254.875 | -99.8327 | -135.0482 | -64.4991 | 0.40731 | 0.42231 | 0.40449 | 0.39511 | -103.8137 | -42.1605 | -54.6263 | -25.4844
6 | 3 | 23 | 731.6617 | 744.5473 | 757.0514 | 883.9201 | 378.8299 | 100.3275 | 0 | 0 | 52.4638 | 105.8783 | 114.8812 | 117.6299 | 0 | 0 | 0 | 0 | 422.3101 | 481.0885 | 581.4152 | 601.4447 | 0 | 0 | 0 | 0 | 0.86072 | 8.5753 | 10.4037 | 12.515 | 0 | 0 | 0 | 0 | -122.8029 | 48.6777 | 50.3513 | 152.3305 | 0.40299 | 0.42067 | 0.40353 | 0.39408 | -49.4878 | 20.4774 | 20.3182 | 60.0306
6 | 3 | 24 | 646.3986 | 655.1325 | 662.9845 | 771.0098 | 378.8299 | 100.3275 | 0 | 0 | 50.5919 | 117.8828 | 113.3406 | 119.1124 | 0 | 0 | 0 | 0 | 379.2683 | 428.2858 | 528.4796 | 550.1531 | 0 | 0 | 0 | 0 | 0.70639 | 2.2699 | 9.9457 | 43.4304 | 0 | 0 | 0 | 0 | -162.9978 | 6.3665 | 11.2186 | 58.3139 | 0.40134 | 0.42366 | 0.4104 | 0.39542 | -65.4183 | 2.6972 | 4.6042 | 23.0582
6 | 4 | 1 | 581.2567 | 585.9386 | 589.2908 | 681.8964 | 378.8299 | 100.3275 | 0 | 0 | 42.5591 | 110.7182 | 119.9975 | 121.3971 | 0 | 0 | 0 | 0 | 363.8844 | 405.1342 | 498.2899 | 548.037 | 0 | 0 | 0 | 0 | -0.18156 | 7.39 | 9.8833 | 7.6415 | 0 | 0 | 0 | 0 | -203.8352 | -37.6314 | -38.8799 | 4.8207 | 0.4071 | 0.42843 | 0.41669 | 0.39372 | -82.9822 | -16.1225 | -16.2008 | 1.898
6 | 4 | 2 | 542.7387 | 543.9195 | 543.3411 | 625.3152 | 378.8299 | 100.3275 | 0 | 0 | 39.8469 | 120.7083 | 120.474 | 120.6528 | 0 | 0 | 0 | 0 | 379.9408 | 418.3678 | 495.811 | 542.2348 | 0 | 0 | 0 | 0 | -0.15304 | 2.3298 | 3.088 | 4.2416 | 0 | 0 | 0 | 0 | -255.7259 | -97.8138 | -76.0318 | -41.814 | 0.40672 | 0.42869 | 0.41639 | 0.39335 | -104.0079 | -41.9315 | -31.6585 | -16.4475
6 | 4 | 3 | 518.2474 | 516.3806 | 512.3797 | 586.5251 | 378.8299 | 100.3275 | 0 | 0 | 39.9646 | 118.6765 | 111.3868 | 115.4728 | 0 | 0 | 0 | 0 | 394.7245 | 428.5767 | 496.3157 | 539.1629 | 0 | 0 | 0 | 0 | -0.19755 | 2.0422 | 6.9263 | 2.0245 | 0 | 0 | 0 | 0 | -295.074 | -133.2423 | -102.2491 | -70.1351 | 0.40558 | 0.42977 | 0.41648 | 0.39426 | -119.6764 | -57.2637 | -42.5852 | -27.6514
6 | 4 | 4 | 507.3767 | 502.4843 | 494.9676 | 563.1321 | 378.8299 | 100.3275 | 0 | 0 | 41.6303 | 106.7014 | 106.8248 | 114.0477 | 0 | 0 | 0 | 0 | 375.4175 | 410.9239 | 472.4918 | 500.9011 | 0 | 0 | 0 | 0 | -0.1659 | 5.4869 | 10.9218 | 3.4936 | 0 | 0 | 0 | 0 | -288.335 | -120.9554 | -95.2709 | -55.3103 | 0.40646 | 0.42931 | 0.41675 | 0.39303 | -117.1961 | -51.9273 | -39.7045 | -21.7385
6 | 4 | 5 | 505.2438 | 497.9668 | 487.6616 | 552.0779 | 378.8299 | 100.3275 | 0 | 0 | 45.3344 | 108.2494 | 105.1606 | 108.0259 | 0 | 0 | 0 | 0 | 358.7634 | 396.0522 | 461.7098 | 487.1542 | 0 | 0 | 0 | 0 | -0.21113 | 6.4443 | 6.1629 | 6.037 | 0 | 0 | 0 | 0 | -277.4728 | -113.1066 | -85.3718 | -49.1392 | 0.40796 | 0.42719 | 0.41626 | 0.3916 | -113.1984 | -48.3175 | -35.5366 | -19.2429
6 | 4 | 6 | 529.8772 | 519.7295 | 505.9157 | 569.6963 | 378.8299 | 100.3275 | 0 | 0 | 51.5581 | 101.5255 | 95.2544 | 98.883 | 0 | 0 | 0 | 0 | 377.6642 | 492.098 | 568.3173 | 593.8344 | 0 | 0 | 0 | 0 | -0.22792 | -1.6022 | -1.9043 | 2.9611 | 0 | 0 | 0 | 0 | -277.947 | -172.6193 | -155.7518 | -125.9822 | 0.40606 | 0.43154 | 0.41548 | 0.38797 | -112.8637 | -74.4919 | -64.7119 | -48.8769
6 | 4 | 7 | 578.208 | 566.6733 | 551.1109 | 620.1925 | 378.8299 | 100.3275 | 0 | 0 | 51.6182 | 87.703 | 81.0806 | 82.2829 | 0 | 0 | 0 | 0 | 367.9235 | 591.8052 | 670.0051 | 678.6764 | 0 | 0 | 0 | 0 | -0.097427 | -2.1426 | -4.303 | 2.4776 | 0 | 0 | 0 | 0 | -220.0663 | -211.0198 | -195.6718 | -143.2444 | 0.39763 | 0.41039 | 0.41696 | 0.37762 | -87.5042 | -86.6006 | -81.5867 | -54.0921
6 | 4 | 8 | 641.3271 | 629.7035 | 613.865 | 692.3184 | 378.8299 | 100.3275 | 0 | 0 | 44.8444 | 78.9369 | 78.372 | 78.0186 | 0 | 0 | 0 | 0 | 362.1018 | 678.6437 | 768.3357 | 779.3337 | 0 | 0 | 0 | 0 | -0.087247 | -2.4516 | -7.9348 | 35.2141 | 0 | 0 | 0 | 0 | -144.3617 | -225.753 | -224.9079 | -200.248 | 0.39542 | 0.54534 | 0.3925 | 0.14136 | -57.0829 | -123.1114 | -88.2754 | -28.3079
6 | 4 | 9 | 700.3173 | 690.2108 | 675.9938 | 765.5137 | 378.8299 | 100.3275 | 0 | 0 | 43.4923 | 77.3879 | 77.1155 | 75.6425 | 0 | 0 | 0 | 0 | 462.6255 | 840.7236 | 953.893 | 972.2505 | 0 | 0 | 0 | 0 | -0.082518 | -2.8015 | -9.8796 | -45.5414 | 0 | 0 | 0 | 0 | -184.5479 | -325.4268 | -345.1352 | -236.8379 | 0.3881 | 0.022118 | 0.022118 | 0.021036 | -71.6231 | -7.1977 | -7.6337 | -4.9822
6 | 4 | 10 | 747.3804 | 738.0533 | 724.6919 | 822.6108 | 378.8299 | 100.3275 | 0 | 0 | 47.6296 | 76.9053 | 76.6315 | 64.9895 | 0 | 0 | 0 | 0 | 574.4562 | 1009.4769 | 1152.3202 | 1180.8289 | 0 | 0 | 0 | 0 | -0.1101 | -3.5806 | -7.348 | -38.8823 | 0 | 0 | 0 | 0 | -253.4252 | -445.0758 | -496.9118 | -384.3253 | 0.39518 | 0.022118 | 0.022118 | 0.022118 | -100.1496 | -9.8441 | -10.9906 | -8.5004
6 | 4 | 11 | 798.2737 | 790.6097 | 779.1695 | 887.4496 | 378.8299 | 100.3275 | 0 | 0 | 42.3764 | 72.9598 | 75.4266 | 65.403 | 0 | 0 | 0 | 0 | 603.1839 | 1064.2028 | 1231.2313 | 1270.8721 | 0 | 0 | 0 | 0 | -0.30282 | -10.2782 | -16.6187 | -41.0966 | 0 | 0 | 0 | 0 | -225.8137 | -436.6022 | -510.8696 | -407.7289 | 0.39679 | 0.022118 | 0.022118 | 0.022118 | -89.6011 | -9.6567 | -11.2993 | -9.018
6 | 4 | 12 | 835.7226 | 829.5741 | 819.8583 | 936.0936 | 378.8299 | 100.3275 | 0 | 0 | 41.3221 | 72.2789 | 72.1743 | 65.4689 | 0 | 0 | 0 | 0 | 675.7252 | 1141.159 | 1328.7154 | 1381.0071 | 0 | 0 | 0 | 0 | -0.36079 | -9.4343 | -23.6609 | -42.3074 | 0 | 0 | 0 | 0 | -259.7938 | -474.757 | -557.3705 | -468.075 | 0.39234 | 0.022118 | 0.022118 | 0.022118 | -101.9284 | -10.5006 | -12.3278 | -10.3528
6 | 4 | 13 | 868.6141 | 864.4276 | 856.8733 | 980.7383 | 378.8299 | 100.3275 | 0 | 0 | 40.8628 | 72.5453 | 74.5293 | 65.5943 | 0 | 0 | 0 | 0 | 722.8023 | 1205.2425 | 1408.9527 | 1462.3265 | 0 | 0 | 0 | 0 | -0.38195 | -9.3107 | -9.4036 | -45.5526 | 0 | 0 | 0 | 0 | -273.4989 | -504.377 | -617.2051 | -501.6298 | 0.39433 | 0.022118 | 0.022118 | 0.022118 | -107.8483 | -11.1557 | -13.6513 | -11.0949
6 | 4 | 14 | 905.4956 | 903.3065 | 898.0364 | 1030.4437 | 378.8299 | 100.3275 | 0 | 0 | 40.1152 | 74.321 | 76.8503 | 65.4887 | 0 | 0 | 0 | 0 | 686.1138 | 1179.5103 | 1372.8045 | 1442.1096 | 0 | 0 | 0 | 0 | -0.3137 | -7.5183 | -13.626 | -32.7469 | 0 | 0 | 0 | 0 | -199.2496 | -443.334 | -537.9924 | -444.4077 | 0.39259 | 0.022448 | 0.022118 | 0.021917 | -78.223 | -9.9519 | -11.8992 | -9.7399
6 | 4 | 15 | 927.5846 | 927.2119 | 924.0341 | 1062.4411 | 378.8299 | 100.3275 | 0 | 0 | 41.2016 | 73.2275 | 72.7909 | 65.3764 | 0 | 0 | 0 | 0 | 575.8745 | 1033.8554 | 1217.6537 | 1272.097 | 0 | 0 | 0 | 0 | -0.21253 | -11.0416 | -13.5795 | -32.9311 | 0 | 0 | 0 | 0 | -68.109 | -269.157 | -352.8311 | -242.1012 | 0.38933 | 0.022983 | 0.021613 | 0.020742 | -26.5167 | -6.1862 | -7.6257 | -5.0216
6 | 4 | 16 | 945.3238 | 948.6831 | 949.7605 | 1095.9979 | 378.8299 | 100.3275 | 0 | 0 | 40.8131 | 77.6569 | 77.6722 | 69.6925 | 0 | 0 | 0 | 0 | 635.5849 | 1036.2979 | 1223.0107 | 1274.8819 | 0 | 0 | 0 | 0 | -0.086391 | -3.2471 | -2.0112 | -19.72 | 0 | 0 | 0 | 0 | -109.8177 | -262.3521 | -348.9112 | -228.8565 | 0.39725 | 0.023616 | 0.020937 | 0.02146 | -43.6253 | -6.1956 | -7.305 | -4.9114
6 | 4 | 17 | 954.216 | 961.5992 | 967.3185 | 1120.5325 | 378.8299 | 100.3275 | 0 | 0 | 42.0824 | 78.0546 | 77.8107 | 81.5147 | 0 | 0 | 0 | 0 | 674.5266 | 993.3149 | 1178.1509 | 1237.5471 | 141.5984 | 151.5027 | 151.5027 | 151.5027 | -0.075549 | -1.9953 | -10.4034 | 16.3723 | 0 | 0 | 0 | 0 | -282.7457 | -359.6052 | -429.7424 | -366.4043 | 0.40602 | 0.342 | 0.42749 | 0.2585 | -114.8007 | -122.9861 | -183.7098 | -94.7144
6 | 4 | 18 | 948.1258 | 959.3 | 969.2838 | 1126.4744 | 378.8299 | 100.3275 | 0 | 0 | 46.3579 | 78.6907 | 79.2419 | 86.1219 | 0 | 0 | 0 | 0 | 670.802 | 912.2473 | 1097.1951 | 1163.7171 | 141.5984 | 151.5027 | 151.5027 | 151.5027 | -0.085891 | -1.7686 | -9.0152 | -2.803 | 0 | 0 | 0 | 0 | -289.3765 | -281.6997 | -349.6407 | -272.0644 | 0.4027 | 0.42494 | 0.41159 | 0.40375 | -116.5306 | -119.7048 | -143.9077 | -109.8456
6 | 4 | 19 | 925.7994 | 938.9452 | 951.0831 | 1107.1282 | 378.8299 | 100.3275 | 0 | 0 | 53.1779 | 97.1873 | 97.0995 | 103.5978 | 0 | 0 | 0 | 0 | 640.3697 | 782.7262 | 935.663 | 1005.8617 | 141.5984 | 151.5027 | 151.5027 | 151.5027 | -0.13546 | 1.3448 | 5.4587 | 12.8484 | 0 | 0 | 0 | 0 | -288.0411 | -194.1434 | -238.6409 | -166.6824 | 0.40839 | 0.42225 | 0.40697 | 0.39265 | -117.6325 | -81.9769 | -97.1197 | -65.4473
6 | 4 | 20 | 897.9209 | 911.1718 | 923.4186 | 1075.1583 | 378.8299 | 100.3275 | 0 | 0 | 55.2006 | 104.5951 | 104.7404 | 110.6128 | 0 | 0 | 0 | 0 | 654.8558 | 741.0242 | 863.1285 | 941.7912 | 141.5984 | 151.5027 | 151.5027 | 151.5027 | 0.051078 | 1.7885 | 0.22429 | 22.6329 | 0 | 0 | 0 | 0 | -332.6149 | -188.0663 | -196.1773 | -151.3812 | 0.40942 | 0.43553 | 0.40598 | 0.39629 | -136.1802 | -81.9083 | -79.6447 | -59.9906
6 | 4 | 21 | 879.4515 | 893.1384 | 906.0467 | 1055.918 | 378.8299 | 100.3275 | 0 | 0 | 55.4775 | 106.9698 | 106.5775 | 115.2009 | 0 | 0 | 0 | 0 | 660.9197 | 745.7835 | 840.882 | 925.0317 | 141.5984 | 151.5027 | 151.5027 | 151.5027 | 0.1868 | 3.6506 | 4.6254 | 15.5011 | 0 | 0 | 0 | 0 | -357.5607 | -215.0957 | -197.541 | -151.3184 | 0.4094 | 0.43476 | 0.40586 | 0.39679 | -146.3848 | -93.5157 | -80.1746 | -60.042
6 | 4 | 22 | 843.4351 | 857.9476 | 872.1031 | 1018.2598 | 378.8299 | 100.3275 | 0 | 0 | 54.1844 | 107.4675 | 111.7947 | 117.0008 | 0 | 0 | 0 | 0 | 636.3136 | 718.8948 | 819.0101 | 909.9218 | 141.5984 | 151.5027 | 151.5027 | 151.5027 | 0.56589 | 7.1835 | 21.3312 | 18.0559 | 0 | 0 | 0 | 0 | -368.0571 | -227.4284 | -231.5356 | -178.2214 | 0.40731 | 0.42231 | 0.40449 | 0.39511 | -149.9142 | -96.0456 | -93.6549 | -70.4174
6 | 4 | 23 | 756.053 | 769.6589 | 783.0179 | 914.8051 | 378.8299 | 100.3275 | 0 | 0 | 52.4638 | 105.8783 | 114.8812 | 117.6299 | 0 | 0 | 0 | 0 | 579.6279 | 658.1692 | 764.8044 | 861.6687 | 0 | 0 | 0 | 0 | 0.86072 | 8.5753 | 10.4037 | 12.515 | 0 | 0 | 0 | 0 | -255.7293 | -103.2915 | -107.0713 | -77.0085 | 0.40299 | 0.42067 | 0.40353 | 0.39408 | -103.0552 | -43.4521 | -43.2063 | -30.3476
6 | 4 | 24 | 663.4068 | 672.6548 | 681.1179 | 792.5902 | 378.8299 | 100.3275 | 0 | 0 | 50.5919 | 117.8828 | 113.3406 | 119.1124 | 0 | 0 | 0 | 0 | 556.1794 | 637.6614 | 751.6751 | 846.1368 | 0 | 0 | 0 | 0 | 0.70639 | 2.2699 | 9.9457 | 43.4304 | 0 | 0 | 0 | 0 | -322.9008 | -185.4868 | -193.8435 | -216.0894 | 0.40134 | 0.42366 | 0.4104 | 0.39542 | -129.5944 | -78.5831 | -79.5541 | -85.4451
6 | 5 | 1 | 586.3647 | 591.222 | 594.7837 | 688.4548 | 378.8299 | 100.3275 | 0 | 0 | 42.5591 | 110.7182 | 119.9975 | 121.3971 | 0 | 0 | 0 | 0 | 533.8509 | 612.3789 | 729.5911 | 822.7045 | 0 | 0 | 0 | 0 | -0.18156 | 7.39 | 9.8833 | 7.6415 | 0 | 0 | 0 | 0 | -368.6937 | -239.5927 | -264.6881 | -263.2884 | 0.4071 | 0.42843 | 0.41669 | 0.39372 | -150.0967 | -102.6494 | -110.2927 | -103.6614
6 | 5 | 2 | 547.8209 | 549.1741 | 548.8016 | 631.8328 | 378.8299 | 100.3275 | 0 | 0 | 39.8469 | 120.7083 | 120.474 | 120.6528 | 0 | 0 | 0 | 0 | 498.6779 | 574.2697 | 693.1109 | 778.9986 | 0 | 0 | 0 | 0 | -0.15304 | 2.3298 | 3.088 | 4.2416 | 0 | 0 | 0 | 0 | -369.3808 | -248.4611 | -267.8712 | -272.0602 | 0.40672 | 0.42869 | 0.41639 | 0.39335 | -150.2333 | -106.512 | -111.5376 | -107.0145
6 | 5 | 3 | 522.2174 | 520.4856 | 516.6461 | 591.618 | 378.8299 | 100.3275 | 0 | 0 | 39.9646 | 118.6765 | 111.3868 | 115.4728 | 0 | 0 | 0 | 0 | 439.0443 | 514.7432 | 632.5567 | 720.2293 | 0 | 0 | 0 | 0 | -0.19755 | 2.0422 | 6.9263 | 2.0245 | 0 | 0 | 0 | 0 | -335.4239 | -215.3037 | -234.2236 | -246.1086 | 0.40558 | 0.42977 | 0.41648 | 0.39426 | -136.0415 | -92.5314 | -97.5505 | -97.0306
6 | 5 | 4 | 511.212 | 506.443 | 499.0735 | 568.0261 | 378.8299 | 100.3275 | 0 | 0 | 41.6303 | 106.7014 | 106.8248 | 114.0477 | 0 | 0 | 0 | 0 | 479.5649 | 550.1802 | 663.0203 | 743.5818 | 0 | 0 | 0 | 0 | -0.1659 | 5.4869 | 10.9218 | 3.4936 | 0 | 0 | 0 | 0 | -388.6471 | -256.2529 | -281.6935 | -293.097 | 0.40646 | 0.42931 | 0.41675 | 0.39303 | -157.9688 | -110.0119 | -117.3967 | -115.1951
6 | 5 | 5 | 505.8493 | 498.6079 | 488.346 | 552.9101 | 378.8299 | 100.3275 | 0 | 0 | 45.3344 | 108.2494 | 105.1606 | 108.0259 | 0 | 0 | 0 | 0 | 502.7669 | 571.6988 | 682.4614 | 745.9578 | 0 | 0 | 0 | 0 | -0.21113 | 6.4443 | 6.1629 | 6.037 | 0 | 0 | 0 | 0 | -420.8707 | -288.112 | -305.4389 | -307.1106 | 0.40796 | 0.42719 | 0.41626 | 0.3916 | -171.6994 | -123.0773 | -127.1409 | -120.2645
6 | 5 | 6 | 529.8621 | 519.7254 | 505.9255 | 569.7197 | 378.8299 | 100.3275 | 0 | 0 | 51.5581 | 101.5255 | 95.2544 | 98.883 | 0 | 0 | 0 | 0 | 545.0911 | 678.5008 | 783.9755 | 828.3631 | 0 | 0 | 0 | 0 | -0.22792 | -1.6022 | -1.9043 | 2.9611 | 0 | 0 | 0 | 0 | -445.3891 | -359.0262 | -371.4003 | -360.4875 | 0.40606 | 0.43154 | 0.41548 | 0.38797 | -180.8555 | -154.9337 | -154.3099 | -139.8572
6 | 5 | 7 | 582.9231 | 571.5241 | 556.1224 | 626.1496 | 378.8299 | 100.3275 | 0 | 0 | 51.6182 | 87.703 | 81.0806 | 82.2829 | 0 | 0 | 0 | 0 | 564.8909 | 787.5539 | 888.8718 | 928.7301 | 0 | 0 | 0 | 0 | -0.097427 | -2.1426 | -4.303 | 2.4776 | 0 | 0 | 0 | 0 | -412.3185 | -401.9178 | -409.527 | -387.341 | 0.39763 | 0.41039 | 0.41696 | 0.37762 | -163.9488 | -164.9435 | -170.7551 | -146.2681
6 | 5 | 8 | 644.9945 | 633.4734 | 617.7564 | 696.9411 | 378.8299 | 100.3275 | 0 | 0 | 44.8444 | 78.9369 | 78.372 | 78.0186 | 0 | 0 | 0 | 0 | 632.5336 | 929.7527 | 1045.0784 | 1105.6727 | 0 | 0 | 0 | 0 | -0.087247 | -2.4516 | -7.9348 | 35.2141 | 0 | 0 | 0 | 0 | -411.1262 | -473.0921 | -497.7592 | -521.9643 | 0.39542 | 0.54534 | 0.3925 | 0.14136 | -162.5657 | -257.9944 | -195.3684 | -73.7869
6 | 5 | 9 | 699.4681 | 689.3282 | 675.0711 | 764.4077 | 378.8299 | 100.3275 | 0 | 0 | 43.4923 | 77.3879 | 77.1155 | 75.6425 | 0 | 0 | 0 | 0 | 736.5483 | 1097.1934 | 1222.1652 | 1313.2304 | 0 | 0 | 0 | 0 | -0.082518 | -2.8015 | -9.8796 | -45.5414 | 0 | 0 | 0 | 0 | -459.3199 | -582.7791 | -614.3301 | -578.9237 | 0.3881 | 0.022118 | 0.022118 | 0.021036 | -178.262 | -12.8898 | -13.5877 | -12.1784
6 | 5 | 10 | 743.9475 | 734.5032 | 721.0019 | 818.2058 | 378.8299 | 100.3275 | 0 | 0 | 47.6296 | 76.9053 | 76.6315 | 64.9895 | 0 | 0 | 0 | 0 | 794.626 | 1204.7457 | 1337.328 | 1449.49 | 0 | 0 | 0 | 0 | -0.1101 | -3.5806 | -7.348 | -38.8823 | 0 | 0 | 0 | 0 | -477.0279 | -643.8947 | -685.6097 | -657.3915 | 0.39518 | 0.022118 | 0.022118 | 0.022118 | -188.5137 | -14.2415 | -15.1642 | -14.54
6 | 5 | 11 | 786.4427 | 778.418 | 766.549 | 872.4271 | 378.8299 | 100.3275 | 0 | 0 | 42.3764 | 72.9598 | 75.4266 | 65.403 | 0 | 0 | 0 | 0 | 811.9928 | 1253.2723 | 1397.2272 | 1523.2837 | 0 | 0 | 0 | 0 | -0.30282 | -10.2782 | -16.6187 | -41.0966 | 0 | 0 | 0 | 0 | -446.4536 | -637.8633 | -689.4861 | -675.163 | 0.39679 | 0.022118 | 0.022118 | 0.022118 | -177.1492 | -14.1081 | -15.25 | -14.9331
6 | 5 | 12 | 820.2573 | 813.6369 | 803.3599 | 916.4545 | 378.8299 | 100.3275 | 0 | 0 | 41.3221 | 72.2789 | 72.1743 | 65.4689 | 0 | 0 | 0 | 0 | 825.9239 | 1267.4765 | 1423.8378 | 1532.0184 | 0 | 0 | 0 | 0 | -0.36079 | -9.4343 | -23.6609 | -42.3074 | 0 | 0 | 0 | 0 | -425.4578 | -617.0117 | -668.9914 | -638.7253 | 0.39234 | 0.022118 | 0.022118 | 0.022118 | -166.9256 | -13.6469 | -14.7967 | -14.1272
6 | 5 | 13 | 848.0658 | 843.2536 | 834.9557 | 954.65 | 378.8299 | 100.3275 | 0 | 0 | 40.8628 | 72.5453 | 74.5293 | 65.5943 | 0 | 0 | 0 | 0 | 871.56 | 1337.5319 | 1519.0807 | 1647.0803 | 0 | 0 | 0 | 0 | -0.38195 | -9.3107 | -9.4036 | -45.5526 | 0 | 0 | 0 | 0 | -442.805 | -657.8404 | -749.2507 | -712.472 | 0.39433 | 0.022118 | 0.022118 | 0.022118 | -174.6105 | -14.55 | -16.5718 | -15.7583
6 | 5 | 14 | 877.9778 | 874.9586 | 868.7021 | 995.5352 | 378.8299 | 100.3275 | 0 | 0 | 40.1152 | 74.321 | 76.8503 | 65.4887 | 0 | 0 | 0 | 0 | 918.3571 | 1360.1166 | 1561.3487 | 1716.0963 | 0 | 0 | 0 | 0 | -0.3137 | -7.5183 | -13.626 | -32.7469 | 0 | 0 | 0 | 0 | -459.0108 | -652.2883 | -755.8709 | -753.3029 | 0.39259 | 0.022448 | 0.022118 | 0.021917 | -180.2021 | -14.6424 | -16.7182 | -16.5098
6 | 5 | 15 | 904.1557 | 903.0591 | 899.0199 | 1032.656 | 378.8299 | 100.3275 | 0 | 0 | 41.2016 | 73.2275 | 72.7909 | 65.3764 | 0 | 0 | 0 | 0 | 874.5703 | 1258.3683 | 1475.9846 | 1652.484 | 0 | 0 | 0 | 0 | -0.21253 | -11.0416 | -13.5795 | -32.9311 | 0 | 0 | 0 | 0 | -390.2336 | -517.8227 | -636.1762 | -652.2732 | 0.38933 | 0.022983 | 0.021613 | 0.020742 | -151.9285 | -11.9013 | -13.7497 | -13.5292
6 | 5 | 16 | 917.4017 | 919.9061 | 919.9669 | 1060.5299 | 378.8299 | 100.3275 | 0 | 0 | 40.8131 | 77.6569 | 77.6722 | 69.6925 | 0 | 0 | 0 | 0 | 793.1389 | 1150.4937 | 1378.8392 | 1561.8412 | 0 | 0 | 0 | 0 | -0.086391 | -3.2471 | -2.0112 | -19.72 | 0 | 0 | 0 | 0 | -295.2938 | -405.3249 | -534.5333 | -551.2838 | 0.39725 | 0.023616 | 0.020937 | 0.02146 | -117.3061 | -9.572 | -11.1913 | -11.8308
6 | 5 | 17 | 926.1491 | 932.6716 | 937.3672 | 1084.8754 | 378.8299 | 100.3275 | 0 | 0 | 42.0824 | 78.0546 | 77.8107 | 81.5147 | 0 | 0 | 0 | 0 | 697.6132 | 1019.8651 | 1252.9535 | 1432.1203 | 141.5984 | 151.5027 | 151.5027 | 151.5027 | -0.075549 | -1.9953 | -10.4034 | 16.3723 | 0 | 0 | 0 | 0 | -333.8992 | -415.083 | -534.4962 | -596.6346 | 0.40602 | 0.342 | 0.42749 | 0.2585 | -135.5701 | -141.9597 | -228.4908 | -154.2283
6 | 5 | 18 | 922.731 | 933.1253 | 942.1815 | 1094.2079 | 378.8299 | 100.3275 | 0 | 0 | 46.3579 | 78.6907 | 79.2419 | 86.1219 | 0 | 0 | 0 | 0 | 625.1123 | 892.1042 | 1118.5065 | 1294.2978 | 141.5984 | 151.5027 | 151.5027 | 151.5027 | -0.085891 | -1.7686 | -9.0152 | -2.803 | 0 | 0 | 0 | 0 | -269.0816 | -287.7312 | -398.0544 | -434.9115 | 0.4027 | 0.42494 | 0.41159 | 0.40375 | -108.3579 | -122.2678 | -163.8341 | -175.5949
6 | 5 | 19 | 896.3699 | 908.6314 | 919.7183 | 1069.8068 | 378.8299 | 100.3275 | 0 | 0 | 53.1779 | 97.1873 | 97.0995 | 103.5978 | 0 | 0 | 0 | 0 | 604.8307 | 763.5256 | 982.261 | 1142.859 | 141.5984 | 151.5027 | 151.5027 | 151.5027 | -0.13546 | 1.3448 | 5.4587 | 12.8484 | 0 | 0 | 0 | 0 | -281.9315 | -205.2566 | -316.6037 | -341.0011 | 0.40839 | 0.42225 | 0.40697 | 0.39265 | -115.1374 | -86.6695 | -128.8482 | -133.893
6 | 5 | 20 | 872.113 | 884.5876 | 895.912 | 1042.427 | 378.8299 | 100.3275 | 0 | 0 | 55.2006 | 104.5951 | 104.7404 | 110.6128 | 0 | 0 | 0 | 0 | 594.857 | 711.1612 | 909.2894 | 1066.213 | 141.5984 | 151.5027 | 151.5027 | 151.5027 | 0.051078 | 1.7885 | 0.22429 | 22.6329 | 0 | 0 | 0 | 0 | -298.4239 | -184.7874 | -269.8448 | -308.5344 | 0.40942 | 0.43553 | 0.40598 | 0.39629 | -122.1816 | -80.4802 | -109.5525 | -122.2686
6 | 5 | 21 | 862.6989 | 875.8735 | 888.1725 | 1034.6402 | 378.8299 | 100.3275 | 0 | 0 | 55.4775 | 106.9698 | 106.5775 | 115.2009 | 0 | 0 | 0 | 0 | 602.8961 | 712.6616 | 896.1471 | 1037.9661 | 141.5984 | 151.5027 | 151.5027 | 151.5027 | 0.1868 | 3.6506 | 4.6254 | 15.5011 | 0 | 0 | 0 | 0 | -316.2897 | -199.2388 | -270.6802 | -285.5306 | 0.4094 | 0.43476 | 0.40586 | 0.39679 | -129.4886 | -86.6217 | -109.8591 | -113.2963
6 | 5 | 22 | 833.5889 | 847.7949 | 861.5856 | 1005.734 | 378.8299 | 100.3275 | 0 | 0 | 54.1844 | 107.4675 | 111.7947 | 117.0008 | 0 | 0 | 0 | 0 | 608.2824 | 712.4977 | 879.065 | 1005.7434 | 141.5984 | 151.5027 | 151.5027 | 151.5027 | 0.56589 | 7.1835 | 21.3312 | 18.0559 | 0 | 0 | 0 | 0 | -349.8721 | -231.184 | -302.108 | -286.5688 | 0.40731 | 0.42231 | 0.40449 | 0.39511 | -142.5072 | -97.6316 | -122.2011 | -113.2267
6 | 5 | 23 | 743.083 | 756.3014 | 769.2001 | 898.3654 | 378.8299 | 100.3275 | 0 | 0 | 52.4638 | 105.8783 | 114.8812 | 117.6299 | 0 | 0 | 0 | 0 | 618.8822 | 718.351 | 885.6343 | 1007.256 | 0 | 0 | 0 | 0 | 0.86072 | 8.5753 | 10.4037 | 12.515 | 0 | 0 | 0 | 0 | -307.9536 | -176.8307 | -241.7191 | -239.0355 | 0.40299 | 0.42067 | 0.40353 | 0.39408 | -124.1008 | -74.3881 | -97.5405 | -94.1994
6 | 5 | 24 | 652.0219 | 660.9275 | 668.9837 | 778.1511 | 378.8299 | 100.3275 | 0 | 0 | 50.5919 | 117.8828 | 113.3406 | 119.1124 | 0 | 0 | 0 | 0 | 657.8314 | 753.3795 | 909.5828 | 1031.1001 | 0 | 0 | 0 | 0 | 0.70639 | 2.2699 | 9.9457 | 43.4304 | 0 | 0 | 0 | 0 | -435.9377 | -312.9323 | -363.8854 | -415.4917 | 0.40134 | 0.42366 | 0.4104 | 0.39542 | -174.9611 | -132.5765 | -149.3399 | -164.2918
6 | 6 | 1 | 587.9673 | 592.8452 | 596.4299 | 690.3855 | 378.8299 | 100.3275 | 0 | 0 | 42.5591 | 110.7182 | 119.9975 | 121.3971 | 0 | 0 | 0 | 0 | 650.0177 | 746.3687 | 901.409 | 1039.8522 | 0 | 0 | 0 | 0 | -0.18156 | 7.39 | 9.8833 | 7.6415 | 0 | 0 | 0 | 0 | -483.2579 | -371.9592 | -434.8598 | -478.5054 | 0.4071 | 0.42843 | 0.41669 | 0.39372 | -196.7363 | -159.3595 | -181.2014 | -188.3963
6 | 6 | 2 | 547.038 | 548.3484 | 547.924 | 630.7689 | 378.8299 | 100.3275 | 0 | 0 | 39.8469 | 120.7083 | 120.474 | 120.6528 | 0 | 0 | 0 | 0 | 618.3945 | 714.655 | 875.494 | 1022.0462 | 0 | 0 | 0 | 0 | -0.15304 | 2.3298 | 3.088 | 4.2416 | 0 | 0 | 0 | 0 | -489.8803 | -389.6721 | -451.1319 | -516.1717 | 0.40672 | 0.42869 | 0.41639 | 0.39335 | -199.2424 | -167.0473 | -187.8446 | -203.0354
6 | 6 | 3 | 521.7912 | 520.0342 | 516.164 | 591.0315 | 378.8299 | 100.3275 | 0 | 0 | 39.9646 | 118.6765 | 111.3868 | 115.4728 | 0 | 0 | 0 | 0 | 601.5396 | 695.6394 | 848.2778 | 996.4118 | 0 | 0 | 0 | 0 | -0.19755 | 2.0422 | 6.9263 | 2.0245 | 0 | 0 | 0 | 0 | -498.3453 | -396.6514 | -450.427 | -522.8777 | 0.40558 | 0.42977 | 0.41648 | 0.39426 | -202.1194 | -170.4694 | -187.5958 | -206.1494
6 | 6 | 4 | 508.4058 | 503.5494 | 496.0759 | 564.4561 | 378.8299 | 100.3275 | 0 | 0 | 41.6303 | 106.7014 | 106.8248 | 114.0477 | 0 | 0 | 0 | 0 | 598.4553 | 693.6627 | 835.8129 | 975.2327 | 0 | 0 | 0 | 0 | -0.1659 | 5.4869 | 10.9218 | 3.4936 | 0 | 0 | 0 | 0 | -510.3437 | -402.629 | -457.4837 | -528.3179 | 0.40646 | 0.42931 | 0.41675 | 0.39303 | -207.4333 | -172.8525 | -190.6579 | -207.6433
6 | 6 | 5 | 501.901 | 494.5382 | 484.1319 | 547.8929 | 378.8299 | 100.3275 | 0 | 0 | 45.3344 | 108.2494 | 105.1606 | 108.0259 | 0 | 0 | 0 | 0 | 616.1289 | 712.393 | 852.9073 | 986.6674 | 0 | 0 | 0 | 0 | -0.21113 | 6.4443 | 6.1629 | 6.037 | 0 | 0 | 0 | 0 | -538.1811 | -432.876 | -480.0989 | -552.8375 | 0.40796 | 0.42719 | 0.41626 | 0.3916 | -219.5576 | -184.9184 | -199.8443 | -216.4911
6 | 6 | 6 | 526.8718 | 516.6389 | 502.7242 | 565.9039 | 378.8299 | 100.3275 | 0 | 0 | 51.5581 | 101.5255 | 95.2544 | 98.883 | 0 | 0 | 0 | 0 | 663.0728 | 855.1163 | 1003.737 | 1132.3687 | 0 | 0 | 0 | 0 | -0.22792 | -1.6022 | -1.9043 | 2.9611 | 0 | 0 | 0 | 0 | -566.361 | -538.7283 | -594.363 | -668.309 | 0.40606 | 0.43154 | 0.41548 | 0.38797 | -229.9775 | -232.4821 | -246.9467 | -259.2816
6 | 6 | 7 | 576.5219 | 564.9318 | 549.3031 | 618.0365 | 378.8299 | 100.3275 | 0 | 0 | 51.6182 | 87.703 | 81.0806 | 82.2829 | 0 | 0 | 0 | 0 | 732.8183 | 1067.7464 | 1232.7389 | 1382.7017 | 0 | 0 | 0 | 0 | -0.097427 | -2.1426 | -4.303 | 2.4776 | 0 | 0 | 0 | 0 | -586.6471 | -688.7026 | -760.2134 | -849.4257 | 0.39763 | 0.41039 | 0.41696 | 0.37762 | -233.2665 | -282.6374 | -316.9763 | -320.7611
6 | 6 | 8 | 637.0189 | 625.261 | 609.2628 | 686.8374 | 378.8299 | 100.3275 | 0 | 0 | 44.8444 | 78.9369 | 78.372 | 78.0186 | 0 | 0 | 0 | 0 | 793.1682 | 1231.7819 | 1418.9413 | 1601.0554 | 0 | 0 | 0 | 0 | -0.087247 | -2.4516 | -7.9348 | 35.2141 | 0 | 0 | 0 | 0 | -579.7364 | -783.3337 | -880.1157 | -1027.4507 | 0.39542 | 0.54534 | 0.3925 | 0.14136 | -229.2368 | -427.1805 | -345.4417 | -145.2445
6 | 6 | 9 | 691.6483 | 681.2778 | 666.747 | 754.5072 | 378.8299 | 100.3275 | 0 | 0 | 43.4923 | 77.3879 | 77.1155 | 75.6425 | 0 | 0 | 0 | 0 | 876.5765 | 1386.5027 | 1597.491 | 1796.7355 | 0 | 0 | 0 | 0 | -0.082518 | -2.8015 | -9.8796 | -45.5414 | 0 | 0 | 0 | 0 | -607.168 | -880.1389 | -997.98 | -1072.3294 | 0.3881 | 0.022118 | 0.022118 | 0.021036 | -235.6419 | -19.4667 | -22.0732 | -22.5578
6 | 6 | 10 | 735.1344 | 725.4308 | 711.6217 | 807.0498 | 378.8299 | 100.3275 | 0 | 0 | 47.6296 | 76.9053 | 76.6315 | 64.9895 | 0 | 0 | 0 | 0 | 922.368 | 1464.3494 | 1681.0856 | 1898.1366 | 0 | 0 | 0 | 0 | -0.1101 | -3.5806 | -7.348 | -38.8823 | 0 | 0 | 0 | 0 | -613.583 | -912.5707 | -1038.7475 | -1117.194 | 0.39518 | 0.022118 | 0.022118 | 0.022118 | -242.4781 | -20.184 | -22.9749 | -24.7098
6 | 6 | 11 | 782.8672 | 774.7283 | 762.7233 | 867.8678 | 378.8299 | 100.3275 | 0 | 0 | 42.3764 | 72.9598 | 75.4266 | 65.403 | 0 | 0 | 0 | 0 | 944.1137 | 1508.7558 | 1737.5289 | 1956.5829 | 0 | 0 | 0 | 0 | -0.30282 | -10.2782 | -16.6187 | -41.0966 | 0 | 0 | 0 | 0 | -582.15 | -897.0365 | -1033.6135 | -1113.0214 | 0.39679 | 0.022118 | 0.022118 | 0.022118 | -230.9925 | -19.8405 | -22.8613 | -24.6175
6 | 6 | 12 | 820.9933 | 814.3774 | 804.1048 | 917.3229 | 378.8299 | 100.3275 | 0 | 0 | 41.3221 | 72.2789 | 72.1743 | 65.4689 | 0 | 0 | 0 | 0 | 948.1059 | 1528.4837 | 1766.8035 | 1985.2399 | 0 | 0 | 0 | 0 | -0.36079 | -9.4343 | -23.6609 | -42.3074 | 0 | 0 | 0 | 0 | -546.9038 | -877.2784 | -1011.2121 | -1091.0785 | 0.39234 | 0.022118 | 0.022118 | 0.022118 | -214.5742 | -19.4034 | -22.3659 | -24.1322
6 | 6 | 13 | 848.7815 | 843.9758 | 835.6845 | 955.5018 | 378.8299 | 100.3275 | 0 | 0 | 40.8628 | 72.5453 | 74.5293 | 65.5943 | 0 | 0 | 0 | 0 | 939.1842 | 1517.8305 | 1760.2999 | 1978.0459 | 0 | 0 | 0 | 0 | -0.38195 | -9.3107 | -9.4036 | -45.5526 | 0 | 0 | 0 | 0 | -509.7135 | -837.4169 | -989.7411 | -1042.5858 | 0.39433 | 0.022118 | 0.022118 | 0.022118 | -200.9944 | -18.5218 | -21.891 | -23.0596
6 | 6 | 14 | 880.8791 | 877.9187 | 871.7302 | 999.1093 | 378.8299 | 100.3275 | 0 | 0 | 40.1152 | 74.321 | 76.8503 | 65.4887 | 0 | 0 | 0 | 0 | 967.5293 | 1568.924 | 1821.2956 | 2031.4306 | 0 | 0 | 0 | 0 | -0.3137 | -7.5183 | -13.626 | -32.7469 | 0 | 0 | 0 | 0 | -505.2816 | -858.1356 | -1012.7897 | -1065.0631 | 0.39259 | 0.022448 | 0.022118 | 0.021917 | -198.3675 | -19.2632 | -22.4007 | -23.3425
6 | 6 | 15 | 907.9218 | 906.9079 | 902.9653 | 1037.3196 | 378.8299 | 100.3275 | 0 | 0 | 41.2016 | 73.2275 | 72.7909 | 65.3764 | 0 | 0 | 0 | 0 | 941.4825 | 1532.0077 | 1781.7689 | 2001.2001 | 0 | 0 | 0 | 0 | -0.21253 | -11.0416 | -13.5795 | -32.9311 | 0 | 0 | 0 | 0 | -453.3797 | -787.6133 | -938.0151 | -996.3258 | 0.38933 | 0.022983 | 0.021613 | 0.020742 | -176.513 | -18.1021 | -20.2733 | -20.6653
6 | 6 | 16 | 924.3609 | 927.037 | 927.2997 | 1069.2172 | 378.8299 | 100.3275 | 0 | 0 | 40.8131 | 77.6569 | 77.6722 | 69.6925 | 0 | 0 | 0 | 0 | 903.9105 | 1445.4128 | 1687.1188 | 1910.6908 | 0 | 0 | 0 | 0 | -0.086391 | -3.2471 | -2.0112 | -19.72 | 0 | 0 | 0 | 0 | -399.1062 | -693.113 | -835.4801 | -891.4461 | 0.39725 | 0.023616 | 0.020937 | 0.02146 | -158.5458 | -16.3683 | -17.4921 | -19.1309
6 | 6 | 17 | 933.5823 | 940.292 | 945.208 | 1094.1683 | 378.8299 | 100.3275 | 0 | 0 | 42.0824 | 78.0546 | 77.8107 | 81.5147 | 0 | 0 | 0 | 0 | 836.2818 | 1304.256 | 1540.2625 | 1766.1614 | 141.5984 | 151.5027 | 151.5027 | 151.5027 | -0.075549 | -1.9953 | -10.4034 | 16.3723 | 0 | 0 | 0 | 0 | -465.1347 | -691.8535 | -813.9645 | -921.3828 | 0.40602 | 0.342 | 0.42749 | 0.2585 | -188.8545 | -236.6162 | -347.9601 | -238.1748
6 | 6 | 18 | 925.514 | 935.967 | 945.0916 | 1097.6451 | 378.8299 | 100.3275 | 0 | 0 | 46.3579 | 78.6907 | 79.2419 | 86.1219 | 0 | 0 | 0 | 0 | 802.0485 | 1156.423 | 1372.3509 | 1582.9565 | 141.5984 | 151.5027 | 151.5027 | 151.5027 | -0.085891 | -1.7686 | -9.0152 | -2.803 | 0 | 0 | 0 | 0 | -443.2348 | -549.2083 | -648.9887 | -720.133 | 0.4027 | 0.42494 | 0.41159 | 0.40375 | -178.4886 | -233.3793 | -267.1155 | -290.7527
6 | 6 | 19 | 899.6962 | 912.0301 | 923.2016 | 1073.9235 | 378.8299 | 100.3275 | 0 | 0 | 53.1779 | 97.1873 | 97.0995 | 103.5978 | 0 | 0 | 0 | 0 | 766.6897 | 949.9604 | 1141.0574 | 1330.0428 | 141.5984 | 151.5027 | 151.5027 | 151.5027 | -0.13546 | 1.3448 | 5.4587 | 12.8484 | 0 | 0 | 0 | 0 | -440.4642 | -388.2927 | -471.9168 | -524.0683 | 0.40839 | 0.42225 | 0.40697 | 0.39265 | -179.8803 | -163.9563 | -192.0559 | -205.7737
6 | 6 | 20 | 870.7507 | 883.1809 | 894.4523 | 1040.6866 | 378.8299 | 100.3275 | 0 | 0 | 55.2006 | 104.5951 | 104.7404 | 110.6128 | 0 | 0 | 0 | 0 | 702.7834 | 803.457 | 985.1557 | 1161.1539 | 141.5984 | 151.5027 | 151.5027 | 151.5027 | 0.051078 | 1.7885 | 0.22429 | 22.6329 | 0 | 0 | 0 | 0 | -407.7126 | -278.4899 | -347.1708 | -405.2157 | 0.40942 | 0.43553 | 0.40598 | 0.39629 | -166.927 | -121.2904 | -140.9455 | -160.5823
6 | 6 | 21 | 855.662 | 868.6473 | 880.7227 | 1025.7982 | 378.8299 | 100.3275 | 0 | 0 | 55.4775 | 106.9698 | 106.5775 | 115.2009 | 0 | 0 | 0 | 0 | 625.3634 | 725.8001 | 928.792 | 1097.7352 | 141.5984 | 151.5027 | 151.5027 | 151.5027 | 0.1868 | 3.6506 | 4.6254 | 15.5011 | 0 | 0 | 0 | 0 | -345.794 | -219.6034 | -310.775 | -354.1418 | 0.4094 | 0.43476 | 0.40586 | 0.39679 | -141.5676 | -95.4755 | -126.1321 | -140.5207
6 | 6 | 22 | 829.2406 | 843.325 | 856.9717 | 1000.2533 | 378.8299 | 100.3275 | 0 | 0 | 54.1844 | 107.4675 | 111.7947 | 117.0008 | 0 | 0 | 0 | 0 | 582.8707 | 688.3699 | 887.7854 | 1037.8251 | 141.5984 | 151.5027 | 151.5027 | 151.5027 | 0.56589 | 7.1835 | 21.3312 | 18.0559 | 0 | 0 | 0 | 0 | -328.8086 | -211.526 | -315.4422 | -324.1312 | 0.40731 | 0.42231 | 0.40449 | 0.39511 | -133.9278 | -89.3298 | -127.5947 | -128.0681
6 | 6 | 23 | 742.5082 | 755.7093 | 768.5875 | 897.6364 | 378.8299 | 100.3275 | 0 | 0 | 52.4638 | 105.8783 | 114.8812 | 117.6299 | 0 | 0 | 0 | 0 | 593.8074 | 697.4301 | 870.4344 | 997.7548 | 0 | 0 | 0 | 0 | 0.86072 | 8.5753 | 10.4037 | 12.515 | 0 | 0 | 0 | 0 | -283.4537 | -156.502 | -227.1318 | -230.2633 | 0.40299 | 0.42067 | 0.40353 | 0.39408 | -114.2277 | -65.8363 | -91.6541 | -90.7425
6 | 6 | 24 | 651.9218 | 660.8223 | 668.8723 | 778.0165 | 378.8299 | 100.3275 | 0 | 0 | 50.5919 | 117.8828 | 113.3406 | 119.1124 | 0 | 0 | 0 | 0 | 604.288 | 705.6016 | 856.983 | 976.0178 | 0 | 0 | 0 | 0 | 0.70639 | 2.2699 | 9.9457 | 43.4304 | 0 | 0 | 0 | 0 | -382.4943 | -265.2595 | -311.3969 | -360.5441 | 0.40134 | 0.42366 | 0.4104 | 0.39542 | -153.5119 | -112.3795 | -127.7984 | -142.5647
6 | 7 | 1 | 574.3292 | 578.8248 | 581.9569 | 673.192 | 378.8299 | 100.3275 | 0 | 0 | 42.5591 | 110.7182 | 119.9975 | 121.3971 | 0 | 0 | 0 | 0 | 578.0871 | 678.3704 | 816.5405 | 927.6097 | 0 | 0 | 0 | 0 | -0.18156 | 7.39 | 9.8833 | 7.6415 | 0 | 0 | 0 | 0 | -424.9654 | -317.9813 | -364.4644 | -383.4564 | 0.4071 | 0.42843 | 0.41669 | 0.39372 | -173.0052 | -136.2336 | -151.8684 | -150.9738
6 | 7 | 2 | 537.7649 | 538.8185 | 538.0901 | 619.0895 | 378.8299 | 100.3275 | 0 | 0 | 39.8469 | 120.7083 | 120.474 | 120.6528 | 0 | 0 | 0 | 0 | 520.6124 | 618.0905 | 741.3273 | 840.8268 | 0 | 0 | 0 | 0 | -0.15304 | 2.3298 | 3.088 | 4.2416 | 0 | 0 | 0 | 0 | -401.3712 | -302.6376 | -326.7991 | -346.6317 | 0.40672 | 0.42869 | 0.41639 | 0.39335 | -163.2443 | -129.7368 | -136.0743 | -136.3471
6 | 7 | 3 | 515.8331 | 513.9073 | 509.8372 | 583.5137 | 378.8299 | 100.3275 | 0 | 0 | 39.9646 | 118.6765 | 111.3868 | 115.4728 | 0 | 0 | 0 | 0 | 456.2074 | 546.4008 | 662.873 | 759.013 | 0 | 0 | 0 | 0 | -0.19755 | 2.0422 | 6.9263 | 2.0245 | 0 | 0 | 0 | 0 | -358.9712 | -253.5396 | -271.3489 | -292.9966 | 0.40558 | 0.42977 | 0.41648 | 0.39426 | -145.5919 | -108.9641 | -113.0126 | -115.5166
6 | 7 | 4 | 504.8635 | 499.9044 | 492.3091 | 559.9779 | 378.8299 | 100.3275 | 0 | 0 | 41.6303 | 106.7014 | 106.8248 | 114.0477 | 0 | 0 | 0 | 0 | 433.5129 | 517.7381 | 627.6788 | 720.0289 | 0 | 0 | 0 | 0 | -0.1659 | 5.4869 | 10.9218 | 3.4936 | 0 | 0 | 0 | 0 | -348.9437 | -230.3494 | -253.1163 | -277.5923 | 0.40646 | 0.42931 | 0.41675 | 0.39303 | -141.831 | -98.8912 | -105.4871 | -109.1013
6 | 7 | 5 | 500.9511 | 493.5541 | 483.1068 | 546.6673 | 378.8299 | 100.3275 | 0 | 0 | 45.3344 | 108.2494 | 105.1606 | 108.0259 | 0 | 0 | 0 | 0 | 378.7744 | 464.2196 | 588.1944 | 673.9858 | 0 | 0 | 0 | 0 | -0.21113 | 6.4443 | 6.1629 | 6.037 | 0 | 0 | 0 | 0 | -301.7764 | -185.6867 | -216.4112 | -241.3814 | 0.40796 | 0.42719 | 0.41626 | 0.3916 | -123.1134 | -79.3227 | -90.0825 | -94.525
6 | 7 | 6 | 525.8143 | 515.5485 | 501.5948 | 564.5589 | 378.8299 | 100.3275 | 0 | 0 | 51.5581 | 101.5255 | 95.2544 | 98.883 | 0 | 0 | 0 | 0 | 360.4703 | 592.7352 | 760.6879 | 842.3382 | 0 | 0 | 0 | 0 | -0.22792 | -1.6022 | -1.9043 | 2.9611 | 0 | 0 | 0 | 0 | -264.8161 | -277.4376 | -352.4433 | -379.6235 | 0.40606 | 0.43154 | 0.41548 | 0.38797 | -107.5317 | -119.7251 | -146.4336 | -147.2813
6 | 7 | 7 | 581.2287 | 569.7647 | 554.285 | 623.9489 | 378.8299 | 100.3275 | 0 | 0 | 51.6182 | 87.703 | 81.0806 | 82.2829 | 0 | 0 | 0 | 0 | 371.8026 | 744.0546 | 929.7099 | 1007.8874 | 0 | 0 | 0 | 0 | -0.097427 | -2.1426 | -4.303 | 2.4776 | 0 | 0 | 0 | 0 | -220.9245 | -360.1778 | -452.2024 | -468.6991 | 0.39763 | 0.41039 | 0.41696 | 0.37762 | -87.8455 | -147.8138 | -188.549 | -176.9906
6 | 7 | 8 | 641.3714 | 629.731 | 613.8716 | 692.3079 | 378.8299 | 100.3275 | 0 | 0 | 44.8444 | 78.9369 | 78.372 | 78.0186 | 0 | 0 | 0 | 0 | 422.028 | 896.2494 | 1090.9531 | 1181.9881 | 0 | 0 | 0 | 0 | -0.087247 | -2.4516 | -7.9348 | 35.2141 | 0 | 0 | 0 | 0 | -204.2436 | -443.3312 | -547.5187 | -602.9129 | 0.39542 | 0.54534 | 0.3925 | 0.14136 | -80.7611 | -241.7647 | -214.8988 | -85.2302
6 | 7 | 9 | 691.1266 | 680.7407 | 666.1915 | 753.8465 | 378.8299 | 100.3275 | 0 | 0 | 43.4923 | 77.3879 | 77.1155 | 75.6425 | 0 | 0 | 0 | 0 | 454.321 | 997.128 | 1201.3101 | 1309.759 | 0 | 0 | 0 | 0 | -0.082518 | -2.8015 | -9.8796 | -45.5414 | 0 | 0 | 0 | 0 | -185.4341 | -491.3012 | -602.3545 | -586.0136 | 0.3881 | 0.022118 | 0.022118 | 0.021036 | -71.967 | -10.8665 | -13.3228 | -12.3275
6 | 7 | 10 | 733.292 | 723.5376 | 709.6682 | 804.73 | 378.8299 | 100.3275 | 0 | 0 | 47.6296 | 76.9053 | 76.6315 | 64.9895 | 0 | 0 | 0 | 0 | 434.0845 | 1020.2223 | 1228.3014 | 1365.3668 | 0 | 0 | 0 | 0 | -0.1101 | -3.5806 | -7.348 | -38.8823 | 0 | 0 | 0 | 0 | -127.1419 | -470.3369 | -587.9166 | -586.7441 | 0.39518 | 0.022118 | 0.022118 | 0.022118 | -50.2444 | -10.4028 | -13.0035 | -12.9775
6 | 7 | 11 | 775.5508 | 767.2128 | 754.9723 | 858.666 | 378.8299 | 100.3275 | 0 | 0 | 42.3764 | 72.9598 | 75.4266 | 65.403 | 0 | 0 | 0 | 0 | 403.1096 | 1004.4482 | 1209.449 | 1378.2094 | 0 | 0 | 0 | 0 | -0.30282 | -10.2782 | -16.6187 | -41.0966 | 0 | 0 | 0 | 0 | -48.4623 | -400.2445 | -513.2846 | -543.8498 | 0.39679 | 0.022118 | 0.022118 | 0.022118 | -19.2295 | -8.8525 | -11.3528 | -12.0287
6 | 7 | 12 | 802.8346 | 795.7242 | 784.8669 | 894.4838 | 378.8299 | 100.3275 | 0 | 0 | 41.3221 | 72.2789 | 72.1743 | 65.4689 | 0 | 0 | 0 | 0 | 377.4142 | 983.7654 | 1189.1693 | 1360.0649 | 0 | 0 | 0 | 0 | -0.36079 | -9.4343 | -23.6609 | -42.3074 | 0 | 0 | 0 | 0 | 5.6292 | -351.2133 | -452.8158 | -488.7426 | 0.39234 | 0.022118 | 0.022118 | 0.022118 | 2.2086 | -7.7681 | -10.0153 | -10.8099
6 | 7 | 13 | 826.0122 | 820.5794 | 811.5462 | 926.8377 | 378.8299 | 100.3275 | 0 | 0 | 40.8628 | 72.5453 | 74.5293 | 65.5943 | 0 | 0 | 0 | 0 | 364.2059 | 964.938 | 1166.6681 | 1324.9237 | 0 | 0 | 0 | 0 | -0.38195 | -9.3107 | -9.4036 | -45.5526 | 0 | 0 | 0 | 0 | 42.4955 | -307.9207 | -420.2475 | -418.1277 | 0.39433 | 0.022118 | 0.022118 | 0.022118 | 16.7572 | -6.8105 | -9.295 | -9.248
6 | 7 | 14 | 854.4746 | 850.7933 | 843.7523 | 965.8921 | 378.8299 | 100.3275 | 0 | 0 | 40.1152 | 74.321 | 76.8503 | 65.4887 | 0 | 0 | 0 | 0 | 355.3731 | 949.9071 | 1149.068 | 1299.509 | 0 | 0 | 0 | 0 | -0.3137 | -7.5183 | -13.626 | -32.7469 | 0 | 0 | 0 | 0 | 80.4702 | -266.244 | -368.54 | -366.3587 | 0.39259 | 0.022448 | 0.022118 | 0.021917 | 31.5916 | -5.9766 | -8.1513 | -8.0293
6 | 7 | 15 | 876.681 | 874.8157 | 869.8663 | 998.0239 | 378.8299 | 100.3275 | 0 | 0 | 41.2016 | 73.2275 | 72.7909 | 65.3764 | 0 | 0 | 0 | 0 | 342.4282 | 908.2167 | 1097.038 | 1223.0749 | 0 | 0 | 0 | 0 | -0.21253 | -11.0416 | -13.5795 | -32.9311 | 0 | 0 | 0 | 0 | 114.4338 | -195.9144 | -286.3832 | -257.4963 | 0.38933 | 0.022983 | 0.021613 | 0.020742 | 44.5522 | -4.5028 | -6.1896 | -5.3409
6 | 7 | 16 | 891.5525 | 893.3367 | 892.545 | 1027.9581 | 378.8299 | 100.3275 | 0 | 0 | 40.8131 | 77.6569 | 77.6722 | 69.6925 | 0 | 0 | 0 | 0 | 324.2327 | 860.4216 | 1047.8677 | 1154.7001 | 0 | 0 | 0 | 0 | -0.086391 | -3.2471 | -2.0112 | -19.72 | 0 | 0 | 0 | 0 | 147.7632 | -141.8221 | -230.9837 | -176.7146 | 0.39725 | 0.023616 | 0.020937 | 0.02146 | 58.6993 | -3.3492 | -4.836 | -3.7924
6 | 7 | 17 | 897.9264 | 903.6726 | 907.4499 | 1049.3496 | 378.8299 | 100.3275 | 0 | 0 | 42.0824 | 78.0546 | 77.8107 | 81.5147 | 0 | 0 | 0 | 0 | 296.7746 | 762.1017 | 935.1397 | 1014.7719 | 141.5984 | 151.5027 | 151.5027 | 151.5027 | -0.075549 | -1.9953 | -10.4034 | 16.3723 | 0 | 0 | 0 | 0 | 38.7166 | -186.3185 | -246.5998 | -214.812 | 0.40602 | 0.342 | 0.42749 | 0.2585 | 15.7198 | -63.7216 | -105.4185 | -55.5283
6 | 7 | 18 | 891.0745 | 900.5952 | 908.6176 | 1054.349 | 378.8299 | 100.3275 | 0 | 0 | 46.3579 | 78.6907 | 79.2419 | 86.1219 | 0 | 0 | 0 | 0 | 310.4027 | 659.6308 | 800.0548 | 852.7383 | 141.5984 | 151.5027 | 151.5027 | 151.5027 | -0.085891 | -1.7686 | -9.0152 | -2.803 | 0 | 0 | 0 | 0 | 13.9715 | -87.7879 | -113.1666 | -33.2109 | 0.4027 | 0.42494 | 0.41159 | 0.40375 | 5.6263 | -37.3044 | -46.578 | -13.4089
6 | 7 | 19 | 867.2644 | 878.717 | 888.8466 | 1033.1393 | 378.8299 | 100.3275 | 0 | 0 | 53.1779 | 97.1873 | 97.0995 | 103.5978 | 0 | 0 | 0 | 0 | 380.2718 | 556.6518 | 659.3694 | 696.6556 | 141.5984 | 151.5027 | 151.5027 | 151.5027 | -0.13546 | 1.3448 | 5.4587 | 12.8484 | 0 | 0 | 0 | 0 | -86.4781 | -28.2971 | -24.5837 | 68.5348 | 0.40839 | 0.42225 | 0.40697 | 0.39265 | -35.3166 | -11.9484 | -10.0048 | 26.9099
6 | 7 | 20 | 844.7671 | 856.4807 | 866.9041 | 1007.9722 | 378.8299 | 100.3275 | 0 | 0 | 55.2006 | 104.5951 | 104.7404 | 110.6128 | 0 | 0 | 0 | 0 | 449.7377 | 534.6128 | 621.4981 | 665.0562 | 141.5984 | 151.5027 | 151.5027 | 151.5027 | 0.051078 | 1.7885 | 0.22429 | 22.6329 | 0 | 0 | 0 | 0 | -180.6505 | -36.3459 | -11.0613 | 58.1677 | 0.40942 | 0.43553 | 0.40598 | 0.39629 | -73.9625 | -15.8297 | -4.4907 | 23.0512
6 | 7 | 21 | 836.5997 | 849.0525 | 860.4973 | 1001.7728 | 378.8299 | 100.3275 | 0 | 0 | 55.4775 | 106.9698 | 106.5775 | 115.2009 | 0 | 0 | 0 | 0 | 455.152 | 531.7794 | 618.762 | 661.5751 | 141.5984 | 151.5027 | 151.5027 | 151.5027 | 0.1868 | 3.6506 | 4.6254 | 15.5011 | 0 | 0 | 0 | 0 | -194.6449 | -45.1775 | -20.9704 | 57.993 | 0.4094 | 0.43476 | 0.40586 | 0.39679 | -79.6873 | -19.6415 | -8.5111 | 23.0112
6 | 7 | 22 | 814.4188 | 828.0888 | 841.2448 | 981.5712 | 378.8299 | 100.3275 | 0 | 0 | 54.1844 | 107.4675 | 111.7947 | 117.0008 | 0 | 0 | 0 | 0 | 432.0862 | 504.7868 | 582.7007 | 619.5345 | 141.5984 | 151.5027 | 151.5027 | 151.5027 | 0.56589 | 7.1835 | 21.3312 | 18.0559 | 0 | 0 | 0 | 0 | -192.846 | -43.1791 | -26.0845 | 75.4773 | 0.40731 | 0.42231 | 0.40449 | 0.39511 | -78.5486 | -18.235 | -10.551 | 29.822
6 | 7 | 23 | 733.4541 | 746.4006 | 758.9773 | 886.219 | 378.8299 | 100.3275 | 0 | 0 | 52.4638 | 105.8783 | 114.8812 | 117.6299 | 0 | 0 | 0 | 0 | 405.1176 | 475.7025 | 541.3069 | 573.362 | 0 | 0 | 0 | 0 | 0.86072 | 8.5753 | 10.4037 | 12.515 | 0 | 0 | 0 | 0 | -103.818 | 55.917 | 92.3855 | 182.7121 | 0.40299 | 0.42067 | 0.40353 | 0.39408 | -41.8371 | 23.5228 | 37.2802 | 72.0034
6 | 7 | 24 | 645.195 | 653.9151 | 661.7521 | 769.5663 | 378.8299 | 100.3275 | 0 | 0 | 50.5919 | 117.8828 | 113.3406 | 119.1124 | 0 | 0 | 0 | 0 | 375.2576 | 445.4082 | 506.3726 | 530.4953 | 0 | 0 | 0 | 0 | 0.70639 | 2.2699 | 9.9457 | 43.4304 | 0 | 0 | 0 | 0 | -160.1907 | -11.9732 | 32.0932 | 76.5282 | 0.40134 | 0.42366 | 0.4104 | 0.39542 | -64.2916 | -5.0726 | 13.1712 | 30.2604
6 | 8 | 1 | 582.1092 | 586.8294 | 590.2278 | 683.0242 | 378.8299 | 100.3275 | 0 | 0 | 42.5591 | 110.7182 | 119.9975 | 121.3971 | 0 | 0 | 0 | 0 | 327.3879 | 395.0002 | 460.1226 | 481.763 | 0 | 0 | 0 | 0 | -0.18156 | 7.39 | 9.8833 | 7.6415 | 0 | 0 | 0 | 0 | -166.4862 | -26.6065 | 0.22438 | 72.2225 | 0.4071 | 0.42843 | 0.41669 | 0.39372 | -67.7772 | -11.3991 | 0.093498 | 28.4353
6 | 8 | 2 | 540.5034 | 541.6386 | 541.0073 | 622.5601 | 378.8299 | 100.3275 | 0 | 0 | 39.8469 | 120.7083 | 120.474 | 120.6528 | 0 | 0 | 0 | 0 | 290.8342 | 354.2687 | 435.907 | 452.2872 | 0 | 0 | 0 | 0 | -0.15304 | 2.3298 | 3.088 | 4.2416 | 0 | 0 | 0 | 0 | -168.8546 | -35.9957 | -18.4617 | 45.3785 | 0.40672 | 0.42869 | 0.41639 | 0.39335 | -68.6759 | -15.4309 | -7.6872 | 17.8496
6 | 8 | 3 | 516.1867 | 514.2744 | 510.2206 | 583.973 | 378.8299 | 100.3275 | 0 | 0 | 39.9646 | 118.6765 | 111.3868 | 115.4728 | 0 | 0 | 0 | 0 | 252.5884 | 310.961 | 405.9517 | 419.7123 | 0 | 0 | 0 | 0 | -0.19755 | 2.0422 | 6.9263 | 2.0245 | 0 | 0 | 0 | 0 | -154.9987 | -17.7326 | -14.0442 | 46.7633 | 0.40558 | 0.42977 | 0.41648 | 0.39426 | -62.8645 | -7.621 | -5.8492 | 18.4369
6 | 8 | 4 | 505.9383 | 501.0108 | 493.4529 | 561.338 | 378.8299 | 100.3275 | 0 | 0 | 41.6303 | 106.7014 | 106.8248 | 114.0477 | 0 | 0 | 0 | 0 | 222.1054 | 272.4873 | 356.6394 | 372.2822 | 0 | 0 | 0 | 0 | -0.1659 | 5.4869 | 10.9218 | 3.4936 | 0 | 0 | 0 | 0 | -136.4614 | 16.0078 | 19.0669 | 71.5146 | 0.40646 | 0.42931 | 0.41675 | 0.39303 | -55.4658 | 6.8723 | 7.9462 | 28.1072
6 | 8 | 5 | 500.3826 | 492.9695 | 482.5033 | 545.9502 | 378.8299 | 100.3275 | 0 | 0 | 45.3344 | 108.2494 | 105.1606 | 108.0259 | 0 | 0 | 0 | 0 | 213.4201 | 261.9814 | 333.2303 | 348.0189 | 0 | 0 | 0 | 0 | -0.21113 | 6.4443 | 6.1629 | 6.037 | 0 | 0 | 0 | 0 | -136.9906 | 15.9669 | 37.9494 | 83.8684 | 0.40796 | 0.42719 | 0.41626 | 0.3916 | -55.887 | 6.8208 | 15.7967 | 32.8429
6 | 8 | 6 | 524.9275 | 514.6396 | 500.6598 | 563.4509 | 378.8299 | 100.3275 | 0 | 0 | 51.5581 | 101.5255 | 95.2544 | 98.883 | 0 | 0 | 0 | 0 | 193.9036 | 373.1642 | 458.1154 | 462.6873 | 0 | 0 | 0 | 0 | -0.22792 | -1.6022 | -1.9043 | 2.9611 | 0 | 0 | 0 | 0 | -99.1362 | -58.7755 | -50.8058 | -1.0805 | 0.40606 | 0.43154 | 0.41548 | 0.38797 | -40.2554 | -25.3639 | -21.1089 | -0.41919
6 | 8 | 7 | 573.9992 | 562.3375 | 546.6241 | 614.853 | 378.8299 | 100.3275 | 0 | 0 | 51.6182 | 87.703 | 81.0806 | 82.2829 | 0 | 0 | 0 | 0 | 173.836 | 491.6954 | 593.5948 | 595.3938 | 0 | 0 | 0 | 0 | -0.097427 | -2.1426 | -4.303 | 2.4776 | 0 | 0 | 0 | 0 | -30.1875 | -115.2459 | -123.7484 | -65.3014 | 0.39763 | 0.41039 | 0.41696 | 0.37762 | -12.0034 | -47.2959 | -51.5977 | -24.6592
6 | 8 | 8 | 634.5373 | 622.7166 | 606.6443 | 683.7335 | 378.8299 | 100.3275 | 0 | 0 | 44.8444 | 78.9369 | 78.372 | 78.0186 | 0 | 0 | 0 | 0 | 226.8697 | 648.0993 | 766.2857 | 775.8833 | 0 | 0 | 0 | 0 | -0.087247 | -2.4516 | -7.9348 | 35.2141 | 0 | 0 | 0 | 0 | -15.9194 | -202.1955 | -230.0787 | -205.3826 | 0.39542 | 0.54534 | 0.3925 | 0.14136 | -6.2948 | -110.2646 | -90.3049 | -29.0337
6 | 8 | 9 | 691.5859 | 681.2285 | 666.7142 | 754.4836 | 378.8299 | 100.3275 | 0 | 0 | 43.4923 | 77.3879 | 77.1155 | 75.6425 | 0 | 0 | 0 | 0 | 263.2166 | 756.849 | 892.3524 | 911.5063 | 0 | 0 | 0 | 0 | -0.082518 | -2.8015 | -9.8796 | -45.5414 | 0 | 0 | 0 | 0 | 6.1295 | -250.5343 | -292.8742 | -187.1237 | 0.3881 | 0.022118 | 0.022118 | 0.021036 | 2.3789 | -5.5413 | -6.4778 | -3.9364
6 | 8 | 10 | 733.4371 | 723.7016 | 709.8557 | 804.9679 | 378.8299 | 100.3275 | 0 | 0 | 47.6296 | 76.9053 | 76.6315 | 64.9895 | 0 | 0 | 0 | 0 | 299.203 | 828.3648 | 968.5831 | 997.5658 | 0 | 0 | 0 | 0 | -0.1101 | -3.5806 | -7.348 | -38.8823 | 0 | 0 | 0 | 0 | 7.8846 | -278.3153 | -328.0109 | -218.7051 | 0.39518 | 0.022118 | 0.022118 | 0.022118 | 3.1159 | -6.1557 | -7.2549 | -4.8373
6 | 8 | 11 | 772.943 | 764.5497 | 752.2448 | 855.4442 | 378.8299 | 100.3275 | 0 | 0 | 42.3764 | 72.9598 | 75.4266 | 65.403 | 0 | 0 | 0 | 0 | 321.0474 | 864.9497 | 1008.0467 | 1050.2151 | 0 | 0 | 0 | 0 | -0.30282 | -10.2782 | -16.6187 | -41.0966 | 0 | 0 | 0 | 0 | 30.9921 | -263.4091 | -314.6098 | -219.0773 | 0.39679 | 0.022118 | 0.022118 | 0.022118 | 12.2974 | -5.826 | -6.9585 | -4.8455
6 | 8 | 12 | 803.6012 | 796.5228 | 785.7039 | 895.4888 | 378.8299 | 100.3275 | 0 | 0 | 41.3221 | 72.2789 | 72.1743 | 65.4689 | 0 | 0 | 0 | 0 | 329.9032 | 873.943 | 1018.2038 | 1080.7116 | 0 | 0 | 0 | 0 | -0.36079 | -9.4343 | -23.6609 | -42.3074 | 0 | 0 | 0 | 0 | 53.9068 | -240.5923 | -281.0133 | -208.3843 | 0.39234 | 0.022118 | 0.022118 | 0.022118 | 21.15 | -5.3214 | -6.2154 | -4.609
6 | 8 | 13 | 826.9567 | 821.5641 | 812.5794 | 928.0791 | 378.8299 | 100.3275 | 0 | 0 | 40.8628 | 72.5453 | 74.5293 | 65.5943 | 0 | 0 | 0 | 0 | 329.041 | 868.3014 | 1011.2742 | 1087.379 | 0 | 0 | 0 | 0 | -0.38195 | -9.3107 | -9.4036 | -45.5526 | 0 | 0 | 0 | 0 | 78.6049 | -210.2993 | -263.8204 | -179.3415 | 0.39433 | 0.022118 | 0.022118 | 0.022118 | 30.9961 | -4.6514 | -5.8351 | -3.9666
6 | 8 | 14 | 857.0775 | 853.4857 | 846.5518 | 969.2349 | 378.8299 | 100.3275 | 0 | 0 | 40.1152 | 74.321 | 76.8503 | 65.4887 | 0 | 0 | 0 | 0 | 325.0709 | 866.6623 | 1005.3102 | 1088.4027 | 0 | 0 | 0 | 0 | -0.3137 | -7.5183 | -13.626 | -32.7469 | 0 | 0 | 0 | 0 | 113.3752 | -180.3068 | -221.9827 | -151.9096 | 0.39259 | 0.022448 | 0.022118 | 0.021917 | 44.5097 | -4.0475 | -4.9098 | -3.3293
6 | 8 | 15 | 882.6952 | 881.0116 | 876.2781 | 1005.6543 | 378.8299 | 100.3275 | 0 | 0 | 41.2016 | 73.2275 | 72.7909 | 65.3764 | 0 | 0 | 0 | 0 | 330.7261 | 863.6545 | 1004.2334 | 1086.6802 | 0 | 0 | 0 | 0 | -0.21253 | -11.0416 | -13.5795 | -32.9311 | 0 | 0 | 0 | 0 | 132.1501 | -145.1564 | -187.1667 | -113.4711 | 0.38933 | 0.022983 | 0.021613 | 0.020742 | 51.4496 | -3.3362 | -4.0452 | -2.3536
6 | 8 | 16 | 901.4586 | 903.5329 | 903.0855 | 1040.4926 | 378.8299 | 100.3275 | 0 | 0 | 40.8131 | 77.6569 | 77.6722 | 69.6925 | 0 | 0 | 0 | 0 | 318.7373 | 812.255 | 946.8188 | 1023.0364 | 0 | 0 | 0 | 0 | -0.086391 | -3.2471 | -2.0112 | -19.72 | 0 | 0 | 0 | 0 | 163.1647 | -83.4593 | -119.3943 | -32.5163 | 0.39725 | 0.023616 | 0.020937 | 0.02146 | 64.8175 | -1.9709 | -2.4997 | -0.69782
6 | 8 | 17 | 910.9059 | 917.0187 | 921.2303 | 1065.7233 | 378.8299 | 100.3275 | 0 | 0 | 42.0824 | 78.0546 | 77.8107 | 81.5147 | 0 | 0 | 0 | 0 | 316.8984 | 741.0013 | 864.5845 | 930.791 | 141.5984 | 151.5027 | 151.5027 | 151.5027 | -0.075549 | -1.9953 | -10.4034 | 16.3723 | 0 | 0 | 0 | 0 | 31.5723 | -151.8721 | -162.2642 | -114.4574 | 0.40602 | 0.342 | 0.42749 | 0.2585 | 12.819 | -51.9407 | -69.366 | -29.5869
6 | 8 | 18 | 903.3755 | 913.2415 | 921.673 | 1069.8589 | 378.8299 | 100.3275 | 0 | 0 | 46.3579 | 78.6907 | 79.2419 | 86.1219 | 0 | 0 | 0 | 0 | 340.6904 | 664.0723 | 773.0826 | 814.4783 | 141.5984 | 151.5027 | 151.5027 | 151.5027 | -0.085891 | -1.7686 | -9.0152 | -2.803 | 0 | 0 | 0 | 0 | -4.0152 | -79.5831 | -73.1391 | 20.5589 | 0.4027 | 0.42494 | 0.41159 | 0.40375 | -1.6169 | -33.8178 | -30.1031 | 8.3006
6 | 8 | 19 | 873.0665 | 884.6795 | 894.9989 | 1040.4456 | 378.8299 | 100.3275 | 0 | 0 | 53.1779 | 97.1873 | 97.0995 | 103.5978 | 0 | 0 | 0 | 0 | 378.6495 | 550.1547 | 653.396 | 685.1516 | 141.5984 | 151.5027 | 151.5027 | 151.5027 | -0.13546 | 1.3448 | 5.4587 | 12.8484 | 0 | 0 | 0 | 0 | -79.0538 | -15.8375 | -12.4581 | 87.345 | 0.40839 | 0.42225 | 0.40697 | 0.39265 | -32.2846 | -6.6874 | -5.0701 | 34.2957
6 | 8 | 20 | 849.7514 | 861.6024 | 872.1884 | 1014.2473 | 378.8299 | 100.3275 | 0 | 0 | 55.2006 | 104.5951 | 104.7404 | 110.6128 | 0 | 0 | 0 | 0 | 437.8967 | 518.2343 | 634.181 | 663.0591 | 141.5984 | 151.5027 | 151.5027 | 151.5027 | 0.051078 | 1.7885 | 0.22429 | 22.6329 | 0 | 0 | 0 | 0 | -163.8253 | -14.8458 | -18.46 | 66.4399 | 0.40942 | 0.43553 | 0.40598 | 0.39629 | -67.0739 | -6.4658 | -7.4945 | 26.3294
6 | 8 | 21 | 833.8523 | 846.227 | 857.5793 | 998.3052 | 378.8299 | 100.3275 | 0 | 0 | 55.4775 | 106.9698 | 106.5775 | 115.2009 | 0 | 0 | 0 | 0 | 475.08 | 550.3785 | 678.9065 | 704.8624 | 141.5984 | 151.5027 | 151.5027 | 151.5027 | 0.1868 | 3.6506 | 4.6254 | 15.5011 | 0 | 0 | 0 | 0 | -217.3203 | -66.6022 | -84.0329 | 11.2381 | 0.4094 | 0.43476 | 0.40586 | 0.39679 | -88.9706 | -28.9562 | -34.1059 | 4.4592
6 | 8 | 22 | 811.38 | 824.9724 | 838.0371 | 977.7685 | 378.8299 | 100.3275 | 0 | 0 | 54.1844 | 107.4675 | 111.7947 | 117.0008 | 0 | 0 | 0 | 0 | 430.1184 | 511.0007 | 613.8402 | 639.8431 | 141.5984 | 151.5027 | 151.5027 | 151.5027 | 0.56589 | 7.1835 | 21.3312 | 18.0559 | 0 | 0 | 0 | 0 | -193.917 | -52.5094 | -60.4316 | 51.3659 | 0.40731 | 0.42231 | 0.40449 | 0.39511 | -78.9848 | -22.1753 | -24.4443 | 20.2953
6 | 8 | 23 | 738.8481 | 751.9643 | 764.7431 | 893.0876 | 378.8299 | 100.3275 | 0 | 0 | 52.4638 | 105.8783 | 114.8812 | 117.6299 | 0 | 0 | 0 | 0 | 397.459 | 478.7702 | 562.0304 | 580.7875 | 0 | 0 | 0 | 0 | 0.86072 | 8.5753 | 10.4037 | 12.515 | 0 | 0 | 0 | 0 | -90.7653 | 58.413 | 77.4278 | 182.1552 | 0.40299 | 0.42067 | 0.40353 | 0.39408 | -36.5771 | 24.5728 | 31.2443 | 71.784
6 | 8 | 24 | 659.2757 | 668.3958 | 676.7069 | 787.3376 | 378.8299 | 100.3275 | 0 | 0 | 50.5919 | 117.8828 | 113.3406 | 119.1124 | 0 | 0 | 0 | 0 | 410.5921 | 487.4489 | 551.9113 | 568.5096 | 0 | 0 | 0 | 0 | 0.70639 | 2.2699 | 9.9457 | 43.4304 | 0 | 0 | 0 | 0 | -181.4446 | -39.5332 | 1.5093 | 56.2853 | 0.40134 | 0.42366 | 0.4104 | 0.39542 | -72.8217 | -16.7486 | 0.61941 | 22.2561
6 | 9 | 1 | 594.6048 | 599.6799 | 603.4989 | 698.7947 | 378.8299 | 100.3275 | 0 | 0 | 42.5591 | 110.7182 | 119.9975 | 121.3971 | 0 | 0 | 0 | 0 | 400.7779 | 471.1584 | 544.3788 | 575.018 | 0 | 0 | 0 | 0 | -0.18156 | 7.39 | 9.8833 | 7.6415 | 0 | 0 | 0 | 0 | -227.3806 | -89.9142 | -70.7606 | -5.262 | 0.4071 | 0.42843 | 0.41669 | 0.39372 | -92.5676 | -38.5222 | -29.4852 | -2.0717
6 | 9 | 2 | 552.1273 | 553.5864 | 553.3385 | 637.2072 | 378.8299 | 100.3275 | 0 | 0 | 39.8469 | 120.7083 | 120.474 | 120.6528 | 0 | 0 | 0 | 0 | 381.3663 | 444.4729 | 522.9394 | 568.3833 | 0 | 0 | 0 | 0 | -0.15304 | 2.3298 | 3.088 | 4.2416 | 0 | 0 | 0 | 0 | -247.7627 | -114.252 | -93.1629 | -56.0705 | 0.40672 | 0.42869 | 0.41639 | 0.39335 | -100.7692 | -48.9783 | -38.7916 | -22.0552
6 | 9 | 3 | 524.7171 | 523.0396 | 519.2634 | 594.711 | 378.8299 | 100.3275 | 0 | 0 | 39.9646 | 118.6765 | 111.3868 | 115.4728 | 0 | 0 | 0 | 0 | 353.467 | 409.6987 | 459.8475 | 516.7943 | 0 | 0 | 0 | 0 | -0.19755 | 2.0422 | 6.9263 | 2.0245 | 0 | 0 | 0 | 0 | -247.3468 | -107.7052 | -58.8971 | -39.5806 | 0.40558 | 0.42977 | 0.41648 | 0.39426 | -100.3191 | -46.2886 | -24.5297 | -15.605
6 | 9 | 4 | 507.6657 | 502.7803 | 495.272 | 563.4927 | 378.8299 | 100.3275 | 0 | 0 | 41.6303 | 106.7014 | 106.8248 | 114.0477 | 0 | 0 | 0 | 0 | 303.388 | 348.2373 | 382.4004 | 440.6187 | 0 | 0 | 0 | 0 | -0.1659 | 5.4869 | 10.9218 | 3.4936 | 0 | 0 | 0 | 0 | -216.0166 | -57.9727 | -4.875 | 5.3326 | 0.40646 | 0.42931 | 0.41675 | 0.39303 | -87.8017 | -24.8882 | -2.0317 | 2.0959
6 | 9 | 5 | 493.5672 | 485.9362 | 475.2104 | 537.2589 | 378.8299 | 100.3275 | 0 | 0 | 45.3344 | 108.2494 | 105.1606 | 108.0259 | 0 | 0 | 0 | 0 | 259.1507 | 302.6556 | 337.8037 | 386.8544 | 0 | 0 | 0 | 0 | -0.21113 | 6.4443 | 6.1629 | 6.037 | 0 | 0 | 0 | 0 | -189.5367 | -31.7406 | 26.0832 | 36.3417 | 0.40796 | 0.42719 | 0.41626 | 0.3916 | -77.3238 | -13.5591 | 10.8573 | 14.2314
6 | 9 | 6 | 497.5494 | 486.4324 | 471.467 | 528.7074 | 378.8299 | 100.3275 | 0 | 0 | 51.5581 | 101.5255 | 95.2544 | 98.883 | 0 | 0 | 0 | 0 | 211.1935 | 375.7409 | 424.3822 | 452.0238 | 0 | 0 | 0 | 0 | -0.22792 | -1.6022 | -1.9043 | 2.9611 | 0 | 0 | 0 | 0 | -143.8041 | -89.5593 | -46.2654 | -25.1605 | 0.40606 | 0.43154 | 0.41548 | 0.38797 | -58.3933 | -38.6483 | -19.2224 | -9.7614
6 | 9 | 7 | 514.7617 | 501.3602 | 483.5816 | 539.879 | 378.8299 | 100.3275 | 0 | 0 | 51.6182 | 87.703 | 81.0806 | 82.2829 | 0 | 0 | 0 | 0 | 204.0223 | 498.5662 | 573.8152 | 587.6853 | 0 | 0 | 0 | 0 | -0.097427 | -2.1426 | -4.303 | 2.4776 | 0 | 0 | 0 | 0 | -119.6112 | -183.094 | -167.0111 | -132.5668 | 0.39763 | 0.41039 | 0.41696 | 0.37762 | -47.5606 | -75.1401 | -69.6365 | -50.06
6 | 9 | 8 | 552.6448 | 538.4543 | 519.5711 | 580.2169 | 378.8299 | 100.3275 | 0 | 0 | 44.8444 | 78.9369 | 78.372 | 78.0186 | 0 | 0 | 0 | 0 | 248.5239 | 645.7865 | 750.7499 | 774.1577 | 0 | 0 | 0 | 0 | -0.087247 | -2.4516 | -7.9348 | 35.2141 | 0 | 0 | 0 | 0 | -119.4662 | -284.145 | -301.616 | -307.1735 | 0.39542 | 0.54534 | 0.3925 | 0.14136 | -47.2388 | -154.9547 | -118.383 | -43.4233
6 | 9 | 9 | 602.4837 | 589.5535 | 571.9876 | 641.8739 | 378.8299 | 100.3275 | 0 | 0 | 43.4923 | 77.3879 | 77.1155 | 75.6425 | 0 | 0 | 0 | 0 | 294.3121 | 752.7336 | 871.6026 | 907.7676 | 0 | 0 | 0 | 0 | -0.082518 | -2.8015 | -9.8796 | -45.5414 | 0 | 0 | 0 | 0 | -114.0681 | -338.094 | -366.8509 | -295.9947 | 0.3881 | 0.022118 | 0.022118 | 0.021036 | -44.2698 | -7.4779 | -8.114 | -6.2266
6 | 9 | 10 | 653.3871 | 641.3364 | 624.7443 | 703.7848 | 378.8299 | 100.3275 | 0 | 0 | 47.6296 | 76.9053 | 76.6315 | 64.9895 | 0 | 0 | 0 | 0 | 333.3616 | 823.646 | 959.2223 | 1003.1842 | 0 | 0 | 0 | 0 | -0.1101 | -3.5806 | -7.348 | -38.8823 | 0 | 0 | 0 | 0 | -106.3239 | -355.9617 | -403.7615 | -325.5066 | 0.39518 | 0.022118 | 0.022118 | 0.022118 | -42.0175 | -7.8731 | -8.9303 | -7.1995
6 | 9 | 11 | 698.9577 | 688.4192 | 673.5695 | 761.9069 | 378.8299 | 100.3275 | 0 | 0 | 42.3764 | 72.9598 | 75.4266 | 65.403 | 0 | 0 | 0 | 0 | 371.79 | 854.4118 | 990.8146 | 1047.2821 | 0 | 0 | 0 | 0 | -0.30282 | -10.2782 | -16.6187 | -41.0966 | 0 | 0 | 0 | 0 | -93.7358 | -329.0017 | -376.053 | -309.6815 | 0.39679 | 0.022118 | 0.022118 | 0.022118 | -37.1936 | -7.2768 | -8.3175 | -6.8495
6 | 9 | 12 | 730.1779 | 720.9807 | 707.6491 | 802.6997 | 378.8299 | 100.3275 | 0 | 0 | 41.3221 | 72.2789 | 72.1743 | 65.4689 | 0 | 0 | 0 | 0 | 406.1701 | 869.4216 | 1002.7244 | 1066.6039 | 0 | 0 | 0 | 0 | -0.36079 | -9.4343 | -23.6609 | -42.3074 | 0 | 0 | 0 | 0 | -95.7835 | -311.613 | -343.5888 | -287.0657 | 0.39234 | 0.022118 | 0.022118 | 0.022118 | -37.58 | -6.8922 | -7.5994 | -6.3492
6 | 9 | 13 | 763.992 | 756.7689 | 745.6125 | 848.4571 | 378.8299 | 100.3275 | 0 | 0 | 40.8628 | 72.5453 | 74.5293 | 65.5943 | 0 | 0 | 0 | 0 | 435.0216 | 881.9071 | 1016.3905 | 1091.2766 | 0 | 0 | 0 | 0 | -0.38195 | -9.3107 | -9.4036 | -45.5526 | 0 | 0 | 0 | 0 | -90.3404 | -288.7004 | -335.9037 | -262.8612 | 0.39433 | 0.022118 | 0.022118 | 0.022118 | -35.6238 | -6.3854 | -7.4295 | -5.8139
6 | 9 | 14 | 792.226 | 786.7534 | 777.5883 | 887.2436 | 378.8299 | 100.3275 | 0 | 0 | 40.1152 | 74.321 | 76.8503 | 65.4887 | 0 | 0 | 0 | 0 | 447.6516 | 889.2816 | 1024.1896 | 1112.2384 | 0 | 0 | 0 | 0 | -0.3137 | -7.5183 | -13.626 | -32.7469 | 0 | 0 | 0 | 0 | -74.057 | -269.6584 | -309.8256 | -257.7366 | 0.39259 | 0.022448 | 0.022118 | 0.021917 | -29.0739 | -6.0532 | -6.8527 | -5.6487
6 | 9 | 15 | 818.9347 | 815.4065 | 808.4852 | 925.0594 | 378.8299 | 100.3275 | 0 | 0 | 41.2016 | 73.2275 | 72.7909 | 65.3764 | 0 | 0 | 0 | 0 | 443.3795 | 873.6164 | 1040.0456 | 1130.8894 | 0 | 0 | 0 | 0 | -0.21253 | -11.0416 | -13.5795 | -32.9311 | 0 | 0 | 0 | 0 | -44.2638 | -220.7234 | -290.7719 | -238.2753 | 0.38933 | 0.022983 | 0.021613 | 0.020742 | -17.2331 | -5.073 | -6.2844 | -4.9422
6 | 9 | 16 | 838.5031 | 838.7647 | 836.1677 | 960.947 | 378.8299 | 100.3275 | 0 | 0 | 40.8131 | 77.6569 | 77.6722 | 69.6925 | 0 | 0 | 0 | 0 | 374.4716 | 785.5312 | 947.7517 | 1025.2289 | 0 | 0 | 0 | 0 | -0.086391 | -3.2471 | -2.0112 | -19.72 | 0 | 0 | 0 | 0 | 44.4748 | -121.5037 | -187.245 | -114.2545 | 0.39725 | 0.023616 | 0.020937 | 0.02146 | 17.6677 | -2.8694 | -3.9203 | -2.452
6 | 9 | 17 | 851.5568 | 855.9728 | 858.1729 | 990.7787 | 378.8299 | 100.3275 | 0 | 0 | 42.0824 | 78.0546 | 77.8107 | 81.5147 | 0 | 0 | 0 | 0 | 403.1045 | 766.084 | 946.4126 | 1000.6587 | 141.5984 | 151.5027 | 151.5027 | 151.5027 | -0.075549 | -1.9953 | -10.4034 | 16.3723 | 0 | 0 | 0 | 0 | -113.9828 | -238.0007 | -307.1497 | -259.2697 | 0.40602 | 0.342 | 0.42749 | 0.2585 | -46.2794 | -81.397 | -131.3028 | -67.0205
6 | 9 | 18 | 856.5349 | 865.0639 | 871.9106 | 1010.7181 | 378.8299 | 100.3275 | 0 | 0 | 46.3579 | 78.6907 | 79.2419 | 86.1219 | 0 | 0 | 0 | 0 | 420.6082 | 697.3527 | 847.5179 | 875.4708 | 141.5984 | 151.5027 | 151.5027 | 151.5027 | -0.085891 | -1.7686 | -9.0152 | -2.803 | 0 | 0 | 0 | 0 | -130.7736 | -161.041 | -197.3367 | -99.5743 | 0.4027 | 0.42494 | 0.41159 | 0.40375 | -52.6619 | -68.4324 | -81.2213 | -40.203
6 | 9 | 19 | 852.3891 | 863.3994 | 873.0037 | 1014.2924 | 378.8299 | 100.3275 | 0 | 0 | 53.1779 | 97.1873 | 97.0995 | 103.5978 | 0 | 0 | 0 | 0 | 413.838 | 573.512 | 712.4971 | 732.0672 | 141.5984 | 151.5027 | 151.5027 | 151.5027 | -0.13546 | 1.3448 | 5.4587 | 12.8484 | 0 | 0 | 0 | 0 | -134.9197 | -60.4749 | -93.5544 | 14.2762 | 0.40839 | 0.42225 | 0.40697 | 0.39265 | -55.0996 | -25.5355 | -38.0738 | 5.6055
6 | 9 | 20 | 829.7189 | 840.9865 | 850.8803 | 988.9116 | 378.8299 | 100.3275 | 0 | 0 | 55.2006 | 104.5951 | 104.7404 | 110.6128 | 0 | 0 | 0 | 0 | 356.0973 | 449.2702 | 575.8689 | 594.9308 | 141.5984 | 151.5027 | 151.5027 | 151.5027 | 0.051078 | 1.7885 | 0.22429 | 22.6329 | 0 | 0 | 0 | 0 | -102.0583 | 33.5025 | 18.544 | 109.2324 | 0.40942 | 0.43553 | 0.40598 | 0.39629 | -41.785 | 14.5913 | 7.5286 | 43.2875
6 | 9 | 21 | 817.9793 | 829.8929 | 840.6982 | 978.2344 | 378.8299 | 100.3275 | 0 | 0 | 55.4775 | 106.9698 | 106.5775 | 115.2009 | 0 | 0 | 0 | 0 | 294.8754 | 392.1512 | 514.62 | 531.619 | 141.5984 | 151.5027 | 151.5027 | 151.5027 | 0.1868 | 3.6506 | 4.6254 | 15.5011 | 0 | 0 | 0 | 0 | -52.9887 | 75.2911 | 63.3725 | 164.4106 | 0.4094 | 0.43476 | 0.40586 | 0.39679 | -21.6935 | 32.7338 | 25.7206 | 65.2368
6 | 9 | 22 | 798.3603 | 811.5771 | 824.1961 | 961.3146 | 378.8299 | 100.3275 | 0 | 0 | 54.1844 | 107.4675 | 111.7947 | 117.0008 | 0 | 0 | 0 | 0 | 319.8014 | 415.3314 | 518.3773 | 536.8585 | 141.5984 | 151.5027 | 151.5027 | 151.5027 | 0.56589 | 7.1835 | 21.3312 | 18.0559 | 0 | 0 | 0 | 0 | -96.6196 | 29.7645 | 21.1902 | 137.8968 | 0.40731 | 0.42231 | 0.40449 | 0.39511 | -39.3543 | 12.5699 | 8.5713 | 54.4846
6 | 9 | 23 | 730.018 | 742.8769 | 755.3503 | 881.9192 | 378.8299 | 100.3275 | 0 | 0 | 52.4638 | 105.8783 | 114.8812 | 117.6299 | 0 | 0 | 0 | 0 | 345.2614 | 434.1642 | 530.4099 | 539.7734 | 0 | 0 | 0 | 0 | 0.86072 | 8.5753 | 10.4037 | 12.515 | 0 | 0 | 0 | 0 | -47.3978 | 93.9315 | 99.6555 | 212.0008 | 0.40299 | 0.42067 | 0.40353 | 0.39408 | -19.1006 | 39.5146 | 40.2138 | 83.5456
6 | 9 | 24 | 654.595 | 663.5792 | 671.7291 | 781.4193 | 378.8299 | 100.3275 | 0 | 0 | 50.5919 | 117.8828 | 113.3406 | 119.1124 | 0 | 0 | 0 | 0 | 389.0959 | 465.7602 | 553.3608 | 562.3381 | 0 | 0 | 0 | 0 | 0.70639 | 2.2699 | 9.9457 | 43.4304 | 0 | 0 | 0 | 0 | -164.6291 | -22.6612 | -4.918 | 56.5385 | 0.40134 | 0.42366 | 0.4104 | 0.39542 | -66.0729 | -9.6006 | -2.0184 | 22.3562
6 | 10 | 1 | 594.2822 | 599.3367 | 603.1305 | 698.3451 | 378.8299 | 100.3275 | 0 | 0 | 42.5591 | 110.7182 | 119.9975 | 121.3971 | 0 | 0 | 0 | 0 | 416.1461 | 481.1233 | 561.1427 | 573.1159 | 0 | 0 | 0 | 0 | -0.18156 | 7.39 | 9.8833 | 7.6415 | 0 | 0 | 0 | 0 | -243.0714 | -100.2224 | -87.8929 | -3.8094 | 0.4071 | 0.42843 | 0.41669 | 0.39372 | -98.9554 | -42.9385 | -36.624 | -1.4998
6 | 10 | 2 | 549.17 | 550.5376 | 550.1807 | 633.447 | 378.8299 | 100.3275 | 0 | 0 | 39.8469 | 120.7083 | 120.474 | 120.6528 | 0 | 0 | 0 | 0 | 416.0297 | 468.2494 | 542.3974 | 559.7673 | 0 | 0 | 0 | 0 | -0.15304 | 2.3298 | 3.088 | 4.2416 | 0 | 0 | 0 | 0 | -285.3835 | -141.0774 | -115.7787 | -51.2147 | 0.40672 | 0.42869 | 0.41639 | 0.39335 | -116.0702 | -60.478 | -48.2085 | -20.1452
6 | 10 | 3 | 522.1476 | 520.3891 | 516.5167 | 591.4389 | 378.8299 | 100.3275 | 0 | 0 | 39.9646 | 118.6765 | 111.3868 | 115.4728 | 0 | 0 | 0 | 0 | 421.7886 | 458.0854 | 517.1513 | 549.9537 | 0 | 0 | 0 | 0 | -0.19755 | 2.0422 | 6.9263 | 2.0245 | 0 | 0 | 0 | 0 | -318.238 | -158.7424 | -118.9477 | -76.0122 | 0.40558 | 0.42977 | 0.41648 | 0.39426 | -129.0713 | -68.223 | -49.5399 | -29.9685
6 | 10 | 4 | 501.3449 | 496.2697 | 488.5357 | 555.4772 | 378.8299 | 100.3275 | 0 | 0 | 41.6303 | 106.7014 | 106.8248 | 114.0477 | 0 | 0 | 0 | 0 | 435.339 | 458.5651 | 513.4366 | 558.3731 | 0 | 0 | 0 | 0 | -0.1659 | 5.4869 | 10.9218 | 3.4936 | 0 | 0 | 0 | 0 | -354.2884 | -174.8111 | -142.6475 | -120.4372 | 0.40646 | 0.42931 | 0.41675 | 0.39303 | -144.0034 | -75.0481 | -59.4488 | -47.3351
6 | 10 | 5 | 486.1079 | 478.2596 | 467.2757 | 527.8242 | 378.8299 | 100.3275 | 0 | 0 | 45.3344 | 108.2494 | 105.1606 | 108.0259 | 0 | 0 | 0 | 0 | 422.8418 | 440.4756 | 497.7303 | 543.6897 | 0 | 0 | 0 | 0 | -0.21113 | 6.4443 | 6.1629 | 6.037 | 0 | 0 | 0 | 0 | -360.687 | -177.2372 | -141.7781 | -129.9284 | 0.40796 | 0.42719 | 0.41626 | 0.3916 | -147.1467 | -75.7132 | -59.0161 | -50.88
6 | 10 | 6 | 484.7807 | 473.2818 | 457.8626 | 512.5212 | 378.8299 | 100.3275 | 0 | 0 | 51.5581 | 101.5255 | 95.2544 | 98.883 | 0 | 0 | 0 | 0 | 414.7556 | 534.5611 | 592.5072 | 630.5979 | 0 | 0 | 0 | 0 | -0.22792 | -1.6022 | -1.9043 | 2.9611 | 0 | 0 | 0 | 0 | -360.1349 | -261.5302 | -227.9948 | -219.9208 | 0.40606 | 0.43154 | 0.41548 | 0.38797 | -146.237 | -112.8604 | -94.7276 | -85.322
6 | 10 | 7 | 495.2703 | 481.2954 | 462.8362 | 515.2064 | 378.8299 | 100.3275 | 0 | 0 | 51.6182 | 87.703 | 81.0806 | 82.2829 | 0 | 0 | 0 | 0 | 443.0174 | 660.4273 | 720.4831 | 741.7325 | 0 | 0 | 0 | 0 | -0.097427 | -2.1426 | -4.303 | 2.4776 | 0 | 0 | 0 | 0 | -378.0979 | -365.0198 | -334.4244 | -311.2866 | 0.39763 | 0.41039 | 0.41696 | 0.37762 | -150.3418 | -149.8009 | -139.4406 | -117.5484
6 | 10 | 8 | 527.2099 | 512.2788 | 492.5171 | 548.0492 | 378.8299 | 100.3275 | 0 | 0 | 44.8444 | 78.9369 | 78.372 | 78.0186 | 0 | 0 | 0 | 0 | 508.11 | 810.6887 | 894.0132 | 915.227 | 0 | 0 | 0 | 0 | -0.087247 | -2.4516 | -7.9348 | 35.2141 | 0 | 0 | 0 | 0 | -404.4872 | -475.2226 | -471.9334 | -480.4105 | 0.39542 | 0.54534 | 0.3925 | 0.14136 | -159.9405 | -259.1563 | -185.2319 | -67.9127
6 | 10 | 9 | 573.729 | 559.9596 | 541.3979 | 605.5002 | 378.8299 | 100.3275 | 0 | 0 | 43.4923 | 77.3879 | 77.1155 | 75.6425 | 0 | 0 | 0 | 0 | 579.5707 | 938.1731 | 1043.1409 | 1073.6469 | 0 | 0 | 0 | 0 | -0.082518 | -2.8015 | -9.8796 | -45.5414 | 0 | 0 | 0 | 0 | -428.0814 | -553.1275 | -568.9789 | -498.2477 | 0.3881 | 0.022118 | 0.022118 | 0.021036 | -166.1384 | -12.2339 | -12.5846 | -10.4813
6 | 10 | 10 | 623.5162 | 610.6066 | 592.9961 | 666.0467 | 378.8299 | 100.3275 | 0 | 0 | 47.6296 | 76.9053 | 76.6315 | 64.9895 | 0 | 0 | 0 | 0 | 626.2444 | 1022.6034 | 1146.5318 | 1199.6771 | 0 | 0 | 0 | 0 | -0.1101 | -3.5806 | -7.348 | -38.8823 | 0 | 0 | 0 | 0 | -429.0777 | -585.649 | -622.8193 | -559.7377 | 0.39518 | 0.022118 | 0.022118 | 0.022118 | -169.5645 | -12.9533 | -13.7754 | -12.3801
6 | 10 | 11 | 671.6099 | 660.2911 | 644.5166 | 727.3789 | 378.8299 | 100.3275 | 0 | 0 | 42.3764 | 72.9598 | 75.4266 | 65.403 | 0 | 0 | 0 | 0 | 636.2859 | 1059.7503 | 1202.615 | 1281.2109 | 0 | 0 | 0 | 0 | -0.30282 | -10.2782 | -16.6187 | -41.0966 | 0 | 0 | 0 | 0 | -385.5794 | -562.4682 | -616.9062 | -578.1384 | 0.39679 | 0.022118 | 0.022118 | 0.022118 | -152.9948 | -12.4405 | -13.6446 | -12.7871
6 | 10 | 12 | 707.0335 | 697.1815 | 683.0741 | 773.4991 | 378.8299 | 100.3275 | 0 | 0 | 41.3221 | 72.2789 | 72.1743 | 65.4689 | 0 | 0 | 0 | 0 | 630.5883 | 1057.3022 | 1214.8975 | 1306.3357 | 0 | 0 | 0 | 0 | -0.36079 | -9.4343 | -23.6609 | -42.3074 | 0 | 0 | 0 | 0 | -343.346 | -523.2928 | -580.3368 | -555.9981 | 0.39234 | 0.022118 | 0.022118 | 0.022118 | -134.7096 | -11.5741 | -12.8358 | -12.2974
6 | 10 | 13 | 740.3178 | 732.437 | 720.502 | 818.6327 | 378.8299 | 100.3275 | 0 | 0 | 40.8628 | 72.5453 | 74.5293 | 65.5943 | 0 | 0 | 0 | 0 | 649.1031 | 1078.0385 | 1258.0331 | 1359.8815 | 0 | 0 | 0 | 0 | -0.38195 | -9.3107 | -9.4036 | -45.5526 | 0 | 0 | 0 | 0 | -328.0961 | -509.1637 | -602.6568 | -561.2905 | 0.39433 | 0.022118 | 0.022118 | 0.022118 | -129.3775 | -11.2616 | -13.3295 | -12.4145
6 | 10 | 14 | 767.4992 | 761.3437 | 751.3704 | 856.1079 | 378.8299 | 100.3275 | 0 | 0 | 40.1152 | 74.321 | 76.8503 | 65.4887 | 0 | 0 | 0 | 0 | 660.4438 | 1097.2988 | 1296.2531 | 1403.6585 | 0 | 0 | 0 | 0 | -0.3137 | -7.5183 | -13.626 | -32.7469 | 0 | 0 | 0 | 0 | -311.576 | -503.0854 | -608.107 | -580.2925 | 0.39259 | 0.022448 | 0.022118 | 0.021917 | -122.321 | -11.2932 | -13.45 | -12.718
6 | 10 | 15 | 794.9891 | 790.7998 | 783.0962 | 894.9085 | 378.8299 | 100.3275 | 0 | 0 | 41.2016 | 73.2275 | 72.7909 | 65.3764 | 0 | 0 | 0 | 0 | 683.3591 | 1135.8604 | 1355.849 | 1453.8634 | 0 | 0 | 0 | 0 | -0.21253 | -11.0416 | -13.5795 | -32.9311 | 0 | 0 | 0 | 0 | -308.189 | -507.5741 | -631.9642 | -591.4002 | 0.38933 | 0.022983 | 0.021613 | 0.020742 | -119.9863 | -11.6658 | -13.6586 | -12.2666
6 | 10 | 16 | 814.0502 | 813.6389 | 810.2457 | 930.1651 | 378.8299 | 100.3275 | 0 | 0 | 40.8131 | 77.6569 | 77.6722 | 69.6925 | 0 | 0 | 0 | 0 | 722.1778 | 1166.9071 | 1385.9074 | 1467.8386 | 0 | 0 | 0 | 0 | -0.086391 | -3.2471 | -2.0112 | -19.72 | 0 | 0 | 0 | 0 | -327.6842 | -528.0054 | -651.3227 | -587.6461 | 0.39725 | 0.023616 | 0.020937 | 0.02146 | -130.1732 | -12.4692 | -13.6364 | -12.6112
6 | 10 | 17 | 834.6338 | 838.5885 | 840.243 | 969.4919 | 378.8299 | 100.3275 | 0 | 0 | 42.0824 | 78.0546 | 77.8107 | 81.5147 | 0 | 0 | 0 | 0 | 725.3684 | 1132.3197 | 1360.7524 | 1443.5232 | 141.5984 | 151.5027 | 151.5027 | 151.5027 | -0.075549 | -1.9953 | -10.4034 | 16.3723 | 0 | 0 | 0 | 0 | -453.1698 | -621.6207 | -739.4194 | -723.421 | 0.40602 | 0.342 | 0.42749 | 0.2585 | -183.9965 | -212.5963 | -316.093 | -187.0022
6 | 10 | 18 | 849.1193 | 857.4553 | 864.0744 | 1001.424 | 378.8299 | 100.3275 | 0 | 0 | 46.3579 | 78.6907 | 79.2419 | 86.1219 | 0 | 0 | 0 | 0 | 692.7574 | 1003.13 | 1211.1521 | 1265.0849 | 141.5984 | 151.5027 | 151.5027 | 151.5027 | -0.085891 | -1.7686 | -9.0152 | -2.803 | 0 | 0 | 0 | 0 | -410.3383 | -474.4269 | -568.8072 | -498.4826 | 0.4027 | 0.42494 | 0.41159 | 0.40375 | -165.2414 | -201.6018 | -234.1138 | -201.2617
6 | 10 | 19 | 846.0905 | 856.94 | 866.3549 | 1006.4099 | 378.8299 | 100.3275 | 0 | 0 | 53.1779 | 97.1873 | 97.0995 | 103.5978 | 0 | 0 | 0 | 0 | 662.1069 | 830.5746 | 995.5886 | 1058.3847 | 141.5984 | 151.5027 | 151.5027 | 151.5027 | -0.13546 | 1.3448 | 5.4587 | 12.8484 | 0 | 0 | 0 | 0 | -389.4871 | -323.9969 | -383.2947 | -319.9237 | 0.40839 | 0.42225 | 0.40697 | 0.39265 | -159.0619 | -136.8074 | -155.9894 | -125.617
6 | 10 | 20 | 824.9951 | 836.1429 | 845.8954 | 983.0025 | 378.8299 | 100.3275 | 0 | 0 | 55.2006 | 104.5951 | 104.7404 | 110.6128 | 0 | 0 | 0 | 0 | 632.5784 | 719.8204 | 862.878 | 937.7214 | 141.5984 | 151.5027 | 151.5027 | 151.5027 | 0.051078 | 1.7885 | 0.22429 | 22.6329 | 0 | 0 | 0 | 0 | -383.2632 | -241.8914 | -273.4499 | -239.4672 | 0.40942 | 0.43553 | 0.40598 | 0.39629 | -156.9168 | -105.3507 | -111.0161 | -94.8981
6 | 10 | 21 | 819.2388 | 831.1878 | 842.0351 | 979.8228 | 378.8299 | 100.3275 | 0 | 0 | 55.4775 | 106.9698 | 106.5775 | 115.2009 | 0 | 0 | 0 | 0 | 617.037 | 700.5674 | 816.1194 | 886.2871 | 141.5984 | 151.5027 | 151.5027 | 151.5027 | 0.1868 | 3.6506 | 4.6254 | 15.5011 | 0 | 0 | 0 | 0 | -373.8908 | -231.8302 | -236.79 | -188.669 | 0.4094 | 0.43476 | 0.40586 | 0.39679 | -153.0703 | -100.7912 | -96.1043 | -74.8624
6 | 10 | 22 | 806.3136 | 819.7482 | 832.625 | 971.3227 | 378.8299 | 100.3275 | 0 | 0 | 54.1844 | 107.4675 | 111.7947 | 117.0008 | 0 | 0 | 0 | 0 | 568.6493 | 653.2481 | 760.986 | 844.4497 | 141.5984 | 151.5027 | 151.5027 | 151.5027 | 0.56589 | 7.1835 | 21.3312 | 18.0559 | 0 | 0 | 0 | 0 | -337.5143 | -199.981 | -212.9896 | -159.6863 | 0.40731 | 0.42231 | 0.40449 | 0.39511 | -137.4737 | -84.4543 | -86.1532 | -63.094
6 | 10 | 23 | 731.6634 | 744.5521 | 757.0599 | 883.9334 | 378.8299 | 100.3275 | 0 | 0 | 52.4638 | 105.8783 | 114.8812 | 117.6299 | 0 | 0 | 0 | 0 | 544.118 | 622.7507 | 724.6643 | 846.8215 | 0 | 0 | 0 | 0 | 0.86072 | 8.5753 | 10.4037 | 12.515 | 0 | 0 | 0 | 0 | -244.609 | -92.9797 | -92.8893 | -93.033 | 0.40299 | 0.42067 | 0.40353 | 0.39408 | -98.5739 | -39.1141 | -37.4835 | -36.6626
6 | 10 | 24 | 646.4024 | 655.1428 | 663.0029 | 771.0383 | 378.8299 | 100.3275 | 0 | 0 | 50.5919 | 117.8828 | 113.3406 | 119.1124 | 0 | 0 | 0 | 0 | 535.8393 | 606.0397 | 713.4662 | 846.1508 | 0 | 0 | 0 | 0 | 0.70639 | 2.2699 | 9.9457 | 43.4304 | 0 | 0 | 0 | 0 | -319.5651 | -171.3772 | -173.7496 | -237.6553 | 0.40134 | 0.42366 | 0.4104 | 0.39542 | -128.2556 | -72.6055 | -71.3075 | -93.9725
6 | 11 | 1 | 581.2556 | 585.9356 | 589.2854 | 681.8881 | 378.8299 | 100.3275 | 0 | 0 | 42.5591 | 110.7182 | 119.9975 | 121.3971 | 0 | 0 | 0 | 0 | 507.5789 | 566.2416 | 668.1947 | 778.4235 | 0 | 0 | 0 | 0 | -0.18156 | 7.39 | 9.8833 | 7.6415 | 0 | 0 | 0 | 0 | -347.5308 | -198.7418 | -208.79 | -225.5741 | 0.4071 | 0.42843 | 0.41669 | 0.39372 | -141.4812 | -85.1475 | -87.0006 | -88.8126
6 | 11 | 2 | 542.744 | 543.9341 | 543.3673 | 625.3557 | 378.8299 | 100.3275 | 0 | 0 | 39.8469 | 120.7083 | 120.474 | 120.6528 | 0 | 0 | 0 | 0 | 496.7322 | 547.8995 | 635.5796 | 713.5307 | 0 | 0 | 0 | 0 | -0.15304 | 2.3298 | 3.088 | 4.2416 | 0 | 0 | 0 | 0 | -372.512 | -227.3309 | -215.7743 | -213.0694 | 0.40672 | 0.42869 | 0.41639 | 0.39335 | -151.5068 | -97.4538 | -89.8452 | -83.8106
6 | 11 | 3 | 518.248 | 516.3821 | 512.3824 | 586.5293 | 378.8299 | 100.3275 | 0 | 0 | 39.9646 | 118.6765 | 111.3868 | 115.4728 | 0 | 0 | 0 | 0 | 490.7811 | 529.3727 | 602.387 | 677.266 | 0 | 0 | 0 | 0 | -0.19755 | 2.0422 | 6.9263 | 2.0245 | 0 | 0 | 0 | 0 | -391.1301 | -234.0367 | -208.3177 | -208.234 | 0.40558 | 0.42977 | 0.41648 | 0.39426 | -158.6349 | -100.5823 | -86.7611 | -82.0982
6 | 11 | 4 | 507.3795 | 502.4918 | 494.981 | 563.1529 | 378.8299 | 100.3275 | 0 | 0 | 41.6303 | 106.7014 | 106.8248 | 114.0477 | 0 | 0 | 0 | 0 | 492.5457 | 516.6575 | 587.8201 | 643.0175 | 0 | 0 | 0 | 0 | -0.1659 | 5.4869 | 10.9218 | 3.4936 | 0 | 0 | 0 | 0 | -405.4606 | -226.6814 | -210.5857 | -197.4059 | 0.40646 | 0.42931 | 0.41675 | 0.39303 | -164.8027 | -97.3165 | -87.7623 | -77.5859
6 | 11 | 5 | 505.2455 | 497.9715 | 487.67 | 552.091 | 378.8299 | 100.3275 | 0 | 0 | 45.3344 | 108.2494 | 105.1606 | 108.0259 | 0 | 0 | 0 | 0 | 454.2628 | 469.581 | 532.1801 | 594.0935 | 0 | 0 | 0 | 0 | -0.21113 | 6.4443 | 6.1629 | 6.037 | 0 | 0 | 0 | 0 | -372.9705 | -186.6307 | -155.8336 | -156.0654 | 0.40796 | 0.42719 | 0.41626 | 0.3916 | -152.1579 | -79.7259 | -64.8668 | -61.1152
6 | 11 | 6 | 529.8772 | 519.7293 | 505.9155 | 569.6959 | 378.8299 | 100.3275 | 0 | 0 | 51.5581 | 101.5255 | 95.2544 | 98.883 | 0 | 0 | 0 | 0 | 379.9733 | 491.677 | 582.6615 | 652.3184 | 0 | 0 | 0 | 0 | -0.22792 | -1.6022 | -1.9043 | 2.9611 | 0 | 0 | 0 | 0 | -280.2561 | -172.1985 | -170.0963 | -184.4667 | 0.40606 | 0.43154 | 0.41548 | 0.38797 | -113.8013 | -74.3103 | -70.6718 | -71.5669
6 | 11 | 7 | 578.2036 | 566.6612 | 551.0892 | 620.159 | 378.8299 | 100.3275 | 0 | 0 | 51.6182 | 87.703 | 81.0806 | 82.2829 | 0 | 0 | 0 | 0 | 348.4806 | 583.8076 | 689.3753 | 773.8313 | 0 | 0 | 0 | 0 | -0.097427 | -2.1426 | -4.303 | 2.4776 | 0 | 0 | 0 | 0 | -200.6277 | -203.0343 | -215.0636 | -238.4328 | 0.39763 | 0.41039 | 0.41696 | 0.37762 | -79.7749 | -83.3235 | -89.6723 | -90.0373
6 | 11 | 8 | 641.3239 | 629.6946 | 613.8492 | 692.294 | 378.8299 | 100.3275 | 0 | 0 | 44.8444 | 78.9369 | 78.372 | 78.0186 | 0 | 0 | 0 | 0 | 415.4538 | 768.4506 | 886.5114 | 953.4503 | 0 | 0 | 0 | 0 | -0.087247 | -2.4516 | -7.9348 | 35.2141 | 0 | 0 | 0 | 0 | -197.717 | -315.5687 | -343.0994 | -374.389 | 0.39542 | 0.54534 | 0.3925 | 0.14136 | -78.1804 | -172.0912 | -134.6651 | -52.9251
6 | 11 | 9 | 700.3146 | 690.2035 | 675.9808 | 765.4937 | 378.8299 | 100.3275 | 0 | 0 | 43.4923 | 77.3879 | 77.1155 | 75.6425 | 0 | 0 | 0 | 0 | 468.9431 | 903.6356 | 1035.5596 | 1098.2954 | 0 | 0 | 0 | 0 | -0.082518 | -2.8015 | -9.8796 | -45.5414 | 0 | 0 | 0 | 0 | -190.8682 | -388.346 | -426.8147 | -362.9028 | 0.3881 | 0.022118 | 0.022118 | 0.021036 | -74.0759 | -8.5894 | -9.4402 | -7.6341
6 | 11 | 10 | 747.377 | 738.044 | 724.6754 | 822.5853 | 378.8299 | 100.3275 | 0 | 0 | 47.6296 | 76.9053 | 76.6315 | 64.9895 | 0 | 0 | 0 | 0 | 499.0951 | 972.831 | 1106.5103 | 1156.5046 | 0 | 0 | 0 | 0 | -0.1101 | -3.5806 | -7.348 | -38.8823 | 0 | 0 | 0 | 0 | -178.0675 | -408.4391 | -451.1184 | -360.0266 | 0.39518 | 0.022118 | 0.022118 | 0.022118 | -70.3694 | -9.0338 | -9.9778 | -7.963
6 | 11 | 11 | 798.2708 | 790.6016 | 779.155 | 887.4272 | 378.8299 | 100.3275 | 0 | 0 | 42.3764 | 72.9598 | 75.4266 | 65.403 | 0 | 0 | 0 | 0 | 540.2253 | 1023.2226 | 1161.0135 | 1217.0209 | 0 | 0 | 0 | 0 | -0.30282 | -10.2782 | -16.6187 | -41.0966 | 0 | 0 | 0 | 0 | -162.858 | -395.6301 | -440.6664 | -353.9001 | 0.39679 | 0.022118 | 0.022118 | 0.022118 | -64.6207 | -8.7505 | -9.7466 | -7.8275
6 | 11 | 12 | 835.7195 | 829.5656 | 819.843 | 936.0699 | 378.8299 | 100.3275 | 0 | 0 | 41.3221 | 72.2789 | 72.1743 | 65.4689 | 0 | 0 | 0 | 0 | 568.311 | 1055.051 | 1212.2022 | 1301.521 | 0 | 0 | 0 | 0 | -0.36079 | -9.4343 | -23.6609 | -42.3074 | 0 | 0 | 0 | 0 | -152.3827 | -388.6575 | -440.8726 | -388.6125 | 0.39234 | 0.022118 | 0.022118 | 0.022118 | -59.7864 | -8.5962 | -9.7512 | -8.5952
6 | 11 | 13 | 868.609 | 864.4136 | 856.8484 | 980.6997 | 378.8299 | 100.3275 | 0 | 0 | 40.8628 | 72.5453 | 74.5293 | 65.5943 | 0 | 0 | 0 | 0 | 582.3844 | 1071.183 | 1214.0597 | 1327.5597 | 0 | 0 | 0 | 0 | -0.38195 | -9.3107 | -9.4036 | -45.5526 | 0 | 0 | 0 | 0 | -133.0862 | -370.3315 | -422.337 | -366.9016 | 0.39433 | 0.022118 | 0.022118 | 0.022118 | -52.4796 | -8.1909 | -9.3412 | -8.115
6 | 11 | 14 | 905.489 | 903.2883 | 898.0038 | 1030.3933 | 378.8299 | 100.3275 | 0 | 0 | 40.1152 | 74.321 | 76.8503 | 65.4887 | 0 | 0 | 0 | 0 | 613.153 | 1100.0231 | 1256.3728 | 1358.1956 | 0 | 0 | 0 | 0 | -0.3137 | -7.5183 | -13.626 | -32.7469 | 0 | 0 | 0 | 0 | -126.2955 | -363.8651 | -421.5933 | -360.5442 | 0.39259 | 0.022448 | 0.022118 | 0.021917 | -49.5821 | -8.168 | -9.3247 | -7.9019
6 | 11 | 15 | 927.5774 | 927.1922 | 923.9988 | 1062.3865 | 378.8299 | 100.3275 | 0 | 0 | 41.2016 | 73.2275 | 72.7909 | 65.3764 | 0 | 0 | 0 | 0 | 632.7746 | 1107.2353 | 1272.9819 | 1346.4553 | 0 | 0 | 0 | 0 | -0.21253 | -11.0416 | -13.5795 | -32.9311 | 0 | 0 | 0 | 0 | -125.0162 | -342.5566 | -408.1946 | -316.5141 | 0.38933 | 0.022983 | 0.021613 | 0.020742 | -48.6722 | -7.8731 | -8.8223 | -6.565
6 | 11 | 16 | 945.3171 | 948.6647 | 949.7276 | 1095.9471 | 378.8299 | 100.3275 | 0 | 0 | 40.8131 | 77.6569 | 77.6722 | 69.6925 | 0 | 0 | 0 | 0 | 642.4994 | 1099.8496 | 1272.3964 | 1335.9708 | 0 | 0 | 0 | 0 | -0.086391 | -3.2471 | -2.0112 | -19.72 | 0 | 0 | 0 | 0 | -116.7389 | -325.9222 | -398.3298 | -289.9963 | 0.39725 | 0.023616 | 0.020937 | 0.02146 | -46.3748 | -7.6969 | -8.3396 | -6.2235
6 | 11 | 17 | 954.2103 | 961.5836 | 967.2907 | 1120.4895 | 378.8299 | 100.3275 | 0 | 0 | 42.0824 | 78.0546 | 77.8107 | 81.5147 | 0 | 0 | 0 | 0 | 640.1352 | 1041.6948 | 1181.8657 | 1241.1699 | 141.5984 | 151.5027 | 151.5027 | 151.5027 | -0.075549 | -1.9953 | -10.4034 | 16.3723 | 0 | 0 | 0 | 0 | -248.36 | -408.0006 | -433.485 | -370.0701 | 0.40602 | 0.342 | 0.42749 | 0.2585 | -100.8394 | -139.5375 | -185.3097 | -95.6621
6 | 11 | 18 | 948.1211 | 959.2869 | 969.2605 | 1126.4383 | 378.8299 | 100.3275 | 0 | 0 | 46.3579 | 78.6907 | 79.2419 | 86.1219 | 0 | 0 | 0 | 0 | 610.8479 | 898.4587 | 1031.6319 | 1133.4681 | 141.5984 | 151.5027 | 151.5027 | 151.5027 | -0.085891 | -1.7686 | -9.0152 | -2.803 | 0 | 0 | 0 | 0 | -229.4271 | -267.924 | -284.1008 | -241.8515 | 0.4027 | 0.42494 | 0.41159 | 0.40375 | -92.3893 | -113.851 | -116.9323 | -97.6472
6 | 11 | 19 | 925.7937 | 938.9297 | 951.0554 | 1107.0854 | 378.8299 | 100.3275 | 0 | 0 | 53.1779 | 97.1873 | 97.0995 | 103.5978 | 0 | 0 | 0 | 0 | 558.4929 | 685.1771 | 835.5653 | 924.4137 | 141.5984 | 151.5027 | 151.5027 | 151.5027 | -0.13546 | 1.3448 | 5.4587 | 12.8484 | 0 | 0 | 0 | 0 | -206.1699 | -96.6098 | -138.5709 | -85.2773 | 0.40839 | 0.42225 | 0.40697 | 0.39265 | -84.1973 | -40.7934 | -56.3942 | -33.4839
6 | 11 | 20 | 897.9145 | 911.1543 | 923.3872 | 1075.1099 | 378.8299 | 100.3275 | 0 | 0 | 55.2006 | 104.5951 | 104.7404 | 110.6128 | 0 | 0 | 0 | 0 | 568.4114 | 610.2074 | 745.3641 | 800.5974 | 141.5984 | 151.5027 | 151.5027 | 151.5027 | 0.051078 | 1.7885 | 0.22429 | 22.6329 | 0 | 0 | 0 | 0 | -246.1769 | -57.267 | -78.4443 | -10.2359 | 0.40942 | 0.43553 | 0.40598 | 0.39629 | -100.7905 | -24.9414 | -31.847 | -4.0564
6 | 11 | 21 | 879.4498 | 893.1338 | 906.0384 | 1055.9052 | 378.8299 | 100.3275 | 0 | 0 | 55.4775 | 106.9698 | 106.5775 | 115.2009 | 0 | 0 | 0 | 0 | 562.2067 | 592.0575 | 724.6597 | 773.8821 | 141.5984 | 151.5027 | 151.5027 | 151.5027 | 0.1868 | 3.6506 | 4.6254 | 15.5011 | 0 | 0 | 0 | 0 | -258.8494 | -61.3744 | -81.3269 | -0.18158 | 0.4094 | 0.43476 | 0.40586 | 0.39679 | -105.9726 | -26.6833 | -33.0076 | -0.072049
6 | 11 | 22 | 843.4367 | 857.9518 | 872.1107 | 1018.2715 | 378.8299 | 100.3275 | 0 | 0 | 54.1844 | 107.4675 | 111.7947 | 117.0008 | 0 | 0 | 0 | 0 | 473.3519 | 499.8456 | 613.3387 | 678.3624 | 141.5984 | 151.5027 | 151.5027 | 151.5027 | 0.56589 | 7.1835 | 21.3312 | 18.0559 | 0 | 0 | 0 | 0 | -205.0938 | -8.3749 | -25.8566 | 53.3497 | 0.40731 | 0.42231 | 0.40449 | 0.39511 | -83.5372 | -3.5368 | -10.4589 | 21.0791
6 | 11 | 23 | 756.0501 | 769.6508 | 783.0034 | 914.7827 | 378.8299 | 100.3275 | 0 | 0 | 52.4638 | 105.8783 | 114.8812 | 117.6299 | 0 | 0 | 0 | 0 | 384.9635 | 408.5731 | 514.9916 | 580.8787 | 0 | 0 | 0 | 0 | 0.86072 | 8.5753 | 10.4037 | 12.515 | 0 | 0 | 0 | 0 | -61.0679 | 146.2965 | 142.7269 | 203.7591 | 0.40299 | 0.42067 | 0.40353 | 0.39408 | -24.6095 | 61.5431 | 57.5944 | 80.2977
6 | 11 | 24 | 663.4015 | 672.6404 | 681.0921 | 792.5503 | 378.8299 | 100.3275 | 0 | 0 | 50.5919 | 117.8828 | 113.3406 | 119.1124 | 0 | 0 | 0 | 0 | 360.6153 | 379.4035 | 484.5054 | 531.954 | 0 | 0 | 0 | 0 | 0.70639 | 2.2699 | 9.9457 | 43.4304 | 0 | 0 | 0 | 0 | -127.3419 | 72.7566 | 73.3005 | 98.0536 | 0.40134 | 0.42366 | 0.4104 | 0.39542 | -51.1079 | 30.824 | 30.0828 | 38.7719
6 | 12 | 1 | 586.3611 | 591.2121 | 594.7661 | 688.4275 | 378.8299 | 100.3275 | 0 | 0 | 42.5591 | 110.7182 | 119.9975 | 121.3971 | 0 | 0 | 0 | 0 | 311.3298 | 330.2094 | 444.816 | 491.365 | 0 | 0 | 0 | 0 | -0.18156 | 7.39 | 9.8833 | 7.6415 | 0 | 0 | 0 | 0 | -146.1762 | 42.567 | 20.0694 | 68.0238 | 0.4071 | 0.42843 | 0.41669 | 0.39372 | -59.5089 | 18.2371 | 8.3627 | 26.7822
6 | 12 | 2 | 547.8176 | 549.1649 | 548.7851 | 631.8072 | 378.8299 | 100.3275 | 0 | 0 | 39.8469 | 120.7083 | 120.474 | 120.6528 | 0 | 0 | 0 | 0 | 262.8123 | 276.9805 | 383.7205 | 446.5638 | 0 | 0 | 0 | 0 | -0.15304 | 2.3298 | 3.088 | 4.2416 | 0 | 0 | 0 | 0 | -133.5185 | 48.8188 | 41.5027 | 60.349 | 0.40672 | 0.42869 | 0.41639 | 0.39335 | -54.3042 | 20.928 | 17.2811 | 23.7382
6 | 12 | 3 | 522.2134 | 520.4747 | 516.6267 | 591.5879 | 378.8299 | 100.3275 | 0 | 0 | 39.9646 | 118.6765 | 111.3868 | 115.4728 | 0 | 0 | 0 | 0 | 230.7751 | 235.7481 | 341.6134 | 401.6567 | 0 | 0 | 0 | 0 | -0.19755 | 2.0422 | 6.9263 | 2.0245 | 0 | 0 | 0 | 0 | -127.1586 | 63.6805 | 56.7002 | 72.4339 | 0.40558 | 0.42977 | 0.41648 | 0.39426 | -51.5731 | 27.3681 | 23.6147 | 28.5577
6 | 12 | 4 | 511.2112 | 506.4407 | 499.0694 | 568.0198 | 378.8299 | 100.3275 | 0 | 0 | 41.6303 | 106.7014 | 106.8248 | 114.0477 | 0 | 0 | 0 | 0 | 203.745 | 200.0268 | 300.9437 | 353.9251 | 0 | 0 | 0 | 0 | -0.1659 | 5.4869 | 10.9218 | 3.4936 | 0 | 0 | 0 | 0 | -112.8281 | 93.8982 | 80.379 | 96.5534 | 0.40646 | 0.42931 | 0.41675 | 0.39303 | -45.8599 | 40.3114 | 33.4982 | 37.9481
6 | 12 | 5 | 505.8471 | 498.6016 | 488.3348 | 552.8927 | 378.8299 | 100.3275 | 0 | 0 | 45.3344 | 108.2494 | 105.1606 | 108.0259 | 0 | 0 | 0 | 0 | 169.8869 | 169.9808 | 279.8879 | 348.823 | 0 | 0 | 0 | 0 | -0.21113 | 6.4443 | 6.1629 | 6.037 | 0 | 0 | 0 | 0 | -87.993 | 113.5997 | 97.1234 | 90.0068 | 0.40796 | 0.42719 | 0.41626 | 0.3916 | -35.8978 | 48.5281 | 40.4282 | 35.2466
6 | 12 | 6 | 529.8621 | 519.7254 | 505.9255 | 569.7198 | 378.8299 | 100.3275 | 0 | 0 | 51.5581 | 101.5255 | 95.2544 | 98.883 | 0 | 0 | 0 | 0 | 149.3106 | 291.2927 | 426.4394 | 485.5919 | 0 | 0 | 0 | 0 | -0.22792 | -1.6022 | -1.9043 | 2.9611 | 0 | 0 | 0 | 0 | -49.6086 | 28.1819 | -13.864 | -17.7163 | 0.40606 | 0.43154 | 0.41548 | 0.38797 | -20.1441 | 12.1616 | -5.7602 | -6.8733
6 | 12 | 7 | 582.921 | 571.5182 | 556.112 | 626.1335 | 378.8299 | 100.3275 | 0 | 0 | 51.6182 | 87.703 | 81.0806 | 82.2829 | 0 | 0 | 0 | 0 | 152.2089 | 431.6167 | 574.1072 | 630.0882 | 0 | 0 | 0 | 0 | -0.097427 | -2.1426 | -4.303 | 2.4776 | 0 | 0 | 0 | 0 | 0.36138 | -45.9864 | -94.7728 | -88.7153 | 0.39763 | 0.41039 | 0.41696 | 0.37762 | 0.14369 | -18.8724 | -39.5162 | -33.5008
6 | 12 | 8 | 644.9973 | 633.481 | 617.7701 | 696.9622 | 378.8299 | 100.3275 | 0 | 0 | 44.8444 | 78.9369 | 78.372 | 78.0186 | 0 | 0 | 0 | 0 | 221.6335 | 606.3939 | 762.1099 | 815.3073 | 0 | 0 | 0 | 0 | -0.087247 | -2.4516 | -7.9348 | 35.2141 | 0 | 0 | 0 | 0 | -0.22328 | -149.7257 | -214.7771 | -231.5777 | 0.39542 | 0.54534 | 0.3925 | 0.14136 | -0.088287 | -81.6509 | -84.2991 | -32.7367
6 | 12 | 9 | 699.4793 | 689.3588 | 675.126 | 764.4926 | 378.8299 | 100.3275 | 0 | 0 | 43.4923 | 77.3879 | 77.1155 | 75.6425 | 0 | 0 | 0 | 0 | 293.7992 | 740.5034 | 920.1479 | 969.3063 | 0 | 0 | 0 | 0 | -0.082518 | -2.8015 | -9.8796 | -45.5414 | 0 | 0 | 0 | 0 | -16.5596 | -226.0585 | -312.2579 | -234.9148 | 0.3881 | 0.022118 | 0.022118 | 0.021036 | -6.4268 | -4.9999 | -6.9065 | -4.9417
6 | 12 | 10 | 743.9623 | 734.5438 | 721.0745 | 818.318 | 378.8299 | 100.3275 | 0 | 0 | 47.6296 | 76.9053 | 76.6315 | 64.9895 | 0 | 0 | 0 | 0 | 348.6651 | 835.7679 | 1019.6075 | 1073.2334 | 0 | 0 | 0 | 0 | -0.1101 | -3.5806 | -7.348 | -38.8823 | 0 | 0 | 0 | 0 | -31.0522 | -274.8763 | -367.8165 | -281.0227 | 0.39518 | 0.022118 | 0.022118 | 0.022118 | -12.2713 | -6.0797 | -8.1353 | -6.2156
6 | 12 | 11 | 786.468 | 778.4875 | 766.6734 | 872.6194 | 378.8299 | 100.3275 | 0 | 0 | 42.3764 | 72.9598 | 75.4266 | 65.403 | 0 | 0 | 0 | 0 | 379.3229 | 881.5207 | 1064.9269 | 1131.1356 | 0 | 0 | 0 | 0 | -0.30282 | -10.2782 | -16.6187 | -41.0966 | 0 | 0 | 0 | 0 | -13.7584 | -266.0423 | -357.0614 | -282.8226 | 0.39679 | 0.022118 | 0.022118 | 0.022118 | -5.4592 | -5.8843 | -7.8974 | -6.2554
6 | 12 | 12 | 820.2937 | 813.7366 | 803.5385 | 916.7306 | 378.8299 | 100.3275 | 0 | 0 | 41.3221 | 72.2789 | 72.1743 | 65.4689 | 0 | 0 | 0 | 0 | 393.4973 | 893.5522 | 1071.3949 | 1130.3685 | 0 | 0 | 0 | 0 | -0.36079 | -9.4343 | -23.6609 | -42.3074 | 0 | 0 | 0 | 0 | 7.0052 | -242.9876 | -316.3699 | -236.7994 | 0.39234 | 0.022118 | 0.022118 | 0.022118 | 2.7484 | -5.3743 | -6.9974 | -5.2375
6 | 12 | 13 | 848.1127 | 843.3825 | 835.1863 | 955.0066 | 378.8299 | 100.3275 | 0 | 0 | 40.8628 | 72.5453 | 74.5293 | 65.5943 | 0 | 0 | 0 | 0 | 398.514 | 886.2044 | 1060.6564 | 1131.0879 | 0 | 0 | 0 | 0 | -0.38195 | -9.3107 | -9.4036 | -45.5526 | 0 | 0 | 0 | 0 | 30.288 | -206.3841 | -290.5957 | -196.123 | 0.39433 | 0.022118 | 0.022118 | 0.022118 | 11.9434 | -4.5648 | -6.4274 | -4.3378
6 | 12 | 14 | 878.0336 | 875.1119 | 868.9764 | 995.9593 | 378.8299 | 100.3275 | 0 | 0 | 40.1152 | 74.321 | 76.8503 | 65.4887 | 0 | 0 | 0 | 0 | 414.5924 | 901.6181 | 1079.1729 | 1171.1754 | 0 | 0 | 0 | 0 | -0.3137 | -7.5183 | -13.626 | -32.7469 | 0 | 0 | 0 | 0 | 44.8098 | -193.6365 | -273.4209 | -207.958 | 0.39259 | 0.022448 | 0.022118 | 0.021917 | 17.5918 | -4.3467 | -6.0475 | -4.5577
6 | 12 | 15 | 904.2207 | 903.2374 | 899.3391 | 1033.1495 | 378.8299 | 100.3275 | 0 | 0 | 41.2016 | 73.2275 | 72.7909 | 65.3764 | 0 | 0 | 0 | 0 | 376.3391 | 846.2928 | 1022.6463 | 1105.4607 | 0 | 0 | 0 | 0 | -0.21253 | -11.0416 | -13.5795 | -32.9311 | 0 | 0 | 0 | 0 | 108.0627 | -105.5689 | -182.5186 | -104.7565 | 0.38933 | 0.022983 | 0.021613 | 0.020742 | 42.0717 | -2.4263 | -3.9448 | -2.1728
6 | 12 | 16 | 917.4743 | 920.1052 | 920.3233 | 1061.0811 | 378.8299 | 100.3275 | 0 | 0 | 40.8131 | 77.6569 | 77.6722 | 69.6925 | 0 | 0 | 0 | 0 | 348.219 | 785.3434 | 960.3164 | 1018.4507 | 0 | 0 | 0 | 0 | -0.086391 | -3.2471 | -2.0112 | -19.72 | 0 | 0 | 0 | 0 | 149.6986 | -39.9754 | -115.654 | -7.3422 | 0.39725 | 0.023616 | 0.020937 | 0.02146 | 59.4681 | -0.94405 | -2.4214 | -0.15757
6 | 12 | 17 | 926.2251 | 932.88 | 937.7404 | 1085.4523 | 378.8299 | 100.3275 | 0 | 0 | 42.0824 | 78.0546 | 77.8107 | 81.5147 | 0 | 0 | 0 | 0 | 323.1842 | 708.2462 | 869.626 | 939.1588 | 141.5984 | 151.5027 | 151.5027 | 151.5027 | -0.075549 | -1.9953 | -10.4034 | 16.3723 | 0 | 0 | 0 | 0 | 40.6058 | -103.2556 | -150.7956 | -103.0962 | 0.40602 | 0.342 | 0.42749 | 0.2585 | 16.4868 | -35.3137 | -64.4633 | -26.6501
6 | 12 | 18 | 922.8023 | 933.3211 | 942.5321 | 1094.7499 | 378.8299 | 100.3275 | 0 | 0 | 46.3579 | 78.6907 | 79.2419 | 86.1219 | 0 | 0 | 0 | 0 | 320.6247 | 603.9331 | 743.3156 | 779.3661 | 141.5984 | 151.5027 | 151.5027 | 151.5027 | -0.085891 | -1.7686 | -9.0152 | -2.803 | 0 | 0 | 0 | 0 | 35.4774 | 0.63573 | -22.513 | 80.5622 | 0.4027 | 0.42494 | 0.41159 | 0.40375 | 14.2866 | 0.27015 | -9.266 | 32.5269
6 | 12 | 19 | 896.4332 | 908.805 | 920.0292 | 1070.2873 | 378.8299 | 100.3275 | 0 | 0 | 53.1779 | 97.1873 | 97.0995 | 103.5978 | 0 | 0 | 0 | 0 | 312.3023 | 437.6514 | 551.0971 | 581.0814 | 141.5984 | 151.5027 | 151.5027 | 151.5027 | -0.13546 | 1.3448 | 5.4587 | 12.8484 | 0 | 0 | 0 | 0 | 10.6602 | 120.7912 | 114.8711 | 221.257 | 0.40839 | 0.42225 | 0.40697 | 0.39265 | 4.3535 | 51.004 | 46.7491 | 86.8758
6 | 12 | 20 | 872.1652 | 884.7308 | 896.1682 | 1042.8232 | 378.8299 | 100.3275 | 0 | 0 | 55.2006 | 104.5951 | 104.7404 | 110.6128 | 0 | 0 | 0 | 0 | 352.719 | 394.6003 | 514.8331 | 537.6037 | 141.5984 | 151.5027 | 151.5027 | 151.5027 | 0.051078 | 1.7885 | 0.22429 | 22.6329 | 0 | 0 | 0 | 0 | -56.2338 | 131.9166 | 124.8677 | 220.4711 | 0.40942 | 0.43553 | 0.40598 | 0.39629 | -23.0234 | 57.4535 | 50.6942 | 87.3702
6 | 12 | 21 | 862.7515 | 876.0178 | 888.4309 | 1035.0396 | 378.8299 | 100.3275 | 0 | 0 | 55.4775 | 106.9698 | 106.5775 | 115.2009 | 0 | 0 | 0 | 0 | 382.8518 | 420.186 | 555.3411 | 600.0505 | 141.5984 | 151.5027 | 151.5027 | 151.5027 | 0.1868 | 3.6506 | 4.6254 | 15.5011 | 0 | 0 | 0 | 0 | -96.1928 | 93.3812 | 70.384 | 152.7844 | 0.4094 | 0.43476 | 0.40586 | 0.39679 | -39.3812 | 40.5987 | 28.5663 | 60.6236
6 | 12 | 22 | 833.6264 | 847.8978 | 861.7699 | 1006.019 | 378.8299 | 100.3275 | 0 | 0 | 54.1844 | 107.4675 | 111.7947 | 117.0008 | 0 | 0 | 0 | 0 | 370.3126 | 405.538 | 543.6124 | 596.0929 | 141.5984 | 151.5027 | 151.5027 | 151.5027 | 0.56589 | 7.1835 | 21.3312 | 18.0559 | 0 | 0 | 0 | 0 | -111.8648 | 75.8787 | 33.5289 | 123.3668 | 0.40731 | 0.42231 | 0.40449 | 0.39511 | -45.5639 | 32.0444 | 13.5623 | 48.7437
6 | 12 | 23 | 743.1111 | 756.3785 | 769.3381 | 898.5788 | 378.8299 | 100.3275 | 0 | 0 | 52.4638 | 105.8783 | 114.8812 | 117.6299 | 0 | 0 | 0 | 0 | 371.6096 | 397.0011 | 542.1937 | 585.3961 | 0 | 0 | 0 | 0 | 0.86072 | 8.5753 | 10.4037 | 12.515 | 0 | 0 | 0 | 0 | -60.6529 | 144.5963 | 101.8595 | 183.0377 | 0.40299 | 0.42067 | 0.40353 | 0.39408 | -24.4423 | 60.8279 | 41.1032 | 72.1317
6 | 12 | 24 | 652.0451 | 660.9911 | 669.0976 | 778.3273 | 378.8299 | 100.3275 | 0 | 0 | 50.5919 | 117.8828 | 113.3406 | 119.1124 | 0 | 0 | 0 | 0 | 386.4158 | 392.3264 | 528.9213 | 577.3504 | 0 | 0 | 0 | 0 | 0.70639 | 2.2699 | 9.9457 | 43.4304 | 0 | 0 | 0 | 0 | -164.4989 | 48.1845 | 16.89 | 38.4342 | 0.40134 | 0.42366 | 0.4104 | 0.39542 | -66.0207 | 20.4138 | 6.9317 | 15.1975
6 | 13 | 1 | 587.9873 | 592.9001 | 596.5282 | 690.5375 | 378.8299 | 100.3275 | 0 | 0 | 42.5591 | 110.7182 | 119.9975 | 121.3971 | 0 | 0 | 0 | 0 | 379.755 | 375.1028 | 494.3529 | 542.5899 | 0 | 0 | 0 | 0 | -0.18156 | 7.39 | 9.8833 | 7.6415 | 0 | 0 | 0 | 0 | -212.9752 | -0.63849 | -27.7054 | 18.9089 | 0.4071 | 0.42843 | 0.41669 | 0.39372 | -86.7031 | -0.27355 | -11.5446 | 7.4448
6 | 13 | 2 | 547.0549 | 548.3949 | 548.0072 | 630.8974 | 378.8299 | 100.3275 | 0 | 0 | 39.8469 | 120.7083 | 120.474 | 120.6528 | 0 | 0 | 0 | 0 | 335.6538 | 328.2411 | 442.0033 | 489.8357 | 0 | 0 | 0 | 0 | -0.15304 | 2.3298 | 3.088 | 4.2416 | 0 | 0 | 0 | 0 | -207.1227 | -3.2118 | -17.5581 | 16.1673 | 0.40672 | 0.42869 | 0.41639 | 0.39335 | -84.2402 | -1.3768 | -7.3109 | 6.3594
6 | 13 | 3 | 521.8036 | 520.0682 | 516.2248 | 591.1256 | 378.8299 | 100.3275 | 0 | 0 | 39.9646 | 118.6765 | 111.3868 | 115.4728 | 0 | 0 | 0 | 0 | 300.9362 | 288.8199 | 399.2395 | 441.0796 | 0 | 0 | 0 | 0 | -0.19755 | 2.0422 | 6.9263 | 2.0245 | 0 | 0 | 0 | 0 | -197.7295 | 10.2022 | -1.3278 | 32.5487 | 0.40558 | 0.42977 | 0.41648 | 0.39426 | -80.1953 | 4.3846 | -0.553 | 12.8326
6 | 13 | 4 | 508.4183 | 503.5838 | 496.1373 | 564.5511 | 378.8299 | 100.3275 | 0 | 0 | 41.6303 | 106.7014 | 106.8248 | 114.0477 | 0 | 0 | 0 | 0 | 275.3352 | 261.3237 | 371.8639 | 403.1631 | 0 | 0 | 0 | 0 | -0.1659 | 5.4869 | 10.9218 | 3.4936 | 0 | 0 | 0 | 0 | -187.2111 | 29.7443 | 6.5268 | 43.8467 | 0.40646 | 0.42931 | 0.41675 | 0.39303 | -76.0935 | 12.7695 | 2.7201 | 17.2329
6 | 13 | 5 | 501.91 | 494.563 | 484.1764 | 547.9616 | 378.8299 | 100.3275 | 0 | 0 | 45.3344 | 108.2494 | 105.1606 | 108.0259 | 0 | 0 | 0 | 0 | 269.2338 | 260.4473 | 369.8921 | 393.5031 | 0 | 0 | 0 | 0 | -0.21113 | 6.4443 | 6.1629 | 6.037 | 0 | 0 | 0 | 0 | -191.2769 | 19.0946 | 2.9607 | 40.3956 | 0.40796 | 0.42719 | 0.41626 | 0.3916 | -78.0338 | 8.1569 | 1.2324 | 15.8189
6 | 13 | 6 | 526.8827 | 516.6686 | 502.7774 | 565.9862 | 378.8299 | 100.3275 | 0 | 0 | 51.5581 | 101.5255 | 95.2544 | 98.883 | 0 | 0 | 0 | 0 | 299.6596 | 419.7439 | 554.5838 | 565.5032 | 0 | 0 | 0 | 0 | -0.22792 | -1.6022 | -1.9043 | 2.9611 | 0 | 0 | 0 | 0 | -202.937 | -103.3261 | -145.1566 | -101.3611 | 0.40606 | 0.43154 | 0.41548 | 0.38797 | -82.405 | -44.5892 | -60.3098 | -39.3247
6 | 13 | 7 | 576.5352 | 564.9681 | 549.3681 | 618.137 | 378.8299 | 100.3275 | 0 | 0 | 51.6182 | 87.703 | 81.0806 | 82.2829 | 0 | 0 | 0 | 0 | 333.3361 | 586.8707 | 734.93 | 737.1218 | 0 | 0 | 0 | 0 | -0.097427 | -2.1426 | -4.303 | 2.4776 | 0 | 0 | 0 | 0 | -187.1516 | -207.7905 | -262.3395 | -203.7453 | 0.39763 | 0.41039 | 0.41696 | 0.37762 | -74.4165 | -85.2754 | -109.3843 | -76.9385
6 | 13 | 8 | 637.0421 | 625.3247 | 609.3769 | 687.0138 | 378.8299 | 100.3275 | 0 | 0 | 44.8444 | 78.9369 | 78.372 | 78.0186 | 0 | 0 | 0 | 0 | 419.3726 | 776.4805 | 935.6208 | 943.3025 | 0 | 0 | 0 | 0 | -0.087247 | -2.4516 | -7.9348 | 35.2141 | 0 | 0 | 0 | 0 | -205.9175 | -327.9685 | -396.6811 | -369.5214 | 0.39542 | 0.54534 | 0.3925 | 0.14136 | -81.423 | -178.8532 | -155.6957 | -52.237
6 | 13 | 9 | 691.685 | 681.3786 | 666.9274 | 754.7862 | 378.8299 | 100.3275 | 0 | 0 | 43.4923 | 77.3879 | 77.1155 | 75.6425 | 0 | 0 | 0 | 0 | 492.1472 | 915.3171 | 1093.9898 | 1109.3794 | 0 | 0 | 0 | 0 | -0.082518 | -2.8015 | -9.8796 | -45.5414 | 0 | 0 | 0 | 0 | -222.7019 | -408.8524 | -494.2984 | -384.6943 | 0.3881 | 0.022118 | 0.022118 | 0.021036 | -86.4306 | -9.0429 | -10.9328 | -8.0925
6 | 13 | 10 | 735.185 | 725.5696 | 711.8702 | 807.434 | 378.8299 | 100.3275 | 0 | 0 | 47.6296 | 76.9053 | 76.6315 | 64.9895 | 0 | 0 | 0 | 0 | 544.1379 | 1004.2159 | 1192.1606 | 1215.5615 | 0 | 0 | 0 | 0 | -0.1101 | -3.5806 | -7.348 | -38.8823 | 0 | 0 | 0 | 0 | -235.3023 | -452.2984 | -549.5739 | -434.2348 | 0.39518 | 0.022118 | 0.022118 | 0.022118 | -92.9877 | -10.0038 | -12.1554 | -9.6043
6 | 13 | 11 | 782.9318 | 774.9056 | 763.0406 | 868.3585 | 378.8299 | 100.3275 | 0 | 0 | 42.3764 | 72.9598 | 75.4266 | 65.403 | 0 | 0 | 0 | 0 | 579.3722 | 1050.9687 | 1240.3118 | 1269.0868 | 0 | 0 | 0 | 0 | -0.30282 | -10.2782 | -16.6187 | -41.0966 | 0 | 0 | 0 | 0 | -217.3439 | -439.0722 | -536.079 | -425.0347 | 0.39679 | 0.022118 | 0.022118 | 0.022118 | -86.2403 | -9.7113 | -11.8569 | -9.4008
6 | 13 | 12 | 821.0735 | 814.5974 | 804.4986 | 917.9317 | 378.8299 | 100.3275 | 0 | 0 | 41.3221 | 72.2789 | 72.1743 | 65.4689 | 0 | 0 | 0 | 0 | 613.0305 | 1080.467 | 1256.8855 | 1288.0549 | 0 | 0 | 0 | 0 | -0.36079 | -9.4343 | -23.6609 | -42.3074 | 0 | 0 | 0 | 0 | -211.7482 | -429.0417 | -500.9004 | -393.2847 | 0.39234 | 0.022118 | 0.022118 | 0.022118 | -83.078 | -9.4894 | -11.0788 | -8.6986
6 | 13 | 13 | 848.8765 | 844.2362 | 836.1507 | 956.2226 | 378.8299 | 100.3275 | 0 | 0 | 40.8628 | 72.5453 | 74.5293 | 65.5943 | 0 | 0 | 0 | 0 | 630.4252 | 1088.986 | 1252.9541 | 1281.324 | 0 | 0 | 0 | 0 | -0.38195 | -9.3107 | -9.4036 | -45.5526 | 0 | 0 | 0 | 0 | -200.8595 | -408.3119 | -481.929 | -345.1431 | 0.39433 | 0.022118 | 0.022118 | 0.022118 | -79.2046 | -9.031 | -10.6592 | -7.6338
6 | 13 | 14 | 880.9922 | 878.2291 | 872.2859 | 999.9685 | 378.8299 | 100.3275 | 0 | 0 | 40.1152 | 74.321 | 76.8503 | 65.4887 | 0 | 0 | 0 | 0 | 630.7006 | 1086.3733 | 1258.8078 | 1283.7301 | 0 | 0 | 0 | 0 | -0.3137 | -7.5183 | -13.626 | -32.7469 | 0 | 0 | 0 | 0 | -168.3398 | -375.2745 | -449.7462 | -316.5035 | 0.39259 | 0.022448 | 0.022118 | 0.021917 | -66.0882 | -8.4241 | -9.9474 | -6.9367
6 | 13 | 15 | 908.0454 | 907.247 | 903.5724 | 1038.2582 | 378.8299 | 100.3275 | 0 | 0 | 41.2016 | 73.2275 | 72.7909 | 65.3764 | 0 | 0 | 0 | 0 | 622.0456 | 1062.8683 | 1215.8119 | 1237.3107 | 0 | 0 | 0 | 0 | -0.21253 | -11.0416 | -13.5795 | -32.9311 | 0 | 0 | 0 | 0 | -133.8192 | -318.1348 | -371.4509 | -231.4977 | 0.38933 | 0.022983 | 0.021613 | 0.020742 | -52.0994 | -7.3118 | -8.0282 | -4.8016
6 | 13 | 16 | 924.4925 | 927.3981 | 927.9462 | 1070.2168 | 378.8299 | 100.3275 | 0 | 0 | 40.8131 | 77.6569 | 77.6722 | 69.6925 | 0 | 0 | 0 | 0 | 613.5793 | 1023.6596 | 1167.2291 | 1183.3164 | 0 | 0 | 0 | 0 | -0.086391 | -3.2471 | -2.0112 | -19.72 | 0 | 0 | 0 | 0 | -108.6434 | -270.9987 | -314.9439 | -163.0722 | 0.39725 | 0.023616 | 0.020937 | 0.02146 | -43.1588 | -6.3998 | -6.5938 | -3.4996
6 | 13 | 17 | 933.7135 | 940.652 | 945.8524 | 1095.1647 | 378.8299 | 100.3275 | 0 | 0 | 42.0824 | 78.0546 | 77.8107 | 81.5147 | 0 | 0 | 0 | 0 | 571.0371 | 938.002 | 1085.4418 | 1095.1361 | 141.5984 | 151.5027 | 151.5027 | 151.5027 | -0.075549 | -1.9953 | -10.4034 | 16.3723 | 0 | 0 | 0 | 0 | -199.7588 | -325.2395 | -358.4993 | -249.3612 | 0.40602 | 0.342 | 0.42749 | 0.2585 | -81.1063 | -111.233 | -153.2542 | -64.4591
6 | 13 | 18 | 925.6375 | 936.3058 | 945.6981 | 1098.583 | 378.8299 | 100.3275 | 0 | 0 | 46.3579 | 78.6907 | 79.2419 | 86.1219 | 0 | 0 | 0 | 0 | 523.6308 | 798.1717 | 930.7355 | 936.8803 | 141.5984 | 151.5027 | 151.5027 | 151.5027 | -0.085891 | -1.7686 | -9.0152 | -2.803 | 0 | 0 | 0 | 0 | -164.6936 | -190.6182 | -206.7668 | -73.119 | 0.4027 | 0.42494 | 0.41159 | 0.40375 | -66.3214 | -81.0008 | -85.1026 | -29.5217
6 | 13 | 19 | 899.8065 | 912.3327 | 923.7434 | 1074.7611 | 378.8299 | 100.3275 | 0 | 0 | 53.1779 | 97.1873 | 97.0995 | 103.5978 | 0 | 0 | 0 | 0 | 498.1038 | 643.6889 | 769.2219 | 792.2823 | 141.5984 | 151.5027 | 151.5027 | 151.5027 | -0.13546 | 1.3448 | 5.4587 | 12.8484 | 0 | 0 | 0 | 0 | -171.7679 | -81.7186 | -99.5395 | 14.5298 | 0.40839 | 0.42225 | 0.40697 | 0.39265 | -70.148 | -34.5056 | -40.5096 | 5.7051
6 | 13 | 20 | 870.8346 | 883.411 | 894.864 | 1041.3232 | 378.8299 | 100.3275 | 0 | 0 | 55.2006 | 104.5951 | 104.7404 | 110.6128 | 0 | 0 | 0 | 0 | 507.7119 | 564.4179 | 699.1606 | 745.101 | 141.5984 | 151.5027 | 151.5027 | 151.5027 | 0.051078 | 1.7885 | 0.22429 | 22.6329 | 0 | 0 | 0 | 0 | -212.5572 | -39.2208 | -60.7639 | 11.4738 | 0.40942 | 0.43553 | 0.40598 | 0.39629 | -87.0258 | -17.0818 | -24.6691 | 4.5469
6 | 13 | 21 | 855.7288 | 868.8306 | 881.0508 | 1026.3054 | 378.8299 | 100.3275 | 0 | 0 | 55.4775 | 106.9698 | 106.5775 | 115.2009 | 0 | 0 | 0 | 0 | 521.829 | 568.1808 | 708.8901 | 768.7725 | 141.5984 | 151.5027 | 151.5027 | 151.5027 | 0.1868 | 3.6506 | 4.6254 | 15.5011 | 0 | 0 | 0 | 0 | -242.1927 | -61.8009 | -90.545 | -24.6718 | 0.4094 | 0.43476 | 0.40586 | 0.39679 | -99.1534 | -26.8687 | -36.7489 | -9.7896
6 | 13 | 22 | 829.2948 | 843.4738 | 857.238 | 1000.6649 | 378.8299 | 100.3275 | 0 | 0 | 54.1844 | 107.4675 | 111.7947 | 117.0008 | 0 | 0 | 0 | 0 | 528.9442 | 569.2276 | 719.088 | 790.6102 | 141.5984 | 151.5027 | 151.5027 | 151.5027 | 0.56589 | 7.1835 | 21.3312 | 18.0559 | 0 | 0 | 0 | 0 | -274.8279 | -92.235 | -146.4785 | -76.5047 | 0.40731 | 0.42231 | 0.40449 | 0.39511 | -111.9408 | -38.9519 | -59.2498 | -30.2279
6 | 13 | 23 | 742.5541 | 755.8353 | 768.8131 | 897.9852 | 378.8299 | 100.3275 | 0 | 0 | 52.4638 | 105.8783 | 114.8812 | 117.6299 | 0 | 0 | 0 | 0 | 530.7274 | 565.6338 | 711.8447 | 784.0544 | 0 | 0 | 0 | 0 | 0.86072 | 8.5753 | 10.4037 | 12.515 | 0 | 0 | 0 | 0 | -220.3277 | -24.5796 | -68.3166 | -16.2142 | 0.40299 | 0.42067 | 0.40353 | 0.39408 | -88.7889 | -10.34 | -27.5677 | -6.3897
6 | 13 | 24 | 651.9622 | 660.9331 | 669.0706 | 778.323 | 378.8299 | 100.3275 | 0 | 0 | 50.5919 | 117.8828 | 113.3406 | 119.1124 | 0 | 0 | 0 | 0 | 506.1313 | 533.3501 | 666.2656 | 733.9797 | 0 | 0 | 0 | 0 | 0.70639 | 2.2699 | 9.9457 | 43.4304 | 0 | 0 | 0 | 0 | -284.2973 | -92.8973 | -120.4813 | -118.1994 | 0.40134 | 0.42366 | 0.4104 | 0.39542 | -114.1011 | -39.3568 | -49.446 | -46.7379
6 | 14 | 1 | 574.3605 | 578.9108 | 582.1108 | 673.43 | 378.8299 | 100.3275 | 0 | 0 | 42.5591 | 110.7182 | 119.9975 | 121.3971 | 0 | 0 | 0 | 0 | 490.9743 | 509.991 | 632.7578 | 687.9671 | 0 | 0 | 0 | 0 | -0.18156 | 7.39 | 9.8833 | 7.6415 | 0 | 0 | 0 | 0 | -337.8213 | -149.516 | -180.5277 | -143.5758 | 0.4071 | 0.42843 | 0.41669 | 0.39372 | -137.5285 | -64.0576 | -75.224 | -56.5284
6 | 14 | 2 | 537.7916 | 538.8917 | 538.2212 | 619.2922 | 378.8299 | 100.3275 | 0 | 0 | 39.8469 | 120.7083 | 120.474 | 120.6528 | 0 | 0 | 0 | 0 | 471.231 | 475.8071 | 602.807 | 647.1871 | 0 | 0 | 0 | 0 | -0.15304 | 2.3298 | 3.088 | 4.2416 | 0 | 0 | 0 | 0 | -351.9631 | -160.2809 | -188.1478 | -152.7892 | 0.40672 | 0.42869 | 0.41639 | 0.39335 | -143.1492 | -68.7103 | -78.3419 | -60.0994
6 | 14 | 3 | 515.8556 | 513.9689 | 509.9475 | 583.6842 | 378.8299 | 100.3275 | 0 | 0 | 39.9646 | 118.6765 | 111.3868 | 115.4728 | 0 | 0 | 0 | 0 | 454.9122 | 442.7333 | 574.0916 | 605.2361 | 0 | 0 | 0 | 0 | -0.19755 | 2.0422 | 6.9263 | 2.0245 | 0 | 0 | 0 | 0 | -357.6535 | -149.8105 | -182.4573 | -139.0493 | 0.40558 | 0.42977 | 0.41648 | 0.39426 | -145.0575 | -64.3843 | -75.9906 | -54.8215
6 | 14 | 4 | 504.8849 | 499.9632 | 492.4144 | 560.1406 | 378.8299 | 100.3275 | 0 | 0 | 41.6303 | 106.7014 | 106.8248 | 114.0477 | 0 | 0 | 0 | 0 | 402.8663 | 382.1415 | 511.3739 | 530.906 | 0 | 0 | 0 | 0 | -0.1659 | 5.4869 | 10.9218 | 3.4936 | 0 | 0 | 0 | 0 | -318.2757 | -94.694 | -136.7061 | -88.3067 | 0.40646 | 0.42931 | 0.41675 | 0.39303 | -129.3657 | -40.6531 | -56.9727 | -34.7069
6 | 14 | 5 | 500.9702 | 493.6066 | 483.2008 | 546.8127 | 378.8299 | 100.3275 | 0 | 0 | 45.3344 | 108.2494 | 105.1606 | 108.0259 | 0 | 0 | 0 | 0 | 322.733 | 309.9254 | 440.8949 | 455.4329 | 0 | 0 | 0 | 0 | -0.21113 | 6.4443 | 6.1629 | 6.037 | 0 | 0 | 0 | 0 | -245.7159 | -31.34 | -69.0176 | -22.6832 | 0.40796 | 0.42719 | 0.41626 | 0.3916 | -100.2428 | -13.388 | -28.729 | -8.8827
6 | 14 | 6 | 525.8384 | 515.6146 | 501.7131 | 564.7418 | 378.8299 | 100.3275 | 0 | 0 | 51.5581 | 101.5255 | 95.2544 | 98.883 | 0 | 0 | 0 | 0 | 271.9837 | 397.4216 | 549.5241 | 554.5853 | 0 | 0 | 0 | 0 | -0.22792 | -1.6022 | -1.9043 | 2.9611 | 0 | 0 | 0 | 0 | -176.3053 | -82.0578 | -141.1612 | -91.6876 | 0.40606 | 0.43154 | 0.41548 | 0.38797 | -71.5909 | -35.4111 | -58.6498 | -35.5717
6 | 14 | 7 | 581.2637 | 569.8607 | 554.4569 | 624.2146 | 378.8299 | 100.3275 | 0 | 0 | 51.6182 | 87.703 | 81.0806 | 82.2829 | 0 | 0 | 0 | 0 | 282.8872 | 541.212 | 709.5653 | 711.5935 | 0 | 0 | 0 | 0 | -0.097427 | -2.1426 | -4.303 | 2.4776 | 0 | 0 | 0 | 0 | -131.9742 | -157.2392 | -231.8859 | -172.1394 | 0.39763 | 0.41039 | 0.41696 | 0.37762 | -52.4764 | -64.5296 | -96.6865 | -65.0035
6 | 14 | 8 | 641.4161 | 629.8536 | 614.0911 | 692.6473 | 378.8299 | 100.3275 | 0 | 0 | 44.8444 | 78.9369 | 78.372 | 78.0186 | 0 | 0 | 0 | 0 | 326.5246 | 689.2303 | 865.1727 | 876.6469 | 0 | 0 | 0 | 0 | -0.087247 | -2.4516 | -7.9348 | 35.2141 | 0 | 0 | 0 | 0 | -108.6956 | -236.1894 | -321.5188 | -297.2323 | 0.39542 | 0.54534 | 0.3925 | 0.14136 | -42.9799 | -128.8027 | -126.1948 | -42.0179
6 | 14 | 9 | 691.1832 | 680.896 | 666.4695 | 754.2763 | 378.8299 | 100.3275 | 0 | 0 | 43.4923 | 77.3879 | 77.1155 | 75.6425 | 0 | 0 | 0 | 0 | 337.239 | 772.1588 | 962.5295 | 985.9202 | 0 | 0 | 0 | 0 | -0.082518 | -2.8015 | -9.8796 | -45.5414 | 0 | 0 | 0 | 0 | -68.2955 | -266.1768 | -363.296 | -261.745 | 0.3881 | 0.022118 | 0.022118 | 0.021036 | -26.5055 | -5.8872 | -8.0353 | -5.5061
6 | 14 | 10 | 733.3631 | 723.7328 | 710.0177 | 805.2702 | 378.8299 | 100.3275 | 0 | 0 | 47.6296 | 76.9053 | 76.6315 | 64.9895 | 0 | 0 | 0 | 0 | 343.6456 | 816.3781 | 1010.8615 | 1038.0375 | 0 | 0 | 0 | 0 | -0.1101 | -3.5806 | -7.348 | -38.8823 | 0 | 0 | 0 | 0 | -36.6319 | -266.2974 | -370.1273 | -258.8745 | 0.39518 | 0.022118 | 0.022118 | 0.022118 | -14.4763 | -5.8899 | -8.1864 | -5.7257
6 | 14 | 11 | 775.6343 | 767.442 | 755.3826 | 859.3005 | 378.8299 | 100.3275 | 0 | 0 | 42.3764 | 72.9598 | 75.4266 | 65.403 | 0 | 0 | 0 | 0 | 345.4172 | 831.2677 | 1014.7634 | 1044.9379 | 0 | 0 | 0 | 0 | -0.30282 | -10.2782 | -16.6187 | -41.0966 | 0 | 0 | 0 | 0 | 9.3136 | -226.8347 | -318.1887 | -209.9438 | 0.39679 | 0.022118 | 0.022118 | 0.022118 | 3.6956 | -5.0171 | -7.0377 | -4.6435
6 | 14 | 12 | 802.9299 | 795.9856 | 785.3349 | 895.2073 | 378.8299 | 100.3275 | 0 | 0 | 41.3221 | 72.2789 | 72.1743 | 65.4689 | 0 | 0 | 0 | 0 | 352.8091 | 838.7802 | 1008.2935 | 1043.2506 | 0 | 0 | 0 | 0 | -0.36079 | -9.4343 | -23.6609 | -42.3074 | 0 | 0 | 0 | 0 | 30.3296 | -205.9666 | -271.472 | -171.2048 | 0.39234 | 0.022118 | 0.022118 | 0.022118 | 11.8996 | -4.5555 | -6.0044 | -3.7867
6 | 14 | 13 | 826.1226 | 820.8824 | 812.0886 | 927.6763 | 378.8299 | 100.3275 | 0 | 0 | 40.8628 | 72.5453 | 74.5293 | 65.5943 | 0 | 0 | 0 | 0 | 364.8006 | 842.7142 | 1001.4111 | 1036.8493 | 0 | 0 | 0 | 0 | -0.38195 | -9.3107 | -9.4036 | -45.5526 | 0 | 0 | 0 | 0 | 42.0112 | -185.3939 | -254.4481 | -129.2147 | 0.39433 | 0.022118 | 0.022118 | 0.022118 | 16.5662 | -4.1005 | -5.6278 | -2.8579
6 | 14 | 14 | 854.5976 | 851.1308 | 844.3566 | 966.8263 | 378.8299 | 100.3275 | 0 | 0 | 40.1152 | 74.321 | 76.8503 | 65.4887 | 0 | 0 | 0 | 0 | 374.3251 | 852.9307 | 1008.0116 | 1043.5568 | 0 | 0 | 0 | 0 | -0.3137 | -7.5183 | -13.626 | -32.7469 | 0 | 0 | 0 | 0 | 61.6412 | -168.9301 | -226.8793 | -109.4723 | 0.39259 | 0.022448 | 0.022118 | 0.021917 | 24.1996 | -3.7921 | -5.0181 | -2.3993
6 | 14 | 15 | 876.8105 | 875.171 | 870.5024 | 999.0073 | 378.8299 | 100.3275 | 0 | 0 | 41.2016 | 73.2275 | 72.7909 | 65.3764 | 0 | 0 | 0 | 0 | 378.471 | 851.4264 | 1004.4189 | 1039.0988 | 0 | 0 | 0 | 0 | -0.21253 | -11.0416 | -13.5795 | -32.9311 | 0 | 0 | 0 | 0 | 78.5205 | -138.7689 | -193.128 | -72.5367 | 0.38933 | 0.022983 | 0.021613 | 0.020742 | 30.5701 | -3.1894 | -4.1741 | -1.5045
6 | 14 | 16 | 891.6855 | 893.7017 | 893.1983 | 1028.9682 | 378.8299 | 100.3275 | 0 | 0 | 40.8131 | 77.6569 | 77.6722 | 69.6925 | 0 | 0 | 0 | 0 | 393.9873 | 842.0484 | 987.3669 | 1018.3012 | 0 | 0 | 0 | 0 | -0.086391 | -3.2471 | -2.0112 | -19.72 | 0 | 0 | 0 | 0 | 78.1416 | -123.0839 | -169.8296 | -39.3055 | 0.39725 | 0.023616 | 0.020937 | 0.02146 | 31.0419 | -2.9067 | -3.5556 | -0.84352
6 | 14 | 17 | 898.0539 | 904.0224 | 908.0761 | 1050.3178 | 378.8299 | 100.3275 | 0 | 0 | 42.0824 | 78.0546 | 77.8107 | 81.5147 | 0 | 0 | 0 | 0 | 379.5732 | 773.3508 | 908.8801 | 932.8627 | 141.5984 | 151.5027 | 151.5027 | 151.5027 | -0.075549 | -1.9953 | -10.4034 | 16.3723 | 0 | 0 | 0 | 0 | -43.9544 | -197.2178 | -219.7141 | -131.9347 | 0.40602 | 0.342 | 0.42749 | 0.2585 | -17.8464 | -67.4491 | -93.9252 | -34.1047
6 | 14 | 18 | 891.1926 | 900.9193 | 909.1979 | 1055.2461 | 378.8299 | 100.3275 | 0 | 0 | 46.3579 | 78.6907 | 79.2419 | 86.1219 | 0 | 0 | 0 | 0 | 310.7926 | 599.0956 | 709.9761 | 725.5959 | 141.5984 | 151.5027 | 151.5027 | 151.5027 | -0.085891 | -1.7686 | -9.0152 | -2.803 | 0 | 0 | 0 | 0 | 13.6997 | -26.9286 | -22.5076 | 94.8285 | 0.4027 | 0.42494 | 0.41159 | 0.40375 | 5.5168 | -11.443 | -9.2639 | 38.2869
6 | 14 | 19 | 867.3704 | 879.008 | 889.3674 | 1033.9445 | 378.8299 | 100.3275 | 0 | 0 | 53.1779 | 97.1873 | 97.0995 | 103.5978 | 0 | 0 | 0 | 0 | 265.7054 | 395.6467 | 487.9224 | 508.5508 | 141.5984 | 151.5027 | 151.5027 | 151.5027 | -0.13546 | 1.3448 | 5.4587 | 12.8484 | 0 | 0 | 0 | 0 | 28.1943 | 132.9989 | 147.384 | 257.4447 | 0.40839 | 0.42225 | 0.40697 | 0.39265 | 11.5142 | 56.1587 | 59.9809 | 101.0848
6 | 14 | 20 | 844.8591 | 856.7332 | 867.356 | 1008.6709 | 378.8299 | 100.3275 | 0 | 0 | 55.2006 | 104.5951 | 104.7404 | 110.6128 | 0 | 0 | 0 | 0 | 262.365 | 296.9903 | 415.7305 | 461.3581 | 141.5984 | 151.5027 | 151.5027 | 151.5027 | 0.051078 | 1.7885 | 0.22429 | 22.6329 | 0 | 0 | 0 | 0 | 6.8142 | 201.5289 | 195.1582 | 262.5644 | 0.40942 | 0.43553 | 0.40598 | 0.39629 | 2.7899 | 87.7717 | 79.2309 | 104.0513
6 | 14 | 21 | 836.6796 | 849.2718 | 860.89 | 1002.3799 | 378.8299 | 100.3275 | 0 | 0 | 55.4775 | 106.9698 | 106.5775 | 115.2009 | 0 | 0 | 0 | 0 | 263.0174 | 285.8632 | 407.6241 | 508.0546 | 141.5984 | 151.5027 | 151.5027 | 151.5027 | 0.1868 | 3.6506 | 4.6254 | 15.5011 | 0 | 0 | 0 | 0 | -2.4303 | 200.958 | 190.5602 | 212.1206 | 0.4094 | 0.43476 | 0.40586 | 0.39679 | -0.99498 | 87.3691 | 77.3414 | 84.1678
6 | 14 | 22 | 814.484 | 828.2677 | 841.5651 | 982.0663 | 378.8299 | 100.3275 | 0 | 0 | 54.1844 | 107.4675 | 111.7947 | 117.0008 | 0 | 0 | 0 | 0 | 273.9826 | 292.2096 | 398.0307 | 527.1965 | 141.5984 | 151.5027 | 151.5027 | 151.5027 | 0.56589 | 7.1835 | 21.3312 | 18.0559 | 0 | 0 | 0 | 0 | -34.6772 | 169.5769 | 158.9057 | 168.3105 | 0.40731 | 0.42231 | 0.40449 | 0.39511 | -14.1244 | 71.6143 | 64.2765 | 66.5015
6 | 14 | 23 | 733.5109 | 746.5565 | 759.2564 | 886.6506 | 378.8299 | 100.3275 | 0 | 0 | 52.4638 | 105.8783 | 114.8812 | 117.6299 | 0 | 0 | 0 | 0 | 279.3407 | 295.1582 | 407.8977 | 546.4917 | 0 | 0 | 0 | 0 | 0.86072 | 8.5753 | 10.4037 | 12.515 | 0 | 0 | 0 | 0 | 22.0157 | 236.6172 | 226.0739 | 210.014 | 0.40299 | 0.42067 | 0.40353 | 0.39408 | 8.872 | 99.5387 | 91.2272 | 82.7626
6 | 14 | 24 | 645.2417 | 654.0433 | 661.9815 | 769.9209 | 378.8299 | 100.3275 | 0 | 0 | 50.5919 | 117.8828 | 113.3406 | 119.1124 | 0 | 0 | 0 | 0 | 270.6881 | 285.7517 | 403.6069 | 524.1769 | 0 | 0 | 0 | 0 | 0.70639 | 2.2699 | 9.9457 | 43.4304 | 0 | 0 | 0 | 0 | -55.5745 | 147.8114 | 135.0883 | 83.2013 | 0.40134 | 0.42366 | 0.4104 | 0.39542 | -22.3045 | 62.6216 | 55.4407 | 32.8991
6 | 15 | 1 | 582.1487 | 586.9376 | 590.4215 | 683.3238 | 378.8299 | 100.3275 | 0 | 0 | 42.5591 | 110.7182 | 119.9975 | 121.3971 | 0 | 0 | 0 | 0 | 275.4321 | 287.6246 | 409.6186 | 516.0705 | 0 | 0 | 0 | 0 | -0.18156 | 7.39 | 9.8833 | 7.6415 | 0 | 0 | 0 | 0 | -114.4909 | 80.8773 | 50.9222 | 38.2146 | 0.4071 | 0.42843 | 0.41669 | 0.39372 | -46.6097 | 34.6505 | 21.2187 | 15.0458
6 | 15 | 2 | 540.5358 | 541.7276 | 541.1665 | 622.8063 | 378.8299 | 100.3275 | 0 | 0 | 39.8469 | 120.7083 | 120.474 | 120.6528 | 0 | 0 | 0 | 0 | 251.1454 | 262.6769 | 371.7382 | 480.3485 | 0 | 0 | 0 | 0 | -0.15304 | 2.3298 | 3.088 | 4.2416 | 0 | 0 | 0 | 0 | -129.1334 | 55.6851 | 45.8664 | 17.5634 | 0.40672 | 0.42869 | 0.41639 | 0.39335 | -52.5207 | 23.8715 | 19.0981 | 6.9085
6 | 15 | 3 | 516.2169 | 514.3575 | 510.3694 | 584.203 | 378.8299 | 100.3275 | 0 | 0 | 39.9646 | 118.6765 | 111.3868 | 115.4728 | 0 | 0 | 0 | 0 | 221.3899 | 233.8084 | 331.6958 | 431.7871 | 0 | 0 | 0 | 0 | -0.19755 | 2.0422 | 6.9263 | 2.0245 | 0 | 0 | 0 | 0 | -123.7699 | 59.503 | 60.3605 | 34.9185 | 0.40558 | 0.42977 | 0.41648 | 0.39426 | -50.1987 | 25.5727 | 25.1392 | 13.767
6 | 15 | 4 | 505.9664 | 501.0877 | 493.5906 | 561.5509 | 378.8299 | 100.3275 | 0 | 0 | 41.6303 | 106.7014 | 106.8248 | 114.0477 | 0 | 0 | 0 | 0 | 205.9793 | 217.881 | 298.7625 | 387.7456 | 0 | 0 | 0 | 0 | -0.1659 | 5.4869 | 10.9218 | 3.4936 | 0 | 0 | 0 | 0 | -120.3072 | 70.691 | 77.0815 | 56.264 | 0.40646 | 0.42931 | 0.41675 | 0.39303 | -48.8998 | 30.3483 | 32.124 | 22.1133
6 | 15 | 5 | 500.4102 | 493.0453 | 482.6389 | 546.1599 | 378.8299 | 100.3275 | 0 | 0 | 45.3344 | 108.2494 | 105.1606 | 108.0259 | 0 | 0 | 0 | 0 | 191.2668 | 211.007 | 281.1212 | 357.4665 | 0 | 0 | 0 | 0 | -0.21113 | 6.4443 | 6.1629 | 6.037 | 0 | 0 | 0 | 0 | -114.8097 | 67.0171 | 90.1941 | 74.6305 | 0.40796 | 0.42719 | 0.41626 | 0.3916 | -46.838 | 28.6287 | 37.5439 | 29.2253
6 | 15 | 6 | 524.9494 | 514.6999 | 500.7677 | 563.6179 | 378.8299 | 100.3275 | 0 | 0 | 51.5581 | 101.5255 | 95.2544 | 98.883 | 0 | 0 | 0 | 0 | 182.0853 | 334.4222 | 421.8795 | 471.0924 | 0 | 0 | 0 | 0 | -0.22792 | -1.6022 | -1.9043 | 2.9611 | 0 | 0 | 0 | 0 | -87.2959 | -19.9732 | -14.4619 | -9.3187 | 0.40606 | 0.43154 | 0.41548 | 0.38797 | -35.4475 | -8.6192 | -6.0087 | -3.6153
6 | 15 | 7 | 574.0306 | 562.4236 | 546.7782 | 615.0914 | 378.8299 | 100.3275 | 0 | 0 | 51.6182 | 87.703 | 81.0806 | 82.2829 | 0 | 0 | 0 | 0 | 179.9386 | 459.0425 | 564.4811 | 592.0795 | 0 | 0 | 0 | 0 | -0.097427 | -2.1426 | -4.303 | 2.4776 | 0 | 0 | 0 | 0 | -36.2587 | -82.5068 | -94.4804 | -61.7487 | 0.39763 | 0.41039 | 0.41696 | 0.37762 | -14.4174 | -33.8601 | -39.3943 | -23.3176
6 | 15 | 8 | 634.583 | 622.8418 | 606.8685 | 684.0801 | 378.8299 | 100.3275 | 0 | 0 | 44.8444 | 78.9369 | 78.372 | 78.0186 | 0 | 0 | 0 | 0 | 237.0387 | 615.8787 | 735.7612 | 767.5264 | 0 | 0 | 0 | 0 | -0.087247 | -2.4516 | -7.9348 | 35.2141 | 0 | 0 | 0 | 0 | -26.0427 | -169.8497 | -199.33 | -196.679 | 0.39542 | 0.54534 | 0.3925 | 0.14136 | -10.2977 | -92.6253 | -78.2362 | -27.8033
6 | 15 | 9 | 691.6378 | 681.3711 | 666.9694 | 754.8782 | 378.8299 | 100.3275 | 0 | 0 | 43.4923 | 77.3879 | 77.1155 | 75.6425 | 0 | 0 | 0 | 0 | 287.7401 | 736.1613 | 866.5148 | 905.1398 | 0 | 0 | 0 | 0 | -0.082518 | -2.8015 | -9.8796 | -45.5414 | 0 | 0 | 0 | 0 | -18.3419 | -229.7041 | -266.7813 | -180.3626 | 0.3881 | 0.022118 | 0.022118 | 0.021036 | -7.1185 | -5.0805 | -5.9006 | -3.7941
6 | 15 | 10 | 733.5048 | 723.8875 | 710.1883 | 805.4823 | 378.8299 | 100.3275 | 0 | 0 | 47.6296 | 76.9053 | 76.6315 | 64.9895 | 0 | 0 | 0 | 0 | 317.7908 | 807.1659 | 938.1087 | 977.6593 | 0 | 0 | 0 | 0 | -0.1101 | -3.5806 | -7.348 | -38.8823 | 0 | 0 | 0 | 0 | -10.6354 | -256.9306 | -297.2039 | -198.2843 | 0.39518 | 0.022118 | 0.022118 | 0.022118 | -4.203 | -5.6827 | -6.5735 | -4.3856
6 | 15 | 11 | 773.0191 | 764.7587 | 752.619 | 856.0227 | 378.8299 | 100.3275 | 0 | 0 | 42.3764 | 72.9598 | 75.4266 | 65.403 | 0 | 0 | 0 | 0 | 362.6017 | 870.737 | 999.5991 | 1037.3867 | 0 | 0 | 0 | 0 | -0.30282 | -10.2782 | -16.6187 | -41.0966 | 0 | 0 | 0 | 0 | -10.4861 | -268.9873 | -305.788 | -205.6703 | 0.39679 | 0.022118 | 0.022118 | 0.022118 | -4.1608 | -5.9494 | -6.7634 | -4.549
6 | 15 | 12 | 803.6907 | 796.7682 | 786.1433 | 896.1681 | 378.8299 | 100.3275 | 0 | 0 | 41.3221 | 72.2789 | 72.1743 | 65.4689 | 0 | 0 | 0 | 0 | 399.521 | 912.8832 | 1053.6009 | 1087.5793 | 0 | 0 | 0 | 0 | -0.36079 | -9.4343 | -23.6609 | -42.3074 | 0 | 0 | 0 | 0 | -15.6215 | -279.2871 | -315.971 | -214.5727 | 0.39234 | 0.022118 | 0.022118 | 0.022118 | -6.129 | -6.1772 | -6.9886 | -4.7459
6 | 15 | 13 | 827.05 | 821.82 | 813.0374 | 928.7872 | 378.8299 | 100.3275 | 0 | 0 | 40.8628 | 72.5453 | 74.5293 | 65.5943 | 0 | 0 | 0 | 0 | 422.0879 | 931.0343 | 1076.2704 | 1113.5948 | 0 | 0 | 0 | 0 | -0.38195 | -9.3107 | -9.4036 | -45.5526 | 0 | 0 | 0 | 0 | -14.3487 | -272.7765 | -328.3587 | -204.8492 | 0.39433 | 0.022118 | 0.022118 | 0.022118 | -5.6581 | -6.0332 | -7.2626 | -4.5308
6 | 15 | 14 | 857.1804 | 853.7681 | 847.0573 | 970.0164 | 378.8299 | 100.3275 | 0 | 0 | 40.1152 | 74.321 | 76.8503 | 65.4887 | 0 | 0 | 0 | 0 | 463.1936 | 972.2988 | 1147.4611 | 1181.0981 | 0 | 0 | 0 | 0 | -0.3137 | -7.5183 | -13.626 | -32.7469 | 0 | 0 | 0 | 0 | -24.6447 | -285.6609 | -363.6281 | -243.8235 | 0.39259 | 0.022448 | 0.022118 | 0.021917 | -9.6752 | -6.4125 | -8.0427 | -5.3438
6 | 15 | 15 | 882.8047 | 881.3119 | 876.8158 | 1006.4856 | 378.8299 | 100.3275 | 0 | 0 | 41.2016 | 73.2275 | 72.7909 | 65.3764 | 0 | 0 | 0 | 0 | 518.7896 | 1010.12 | 1191.1655 | 1223.7623 | 0 | 0 | 0 | 0 | -0.21253 | -11.0416 | -13.5795 | -32.9311 | 0 | 0 | 0 | 0 | -55.8039 | -291.3216 | -373.5612 | -249.722 | 0.38933 | 0.022983 | 0.021613 | 0.020742 | -21.726 | -6.6956 | -8.0738 | -5.1796
6 | 15 | 16 | 901.5704 | 903.8397 | 903.6346 | 1041.3415 | 378.8299 | 100.3275 | 0 | 0 | 40.8131 | 77.6569 | 77.6722 | 69.6925 | 0 | 0 | 0 | 0 | 554.7561 | 1004.8506 | 1194.0926 | 1223.5507 | 0 | 0 | 0 | 0 | -0.086391 | -3.2471 | -2.0112 | -19.72 | 0 | 0 | 0 | 0 | -72.7423 | -275.7482 | -366.119 | -232.1817 | 0.39725 | 0.023616 | 0.020937 | 0.02146 | -28.897 | -6.512 | -7.6653 | -4.9827
6 | 15 | 17 | 911.0136 | 917.3142 | 921.7592 | 1066.5409 | 378.8299 | 100.3275 | 0 | 0 | 42.0824 | 78.0546 | 77.8107 | 81.5147 | 0 | 0 | 0 | 0 | 556.8482 | 935.5871 | 1145.901 | 1175.1433 | 141.5984 | 151.5027 | 151.5027 | 151.5027 | -0.075549 | -1.9953 | -10.4034 | 16.3723 | 0 | 0 | 0 | 0 | -208.2698 | -346.1624 | -443.0518 | -357.9921 | 0.40602 | 0.342 | 0.42749 | 0.2585 | -84.5619 | -118.3887 | -189.3994 | -92.5399
6 | 15 | 18 | 903.4784 | 913.5238 | 922.1784 | 1070.6404 | 378.8299 | 100.3275 | 0 | 0 | 46.3579 | 78.6907 | 79.2419 | 86.1219 | 0 | 0 | 0 | 0 | 524.4361 | 788.6374 | 982.3344 | 1019.0469 | 141.5984 | 151.5027 | 151.5027 | 151.5027 | -0.085891 | -1.7686 | -9.0152 | -2.803 | 0 | 0 | 0 | 0 | -187.658 | -203.8658 | -281.8854 | -183.2282 | 0.4027 | 0.42494 | 0.41159 | 0.40375 | -75.569 | -86.6302 | -116.0205 | -73.9781
6 | 15 | 19 | 873.1511 | 884.9117 | 895.4145 | 1041.0882 | 378.8299 | 100.3275 | 0 | 0 | 53.1779 | 97.1873 | 97.0995 | 103.5978 | 0 | 0 | 0 | 0 | 478.5527 | 587.3945 | 770.353 | 851.5717 | 141.5984 | 151.5027 | 151.5027 | 151.5027 | -0.13546 | 1.3448 | 5.4587 | 12.8484 | 0 | 0 | 0 | 0 | -178.8723 | -52.8452 | -128.9995 | -78.4324 | 0.40839 | 0.42225 | 0.40697 | 0.39265 | -73.0493 | -22.3139 | -52.4989 | -30.7962
6 | 15 | 20 | 849.8127 | 861.7706 | 872.4896 | 1014.713 | 378.8299 | 100.3275 | 0 | 0 | 55.2006 | 104.5951 | 104.7404 | 110.6128 | 0 | 0 | 0 | 0 | 491.502 | 515.8138 | 656.4732 | 770.3404 | 141.5984 | 151.5027 | 151.5027 | 151.5027 | 0.051078 | 1.7885 | 0.22429 | 22.6329 | 0 | 0 | 0 | 0 | -217.3692 | -12.257 | -40.451 | -40.3758 | 0.40942 | 0.43553 | 0.40598 | 0.39629 | -88.996 | -5.3383 | -16.4224 | -16.0005
6 | 15 | 21 | 833.904 | 846.369 | 857.8335 | 998.6982 | 378.8299 | 100.3275 | 0 | 0 | 55.4775 | 106.9698 | 106.5775 | 115.2009 | 0 | 0 | 0 | 0 | 501.8073 | 517.2155 | 628.6045 | 774.9313 | 141.5984 | 151.5027 | 151.5027 | 151.5027 | 0.1868 | 3.6506 | 4.6254 | 15.5011 | 0 | 0 | 0 | 0 | -243.9958 | -33.2971 | -33.4766 | -58.4378 | 0.4094 | 0.43476 | 0.40586 | 0.39679 | -99.8915 | -14.4764 | -13.5869 | -23.1876
6 | 15 | 22 | 811.4252 | 825.0965 | 838.2592 | 978.1118 | 378.8299 | 100.3275 | 0 | 0 | 54.1844 | 107.4675 | 111.7947 | 117.0008 | 0 | 0 | 0 | 0 | 478.1708 | 492.2573 | 593.5545 | 738.4796 | 141.5984 | 151.5027 | 151.5027 | 151.5027 | 0.56589 | 7.1835 | 21.3312 | 18.0559 | 0 | 0 | 0 | 0 | -241.9242 | -33.6419 | -39.9239 | -46.9271 | 0.40731 | 0.42231 | 0.40449 | 0.39511 | -98.5387 | -14.2074 | -16.149 | -18.5415
6 | 15 | 23 | 738.8886 | 752.0755 | 764.9422 | 893.3954 | 378.8299 | 100.3275 | 0 | 0 | 52.4638 | 105.8783 | 114.8812 | 117.6299 | 0 | 0 | 0 | 0 | 457.6154 | 471.6357 | 585.5666 | 723.0219 | 0 | 0 | 0 | 0 | 0.86072 | 8.5753 | 10.4037 | 12.515 | 0 | 0 | 0 | 0 | -150.8813 | 65.6587 | 54.0907 | 40.2286 | 0.40299 | 0.42067 | 0.40353 | 0.39408 | -60.803 | 27.6209 | 21.8271 | 15.8534
6 | 15 | 24 | 659.3113 | 668.4935 | 676.8817 | 787.6079 | 378.8299 | 100.3275 | 0 | 0 | 50.5919 | 117.8828 | 113.3406 | 119.1124 | 0 | 0 | 0 | 0 | 446.5324 | 460.2895 | 596.8077 | 710.1405 | 0 | 0 | 0 | 0 | 0.70639 | 2.2699 | 9.9457 | 43.4304 | 0 | 0 | 0 | 0 | -217.3493 | -12.2762 | -43.2123 | -85.0754 | 0.40134 | 0.42366 | 0.4104 | 0.39542 | -87.2319 | -5.2009 | -17.7345 | -33.6401
6 | 16 | 1 | 594.6333 | 599.7581 | 603.6389 | 699.0111 | 378.8299 | 100.3275 | 0 | 0 | 42.5591 | 110.7182 | 119.9975 | 121.3971 | 0 | 0 | 0 | 0 | 417.4675 | 431.3311 | 570.3938 | 671.7551 | 0 | 0 | 0 | 0 | -0.18156 | 7.39 | 9.8833 | 7.6415 | 0 | 0 | 0 | 0 | -244.0417 | -50.0088 | -96.6357 | -101.7827 | 0.4071 | 0.42843 | 0.41669 | 0.39372 | -99.3504 | -21.4254 | -40.2671 | -40.0737
6 | 16 | 2 | 552.1511 | 553.6516 | 553.4552 | 637.3877 | 378.8299 | 100.3275 | 0 | 0 | 39.8469 | 120.7083 | 120.474 | 120.6528 | 0 | 0 | 0 | 0 | 408.8649 | 421.3013 | 555.2421 | 645.3027 | 0 | 0 | 0 | 0 | -0.15304 | 2.3298 | 3.088 | 4.2416 | 0 | 0 | 0 | 0 | -275.2376 | -91.0152 | -125.3488 | -132.8095 | 0.40672 | 0.42869 | 0.41639 | 0.39335 | -111.9436 | -39.017 | -52.1934 | -52.2404
6 | 16 | 3 | 524.7356 | 523.0902 | 519.3539 | 594.851 | 378.8299 | 100.3275 | 0 | 0 | 39.9646 | 118.6765 | 111.3868 | 115.4728 | 0 | 0 | 0 | 0 | 395.4574 | 407.3213 | 531.919 | 610.0836 | 0 | 0 | 0 | 0 | -0.19755 | 2.0422 | 6.9263 | 2.0245 | 0 | 0 | 0 | 0 | -289.3187 | -105.2773 | -130.8782 | -132.73 | 0.40558 | 0.42977 | 0.41648 | 0.39426 | -117.3422 | -45.2452 | -54.5087 | -52.33
6 | 16 | 4 | 507.6796 | 502.8185 | 495.3403 | 563.5983 | 378.8299 | 100.3275 | 0 | 0 | 41.6303 | 106.7014 | 106.8248 | 114.0477 | 0 | 0 | 0 | 0 | 394.898 | 405.3066 | 512.4174 | 578.0934 | 0 | 0 | 0 | 0 | -0.1659 | 5.4869 | 10.9218 | 3.4936 | 0 | 0 | 0 | 0 | -307.5127 | -115.0039 | -134.8237 | -132.0365 | 0.40646 | 0.42931 | 0.41675 | 0.39303 | -124.991 | -49.3723 | -56.1883 | -51.8939
6 | 16 | 5 | 493.5829 | 485.9794 | 475.2876 | 537.3784 | 378.8299 | 100.3275 | 0 | 0 | 45.3344 | 108.2494 | 105.1606 | 108.0259 | 0 | 0 | 0 | 0 | 390.5854 | 407.6838 | 505.0184 | 549.4274 | 0 | 0 | 0 | 0 | -0.21113 | 6.4443 | 6.1629 | 6.037 | 0 | 0 | 0 | 0 | -320.9557 | -136.7256 | -141.0544 | -126.1119 | 0.40796 | 0.42719 | 0.41626 | 0.3916 | -130.9378 | -58.4072 | -58.7148 | -49.3854
6 | 16 | 6 | 497.5656 | 486.4768 | 471.5464 | 528.8303 | 378.8299 | 100.3275 | 0 | 0 | 51.5581 | 101.5255 | 95.2544 | 98.883 | 0 | 0 | 0 | 0 | 391.364 | 542.5774 | 653.2623 | 693.2747 | 0 | 0 | 0 | 0 | -0.22792 | -1.6022 | -1.9043 | 2.9611 | 0 | 0 | 0 | 0 | -323.9584 | -256.3515 | -275.0661 | -266.2885 | 0.40606 | 0.43154 | 0.41548 | 0.38797 | -131.5471 | -110.6256 | -114.2848 | -103.3111
6 | 16 | 7 | 514.7789 | 501.4074 | 483.6662 | 540.0097 | 378.8299 | 100.3275 | 0 | 0 | 51.6182 | 87.703 | 81.0806 | 82.2829 | 0 | 0 | 0 | 0 | 390.4845 | 675.413 | 791.6066 | 879.2906 | 0 | 0 | 0 | 0 | -0.097427 | -2.1426 | -4.303 | 2.4776 | 0 | 0 | 0 | 0 | -306.0563 | -359.8935 | -384.7181 | -424.0414 | 0.39763 | 0.41039 | 0.41696 | 0.37762 | -121.6961 | -147.6971 | -160.4109 | -160.127
6 | 16 | 8 | 552.6665 | 538.5138 | 519.6776 | 580.3816 | 378.8299 | 100.3275 | 0 | 0 | 44.8444 | 78.9369 | 78.372 | 78.0186 | 0 | 0 | 0 | 0 | 504.6673 | 892.1009 | 1035.5069 | 1122.3106 | 0 | 0 | 0 | 0 | -0.087247 | -2.4516 | -7.9348 | 35.2141 | 0 | 0 | 0 | 0 | -375.5879 | -530.3999 | -586.2665 | -655.1618 | 0.39542 | 0.54534 | 0.3925 | 0.14136 | -148.5133 | -289.2465 | -230.1071 | -92.6163
6 | 16 | 9 | 602.5103 | 589.6265 | 572.1184 | 642.0762 | 378.8299 | 100.3275 | 0 | 0 | 43.4923 | 77.3879 | 77.1155 | 75.6425 | 0 | 0 | 0 | 0 | 632.5542 | 1085.2539 | 1252.6343 | 1333.5915 | 0 | 0 | 0 | 0 | -0.082518 | -2.8015 | -9.8796 | -45.5414 | 0 | 0 | 0 | 0 | -452.2836 | -670.5413 | -747.7519 | -721.6164 | 0.3881 | 0.022118 | 0.022118 | 0.021036 | -175.5313 | -14.8309 | -16.5387 | -15.1801
6 | 16 | 10 | 653.4169 | 641.4181 | 624.8906 | 704.0111 | 378.8299 | 100.3275 | 0 | 0 | 47.6296 | 76.9053 | 76.6315 | 64.9895 | 0 | 0 | 0 | 0 | 747.6025 | 1237.1185 | 1419.9814 | 1491.058 | 0 | 0 | 0 | 0 | -0.1101 | -3.5806 | -7.348 | -38.8823 | 0 | 0 | 0 | 0 | -520.535 | -769.3525 | -864.3742 | -813.1542 | 0.39518 | 0.022118 | 0.022118 | 0.022118 | -205.707 | -17.0164 | -19.1181 | -17.9851
6 | 16 | 11 | 698.9933 | 688.517 | 673.7446 | 762.1776 | 378.8299 | 100.3275 | 0 | 0 | 42.3764 | 72.9598 | 75.4266 | 65.403 | 0 | 0 | 0 | 0 | 833.0607 | 1345.8222 | 1545.3985 | 1613.9184 | 0 | 0 | 0 | 0 | -0.30282 | -10.2782 | -16.6187 | -41.0966 | 0 | 0 | 0 | 0 | -554.9709 | -820.3143 | -930.4618 | -876.0471 | 0.39679 | 0.022118 | 0.022118 | 0.022118 | -220.208 | -18.1435 | -20.5798 | -19.3762
6 | 16 | 12 | 730.2184 | 721.0919 | 707.8481 | 803.0074 | 378.8299 | 100.3275 | 0 | 0 | 41.3221 | 72.2789 | 72.1743 | 65.4689 | 0 | 0 | 0 | 0 | 874.2063 | 1391.4393 | 1597.4775 | 1656.6779 | 0 | 0 | 0 | 0 | -0.36079 | -9.4343 | -23.6609 | -42.3074 | 0 | 0 | 0 | 0 | -563.7792 | -833.5195 | -938.1428 | -876.832 | 0.39234 | 0.022118 | 0.022118 | 0.022118 | -221.1951 | -18.4356 | -20.7497 | -19.3935
6 | 16 | 13 | 764.0351 | 756.8871 | 745.824 | 848.7842 | 378.8299 | 100.3275 | 0 | 0 | 40.8628 | 72.5453 | 74.5293 | 65.5943 | 0 | 0 | 0 | 0 | 887.4344 | 1402.5636 | 1604.1704 | 1691.3816 | 0 | 0 | 0 | 0 | -0.38195 | -9.3107 | -9.4036 | -45.5526 | 0 | 0 | 0 | 0 | -542.7102 | -809.2386 | -923.472 | -862.6391 | 0.39433 | 0.022118 | 0.022118 | 0.022118 | -214.0059 | -17.8986 | -20.4252 | -19.0796
6 | 16 | 14 | 792.2738 | 786.8843 | 777.8227 | 887.606 | 378.8299 | 100.3275 | 0 | 0 | 40.1152 | 74.321 | 76.8503 | 65.4887 | 0 | 0 | 0 | 0 | 883.5442 | 1410.7056 | 1616.6544 | 1737.8735 | 0 | 0 | 0 | 0 | -0.3137 | -7.5183 | -13.626 | -32.7469 | 0 | 0 | 0 | 0 | -509.9018 | -790.9515 | -902.056 | -883.0093 | 0.39259 | 0.022448 | 0.022118 | 0.021917 | -200.1814 | -17.7551 | -19.9516 | -19.3525
6 | 16 | 15 | 818.9832 | 815.5395 | 808.7232 | 925.4274 | 378.8299 | 100.3275 | 0 | 0 | 41.2016 | 73.2275 | 72.7909 | 65.3764 | 0 | 0 | 0 | 0 | 866.385 | 1390.5667 | 1602.4179 | 1759.7315 | 0 | 0 | 0 | 0 | -0.21253 | -11.0416 | -13.5795 | -32.9311 | 0 | 0 | 0 | 0 | -467.2208 | -737.5407 | -852.9062 | -866.7494 | 0.38933 | 0.022983 | 0.021613 | 0.020742 | -181.9017 | -16.9512 | -18.4338 | -17.9777
6 | 16 | 16 | 838.5514 | 838.8973 | 836.405 | 961.3139 | 378.8299 | 100.3275 | 0 | 0 | 40.8131 | 77.6569 | 77.6722 | 69.6925 | 0 | 0 | 0 | 0 | 839.9734 | 1341.3322 | 1551.3418 | 1725.9222 | 0 | 0 | 0 | 0 | -0.086391 | -3.2471 | -2.0112 | -19.72 | 0 | 0 | 0 | 0 | -420.9786 | -677.1721 | -790.5977 | -814.5808 | 0.39725 | 0.023616 | 0.020937 | 0.02146 | -167.2347 | -15.9919 | -16.5524 | -17.4813
6 | 16 | 17 | 851.6001 | 856.0915 | 858.3855 | 991.1074 | 378.8299 | 100.3275 | 0 | 0 | 42.0824 | 78.0546 | 77.8107 | 81.5147 | 0 | 0 | 0 | 0 | 797.9393 | 1246.608 | 1457.2022 | 1631.3227 | 141.5984 | 151.5027 | 151.5027 | 151.5027 | -0.075549 | -1.9953 | -10.4034 | 16.3723 | 0 | 0 | 0 | 0 | -508.7743 | -718.4059 | -817.7267 | -889.605 | 0.40602 | 0.342 | 0.42749 | 0.2585 | -206.5731 | -245.6972 | -349.5684 | -229.9603
6 | 16 | 18 | 856.574 | 865.1711 | 872.1025 | 1011.0147 | 378.8299 | 100.3275 | 0 | 0 | 46.3579 | 78.6907 | 79.2419 | 86.1219 | 0 | 0 | 0 | 0 | 729.2767 | 1079.675 | 1260.0649 | 1419.945 | 141.5984 | 151.5027 | 151.5027 | 151.5027 | -0.085891 | -1.7686 | -9.0152 | -2.803 | 0 | 0 | 0 | 0 | -439.403 | -543.2562 | -609.6918 | -643.7519 | 0.4027 | 0.42494 | 0.41159 | 0.40375 | -176.9456 | -230.85 | -250.9414 | -259.914
6 | 16 | 19 | 852.4198 | 863.4838 | 873.1548 | 1014.526 | 378.8299 | 100.3275 | 0 | 0 | 53.1779 | 97.1873 | 97.0995 | 103.5978 | 0 | 0 | 0 | 0 | 659.063 | 841.9104 | 978.7421 | 1124.5164 | 141.5984 | 151.5027 | 151.5027 | 151.5027 | -0.13546 | 1.3448 | 5.4587 | 12.8484 | 0 | 0 | 0 | 0 | -380.1139 | -328.789 | -359.6483 | -377.9393 | 0.40839 | 0.42225 | 0.40697 | 0.39265 | -155.234 | -138.8309 | -146.366 | -148.3966
6 | 16 | 20 | 829.7416 | 841.0487 | 850.9915 | 989.0836 | 378.8299 | 100.3275 | 0 | 0 | 55.2006 | 104.5951 | 104.7404 | 110.6128 | 0 | 0 | 0 | 0 | 626.8482 | 715.8911 | 852.7219 | 993.1155 | 141.5984 | 151.5027 | 151.5027 | 151.5027 | 0.051078 | 1.7885 | 0.22429 | 22.6329 | 0 | 0 | 0 | 0 | -372.7866 | -233.0564 | -258.1977 | -288.7804 | 0.40942 | 0.43553 | 0.40598 | 0.39629 | -152.6275 | -101.5028 | -104.8239 | -114.4403
6 | 16 | 21 | 818.0006 | 829.9514 | 840.8029 | 978.3963 | 378.8299 | 100.3275 | 0 | 0 | 55.4775 | 106.9698 | 106.5775 | 115.2009 | 0 | 0 | 0 | 0 | 642.8834 | 715.6827 | 844.5994 | 981.6126 | 141.5984 | 151.5027 | 151.5027 | 151.5027 | 0.1868 | 3.6506 | 4.6254 | 15.5011 | 0 | 0 | 0 | 0 | -400.9753 | -248.1819 | -266.5022 | -285.421 | 0.4094 | 0.43476 | 0.40586 | 0.39679 | -164.1587 | -107.9004 | -108.1634 | -113.2528
6 | 16 | 22 | 798.3736 | 811.6134 | 824.2612 | 961.4152 | 378.8299 | 100.3275 | 0 | 0 | 54.1844 | 107.4675 | 111.7947 | 117.0008 | 0 | 0 | 0 | 0 | 637.884 | 706.0795 | 818.3328 | 952.1276 | 141.5984 | 151.5027 | 151.5027 | 151.5027 | 0.56589 | 7.1835 | 21.3312 | 18.0559 | 0 | 0 | 0 | 0 | -414.689 | -260.9473 | -278.7002 | -277.2717 | 0.40731 | 0.42231 | 0.40449 | 0.39511 | -168.9079 | -110.201 | -112.7327 | -109.5533
6 | 16 | 23 | 730.0308 | 742.912 | 755.4131 | 882.0163 | 378.8299 | 100.3275 | 0 | 0 | 52.4638 | 105.8783 | 114.8812 | 117.6299 | 0 | 0 | 0 | 0 | 603.9963 | 671.5365 | 764.5233 | 877.738 | 0 | 0 | 0 | 0 | 0.86072 | 8.5753 | 10.4037 | 12.515 | 0 | 0 | 0 | 0 | -306.12 | -143.4057 | -134.3951 | -125.8667 | 0.40299 | 0.42067 | 0.40353 | 0.39408 | -123.3619 | -60.327 | -54.2322 | -49.6017
6 | 16 | 24 | 654.6014 | 663.5969 | 671.7607 | 781.4682 | 378.8299 | 100.3275 | 0 | 0 | 50.5919 | 117.8828 | 113.3406 | 119.1124 | 0 | 0 | 0 | 0 | 585.7428 | 651.7845 | 736.0722 | 839.8383 | 0 | 0 | 0 | 0 | 0.70639 | 2.2699 | 9.9457 | 43.4304 | 0 | 0 | 0 | 0 | -361.2696 | -208.6678 | -187.5978 | -220.9128 | 0.40134 | 0.42366 | 0.4104 | 0.39542 | -144.9935 | -88.404 | -76.9908 | -87.3523
6 | 17 | 1 | 594.2882 | 599.353 | 603.1598 | 698.3904 | 378.8299 | 100.3275 | 0 | 0 | 42.5591 | 110.7182 | 119.9975 | 121.3971 | 0 | 0 | 0 | 0 | 595.5906 | 656.6335 | 728.3846 | 819.2349 | 0 | 0 | 0 | 0 | -0.18156 | 7.39 | 9.8833 | 7.6415 | 0 | 0 | 0 | 0 | -422.5099 | -275.7162 | -255.1056 | -249.8831 | 0.4071 | 0.42843 | 0.41669 | 0.39372 | -172.0056 | -118.1259 | -106.2998 | -98.3835
6 | 17 | 2 | 549.1759 | 550.5537 | 550.2096 | 633.4917 | 378.8299 | 100.3275 | 0 | 0 | 39.8469 | 120.7083 | 120.474 | 120.6528 | 0 | 0 | 0 | 0 | 615.4412 | 666.037 | 729.5643 | 823.4952 | 0 | 0 | 0 | 0 | -0.15304 | 2.3298 | 3.088 | 4.2416 | 0 | 0 | 0 | 0 | -484.7891 | -338.8488 | -302.9167 | -314.8979 | 0.40672 | 0.42869 | 0.41639 | 0.39335 | -197.1717 | -145.2601 | -126.13 | -123.8646
6 | 17 | 3 | 522.1528 | 520.4034 | 516.5422 | 591.4784 | 378.8299 | 100.3275 | 0 | 0 | 39.9646 | 118.6765 | 111.3868 | 115.4728 | 0 | 0 | 0 | 0 | 632.3173 | 673.3247 | 734.8858 | 854.7327 | 0 | 0 | 0 | 0 | -0.19755 | 2.0422 | 6.9263 | 2.0245 | 0 | 0 | 0 | 0 | -528.7614 | -373.9674 | -336.6567 | -380.7516 | 0.40558 | 0.42977 | 0.41648 | 0.39426 | -214.4556 | -160.7205 | -140.2123 | -150.1149
6 | 17 | 4 | 501.3485 | 496.2795 | 488.5533 | 555.5044 | 378.8299 | 100.3275 | 0 | 0 | 41.6303 | 106.7014 | 106.8248 | 114.0477 | 0 | 0 | 0 | 0 | 624.9264 | 657.1956 | 723.3748 | 868.7223 | 0 | 0 | 0 | 0 | -0.1659 | 5.4869 | 10.9218 | 3.4936 | 0 | 0 | 0 | 0 | -543.8723 | -373.4319 | -352.5681 | -430.7592 | 0.40646 | 0.42931 | 0.41675 | 0.39303 | -221.0613 | -160.3179 | -146.934 | -169.3
6 | 17 | 5 | 486.107 | 478.257 | 467.2712 | 527.8172 | 378.8299 | 100.3275 | 0 | 0 | 45.3344 | 108.2494 | 105.1606 | 108.0259 | 0 | 0 | 0 | 0 | 623.0268 | 654.8541 | 734.1363 | 887.2534 | 0 | 0 | 0 | 0 | -0.21113 | 6.4443 | 6.1629 | 6.037 | 0 | 0 | 0 | 0 | -560.8729 | -391.6183 | -378.1886 | -473.4991 | 0.40796 | 0.42719 | 0.41626 | 0.3916 | -228.815 | -167.2937 | -157.4235 | -185.4222
6 | 17 | 6 | 484.7845 | 473.292 | 457.8809 | 512.5495 | 378.8299 | 100.3275 | 0 | 0 | 51.5581 | 101.5255 | 95.2544 | 98.883 | 0 | 0 | 0 | 0 | 637.4671 | 796.9145 | 906.8101 | 1041.3739 | 0 | 0 | 0 | 0 | -0.22792 | -1.6022 | -1.9043 | 2.9611 | 0 | 0 | 0 | 0 | -582.8427 | -523.8734 | -542.2794 | -630.6685 | 0.40606 | 0.43154 | 0.41548 | 0.38797 | -236.6701 | -226.0717 | -225.3069 | -244.6784
6 | 17 | 7 | 495.2734 | 481.3041 | 462.8518 | 515.2305 | 378.8299 | 100.3275 | 0 | 0 | 51.6182 | 87.703 | 81.0806 | 82.2829 | 0 | 0 | 0 | 0 | 637.1619 | 922.1997 | 1055.909 | 1181.6497 | 0 | 0 | 0 | 0 | -0.097427 | -2.1426 | -4.303 | 2.4776 | 0 | 0 | 0 | 0 | -572.2392 | -626.7835 | -669.8347 | -751.1797 | 0.39763 | 0.41039 | 0.41696 | 0.37762 | -227.5376 | -257.2264 | -279.2923 | -283.6613
6 | 17 | 8 | 527.211 | 512.2818 | 492.5224 | 548.0575 | 378.8299 | 100.3275 | 0 | 0 | 44.8444 | 78.9369 | 78.372 | 78.0186 | 0 | 0 | 0 | 0 | 673.7412 | 1051.3627 | 1210.4872 | 1347.3079 | 0 | 0 | 0 | 0 | -0.087247 | -2.4516 | -7.9348 | 35.2141 | 0 | 0 | 0 | 0 | -570.1173 | -715.8936 | -788.4019 | -912.483 | 0.39542 | 0.54534 | 0.3925 | 0.14136 | -225.4332 | -390.403 | -309.4444 | -128.9922
6 | 17 | 9 | 573.7333 | 559.9713 | 541.419 | 605.5328 | 378.8299 | 100.3275 | 0 | 0 | 43.4923 | 77.3879 | 77.1155 | 75.6425 | 0 | 0 | 0 | 0 | 715.7044 | 1157.8027 | 1341.3765 | 1482.0225 | 0 | 0 | 0 | 0 | -0.082518 | -2.8015 | -9.8796 | -45.5414 | 0 | 0 | 0 | 0 | -564.2109 | -772.7453 | -867.1934 | -906.5909 | 0.3881 | 0.022118 | 0.022118 | 0.021036 | -218.9702 | -17.0914 | -19.1805 | -19.0713
6 | 17 | 10 | 623.5191 | 610.6145 | 593.0102 | 666.0686 | 378.8299 | 100.3275 | 0 | 0 | 47.6296 | 76.9053 | 76.6315 | 64.9895 | 0 | 0 | 0 | 0 | 731.7824 | 1209.5294 | 1402.441 | 1559.5598 | 0 | 0 | 0 | 0 | -0.1101 | -3.5806 | -7.348 | -38.8823 | 0 | 0 | 0 | 0 | -534.6127 | -772.567 | -878.7143 | -919.5985 | 0.39518 | 0.022118 | 0.022118 | 0.022118 | -211.2703 | -17.0875 | -19.4353 | -20.3394
6 | 17 | 11 | 671.6142 | 660.3029 | 644.5377 | 727.4115 | 378.8299 | 100.3275 | 0 | 0 | 42.3764 | 72.9598 | 75.4266 | 65.403 | 0 | 0 | 0 | 0 | 738.8713 | 1232.5693 | 1427.9479 | 1609.3507 | 0 | 0 | 0 | 0 | -0.30282 | -10.2782 | -16.6187 | -41.0966 | 0 | 0 | 0 | 0 | -488.1606 | -735.2754 | -842.2181 | -906.2456 | 0.39679 | 0.022118 | 0.022118 | 0.022118 | -193.6982 | -16.2627 | -18.6281 | -20.0441
6 | 17 | 12 | 707.0387 | 697.1956 | 683.0993 | 773.5381 | 378.8299 | 100.3275 | 0 | 0 | 41.3221 | 72.2789 | 72.1743 | 65.4689 | 0 | 0 | 0 | 0 | 749.8945 | 1246.9669 | 1433.6845 | 1622.249 | 0 | 0 | 0 | 0 | -0.36079 | -9.4343 | -23.6609 | -42.3074 | 0 | 0 | 0 | 0 | -462.647 | -712.9434 | -799.0986 | -871.8724 | 0.39234 | 0.022118 | 0.022118 | 0.022118 | -181.5166 | -15.7687 | -17.6744 | -19.2838
6 | 17 | 13 | 740.3242 | 732.4546 | 720.5336 | 818.6815 | 378.8299 | 100.3275 | 0 | 0 | 40.8628 | 72.5453 | 74.5293 | 65.5943 | 0 | 0 | 0 | 0 | 758.1458 | 1251.9288 | 1426.7518 | 1612.7291 | 0 | 0 | 0 | 0 | -0.38195 | -9.3107 | -9.4036 | -45.5526 | 0 | 0 | 0 | 0 | -437.1324 | -683.0363 | -771.3439 | -814.0893 | 0.39433 | 0.022118 | 0.022118 | 0.022118 | -172.3736 | -15.1072 | -17.0605 | -18.0058
6 | 17 | 14 | 767.5101 | 761.3735 | 751.4238 | 856.1905 | 378.8299 | 100.3275 | 0 | 0 | 40.1152 | 74.321 | 76.8503 | 65.4887 | 0 | 0 | 0 | 0 | 783.2861 | 1282.9155 | 1448.0982 | 1617.9242 | 0 | 0 | 0 | 0 | -0.3137 | -7.5183 | -13.626 | -32.7469 | 0 | 0 | 0 | 0 | -434.4074 | -688.6723 | -759.8987 | -794.4755 | 0.39259 | 0.022448 | 0.022118 | 0.021917 | -170.5432 | -15.4592 | -16.8073 | -17.4122
6 | 17 | 15 | 795.0075 | 790.8504 | 783.1869 | 895.0486 | 378.8299 | 100.3275 | 0 | 0 | 41.2016 | 73.2275 | 72.7909 | 65.3764 | 0 | 0 | 0 | 0 | 807.8171 | 1306.3794 | 1477.7744 | 1654.698 | 0 | 0 | 0 | 0 | -0.21253 | -11.0416 | -13.5795 | -32.9311 | 0 | 0 | 0 | 0 | -432.6285 | -678.0424 | -753.799 | -792.0946 | 0.38933 | 0.022983 | 0.021613 | 0.020742 | -168.434 | -15.5837 | -16.2918 | -16.4293
6 | 17 | 16 | 814.0727 | 813.7004 | 810.3557 | 930.3353 | 378.8299 | 100.3275 | 0 | 0 | 40.8131 | 77.6569 | 77.6722 | 69.6925 | 0 | 0 | 0 | 0 | 802.7469 | 1274.2794 | 1457.5021 | 1651.5836 | 0 | 0 | 0 | 0 | -0.086391 | -3.2471 | -2.0112 | -19.72 | 0 | 0 | 0 | 0 | -408.2308 | -635.3162 | -722.8073 | -771.2208 | 0.39725 | 0.023616 | 0.020937 | 0.02146 | -162.1705 | -15.0034 | -15.1331 | -16.5508
6 | 17 | 17 | 834.6582 | 838.6554 | 840.3629 | 969.6773 | 378.8299 | 100.3275 | 0 | 0 | 42.0824 | 78.0546 | 77.8107 | 81.5147 | 0 | 0 | 0 | 0 | 795.3953 | 1208.2639 | 1360.159 | 1547.0515 | 141.5984 | 151.5027 | 151.5027 | 151.5027 | -0.075549 | -1.9953 | -10.4034 | 16.3723 | 0 | 0 | 0 | 0 | -523.1723 | -697.498 | -738.7061 | -826.7639 | 0.40602 | 0.342 | 0.42749 | 0.2585 | -212.419 | -238.5466 | -315.7881 | -213.7161
6 | 17 | 18 | 849.1422 | 857.5181 | 864.1868 | 1001.5978 | 378.8299 | 100.3275 | 0 | 0 | 46.3579 | 78.6907 | 79.2419 | 86.1219 | 0 | 0 | 0 | 0 | 796.9233 | 1093.1622 | 1214.9457 | 1383.8783 | 141.5984 | 151.5027 | 151.5027 | 151.5027 | -0.085891 | -1.7686 | -9.0152 | -2.803 | 0 | 0 | 0 | 0 | -514.4813 | -564.3963 | -572.4884 | -617.1021 | 0.4027 | 0.42494 | 0.41159 | 0.40375 | -207.1793 | -239.8332 | -235.629 | -249.1541
6 | 17 | 19 | 846.1091 | 856.9912 | 866.4464 | 1006.5514 | 378.8299 | 100.3275 | 0 | 0 | 53.1779 | 97.1873 | 97.0995 | 103.5978 | 0 | 0 | 0 | 0 | 764.0213 | 885.2711 | 993.3142 | 1147.5697 | 141.5984 | 151.5027 | 151.5027 | 151.5027 | -0.13546 | 1.3448 | 5.4587 | 12.8484 | 0 | 0 | 0 | 0 | -491.3829 | -378.6423 | -380.9288 | -408.9673 | 0.40839 | 0.42225 | 0.40697 | 0.39265 | -200.6749 | -159.8814 | -155.0265 | -160.5797
6 | 17 | 20 | 825.0089 | 836.1805 | 845.9628 | 983.1067 | 378.8299 | 100.3275 | 0 | 0 | 55.2006 | 104.5951 | 104.7404 | 110.6128 | 0 | 0 | 0 | 0 | 742.1677 | 771.4732 | 899.173 | 1055.2013 | 141.5984 | 151.5027 | 151.5027 | 151.5027 | 0.051078 | 1.7885 | 0.22429 | 22.6329 | 0 | 0 | 0 | 0 | -492.8388 | -293.5065 | -309.6776 | -356.843 | 0.40942 | 0.43553 | 0.40598 | 0.39629 | -201.7796 | -127.8306 | -125.7239 | -141.4128
6 | 17 | 21 | 819.2572 | 831.2384 | 842.1256 | 979.9627 | 378.8299 | 100.3275 | 0 | 0 | 55.4775 | 106.9698 | 106.5775 | 115.2009 | 0 | 0 | 0 | 0 | 713.723 | 739.3712 | 874.4243 | 1017.8605 | 141.5984 | 151.5027 | 151.5027 | 151.5027 | 0.1868 | 3.6506 | 4.6254 | 15.5011 | 0 | 0 | 0 | 0 | -470.5583 | -270.5834 | -295.0043 | -320.1025 | 0.4094 | 0.43476 | 0.40586 | 0.39679 | -192.6459 | -117.6397 | -119.7314 | -127.0142
6 | 17 | 22 | 806.3318 | 819.7981 | 832.7144 | 971.4609 | 378.8299 | 100.3275 | 0 | 0 | 54.1844 | 107.4675 | 111.7947 | 117.0008 | 0 | 0 | 0 | 0 | 657.0813 | 676.369 | 813.8619 | 948.503 | 141.5984 | 151.5027 | 151.5027 | 151.5027 | 0.56589 | 7.1835 | 21.3312 | 18.0559 | 0 | 0 | 0 | 0 | -425.9281 | -223.052 | -265.7761 | -263.6015 | 0.40731 | 0.42231 | 0.40449 | 0.39511 | -173.4857 | -94.1974 | -107.505 | -104.152
6 | 17 | 23 | 731.6786 | 744.5936 | 757.1342 | 884.0482 | 378.8299 | 100.3275 | 0 | 0 | 52.4638 | 105.8783 | 114.8812 | 117.6299 | 0 | 0 | 0 | 0 | 572.4236 | 588.913 | 740.4255 | 875.2092 | 0 | 0 | 0 | 0 | 0.86072 | 8.5753 | 10.4037 | 12.515 | 0 | 0 | 0 | 0 | -272.8995 | -59.1005 | -108.5762 | -121.306 | 0.40299 | 0.42067 | 0.40353 | 0.39408 | -109.9745 | -24.8621 | -43.8136 | -47.8044
6 | 17 | 24 | 646.4143 | 655.1754 | 663.0613 | 771.1286 | 378.8299 | 100.3275 | 0 | 0 | 50.5919 | 117.8828 | 113.3406 | 119.1124 | 0 | 0 | 0 | 0 | 562.1952 | 571.3638 | 723.9876 | 847.566 | 0 | 0 | 0 | 0 | 0.70639 | 2.2699 | 9.9457 | 43.4304 | 0 | 0 | 0 | 0 | -345.9091 | -136.6686 | -184.2126 | -238.9802 | 0.40134 | 0.42366 | 0.4104 | 0.39542 | -138.8287 | -57.9009 | -75.6015 | -94.4964
6 | 18 | 1 | 581.2678 | 585.969 | 589.3453 | 681.9806 | 378.8299 | 100.3275 | 0 | 0 | 42.5591 | 110.7182 | 119.9975 | 121.3971 | 0 | 0 | 0 | 0 | 595.4827 | 594.0981 | 760.9451 | 878.6641 | 0 | 0 | 0 | 0 | -0.18156 | 7.39 | 9.8833 | 7.6415 | 0 | 0 | 0 | 0 | -435.4224 | -226.5648 | -301.4806 | -325.7222 | 0.4071 | 0.42843 | 0.41669 | 0.39372 | -177.2623 | -97.0678 | -125.6237 | -128.2427
6 | 18 | 2 | 542.7509 | 543.9532 | 543.4013 | 625.4083 | 378.8299 | 100.3275 | 0 | 0 | 39.8469 | 120.7083 | 120.474 | 120.6528 | 0 | 0 | 0 | 0 | 574.1585 | 562.0312 | 712.7857 | 829.366 | 0 | 0 | 0 | 0 | -0.15304 | 2.3298 | 3.088 | 4.2416 | 0 | 0 | 0 | 0 | -449.9314 | -241.4436 | -292.9463 | -328.8521 | 0.40672 | 0.42869 | 0.41639 | 0.39335 | -182.9945 | -103.5037 | -121.9785 | -129.3535
6 | 18 | 3 | 518.2578 | 516.4091 | 512.4307 | 586.604 | 378.8299 | 100.3275 | 0 | 0 | 39.9646 | 118.6765 | 111.3868 | 115.4728 | 0 | 0 | 0 | 0 | 539.0723 | 520.0854 | 633.5717 | 751.7499 | 0 | 0 | 0 | 0 | -0.19755 | 2.0422 | 6.9263 | 2.0245 | 0 | 0 | 0 | 0 | -439.4114 | -224.7225 | -239.4541 | -282.6432 | 0.40558 | 0.42977 | 0.41648 | 0.39426 | -178.2169 | -96.5793 | -99.7289 | -111.4347
6 | 18 | 4 | 507.3847 | 502.506 | 495.0065 | 563.1922 | 378.8299 | 100.3275 | 0 | 0 | 41.6303 | 106.7014 | 106.8248 | 114.0477 | 0 | 0 | 0 | 0 | 505.8089 | 483.4628 | 589.5686 | 705.172 | 0 | 0 | 0 | 0 | -0.1659 | 5.4869 | 10.9218 | 3.4936 | 0 | 0 | 0 | 0 | -418.7185 | -193.4725 | -212.3088 | -259.5211 | 0.40646 | 0.42931 | 0.41675 | 0.39303 | -170.1915 | -83.0596 | -88.4804 | -101.9988
6 | 18 | 5 | 505.2493 | 497.9818 | 487.6886 | 552.1196 | 378.8299 | 100.3275 | 0 | 0 | 45.3344 | 108.2494 | 105.1606 | 108.0259 | 0 | 0 | 0 | 0 | 455.856 | 439.2057 | 549.2895 | 649.7723 | 0 | 0 | 0 | 0 | -0.21113 | 6.4443 | 6.1629 | 6.037 | 0 | 0 | 0 | 0 | -374.5599 | -156.2451 | -172.9245 | -211.7156 | 0.40796 | 0.42719 | 0.41626 | 0.3916 | -152.8063 | -66.7456 | -71.981 | -82.9078
6 | 18 | 6 | 529.8806 | 519.7387 | 505.9322 | 569.7218 | 378.8299 | 100.3275 | 0 | 0 | 51.5581 | 101.5255 | 95.2544 | 98.883 | 0 | 0 | 0 | 0 | 382.8468 | 504.1566 | 642.0578 | 717.612 | 0 | 0 | 0 | 0 | -0.22792 | -1.6022 | -1.9043 | 2.9611 | 0 | 0 | 0 | 0 | -283.1263 | -184.6687 | -229.4757 | -249.7343 | 0.40606 | 0.43154 | 0.41548 | 0.38797 | -114.9667 | -79.6917 | -95.3429 | -96.8886
6 | 18 | 7 | 578.2143 | 566.6907 | 551.1421 | 620.2407 | 378.8299 | 100.3275 | 0 | 0 | 51.6182 | 87.703 | 81.0806 | 82.2829 | 0 | 0 | 0 | 0 | 332.5278 | 590.9612 | 725.9904 | 796.2199 | 0 | 0 | 0 | 0 | -0.097427 | -2.1426 | -4.303 | 2.4776 | 0 | 0 | 0 | 0 | -184.6642 | -210.1584 | -251.6259 | -260.7397 | 0.39763 | 0.41039 | 0.41696 | 0.37762 | -73.4274 | -86.2471 | -104.9172 | -98.4608
6 | 18 | 8 | 641.3385 | 629.7348 | 613.921 | 692.405 | 378.8299 | 100.3275 | 0 | 0 | 44.8444 | 78.9369 | 78.372 | 78.0186 | 0 | 0 | 0 | 0 | 348.9197 | 712.9122 | 852.5852 | 930.8749 | 0 | 0 | 0 | 0 | -0.087247 | -2.4516 | -7.9348 | 35.2141 | 0 | 0 | 0 | 0 | -131.1682 | -259.9902 | -309.1015 | -351.7026 | 0.39542 | 0.54534 | 0.3925 | 0.14136 | -51.8659 | -141.7822 | -121.321 | -49.7181
6 | 18 | 9 | 700.3305 | 690.2471 | 676.0589 | 765.6144 | 378.8299 | 100.3275 | 0 | 0 | 43.4923 | 77.3879 | 77.1155 | 75.6425 | 0 | 0 | 0 | 0 | 390.0837 | 822.1637 | 972.861 | 1059.5486 | 0 | 0 | 0 | 0 | -0.082518 | -2.8015 | -9.8796 | -45.5414 | 0 | 0 | 0 | 0 | -111.9928 | -306.8305 | -364.038 | -324.0353 | 0.3881 | 0.022118 | 0.022118 | 0.021036 | -43.4644 | -6.7864 | -8.0517 | -6.8165
6 | 18 | 10 | 747.3993 | 738.1052 | 724.7848 | 822.7545 | 378.8299 | 100.3275 | 0 | 0 | 47.6296 | 76.9053 | 76.6315 | 64.9895 | 0 | 0 | 0 | 0 | 414.4763 | 886.1265 | 1035.0072 | 1128.2056 | 0 | 0 | 0 | 0 | -0.1101 | -3.5806 | -7.348 | -38.8823 | 0 | 0 | 0 | 0 | -93.4264 | -321.6735 | -379.5059 | -331.5583 | 0.39518 | 0.022118 | 0.022118 | 0.022118 | -36.9206 | -7.1147 | -8.3939 | -7.3333
6 | 18 | 11 | 798.2992 | 790.6794 | 779.2944 | 887.6426 | 378.8299 | 100.3275 | 0 | 0 | 42.3764 | 72.9598 | 75.4266 | 65.403 | 0 | 0 | 0 | 0 | 437.5463 | 923.9818 | 1066.2918 | 1169.396 | 0 | 0 | 0 | 0 | -0.30282 | -10.2782 | -16.6187 | -41.0966 | 0 | 0 | 0 | 0 | -60.1506 | -296.3114 | -345.8053 | -306.0597 | 0.39679 | 0.022118 | 0.022118 | 0.022118 | -23.8673 | -6.5537 | -7.6485 | -6.7693
6 | 18 | 12 | 835.7527 | 829.6566 | 820.006 | 936.3219 | 378.8299 | 100.3275 | 0 | 0 | 41.3221 | 72.2789 | 72.1743 | 65.4689 | 0 | 0 | 0 | 0 | 477.2396 | 963.8098 | 1100.5425 | 1218.2778 | 0 | 0 | 0 | 0 | -0.36079 | -9.4343 | -23.6609 | -42.3074 | 0 | 0 | 0 | 0 | -61.2781 | -297.3253 | -329.0499 | -305.1173 | 0.39234 | 0.022118 | 0.022118 | 0.022118 | -24.0421 | -6.5762 | -7.2779 | -6.7485
6 | 18 | 13 | 868.6492 | 864.5238 | 857.0457 | 981.0049 | 378.8299 | 100.3275 | 0 | 0 | 40.8628 | 72.5453 | 74.5293 | 65.5943 | 0 | 0 | 0 | 0 | 514.5607 | 990.4974 | 1122.4581 | 1250.0483 | 0 | 0 | 0 | 0 | -0.38195 | -9.3107 | -9.4036 | -45.5526 | 0 | 0 | 0 | 0 | -65.2223 | -289.5356 | -330.538 | -289.0851 | 0.39433 | 0.022118 | 0.022118 | 0.022118 | -25.719 | -6.4039 | -7.3108 | -6.3939
6 | 18 | 14 | 905.5348 | 903.4139 | 898.2287 | 1030.741 | 378.8299 | 100.3275 | 0 | 0 | 40.1152 | 74.321 | 76.8503 | 65.4887 | 0 | 0 | 0 | 0 | 539.4875 | 1017.5529 | 1148.0924 | 1288.5002 | 0 | 0 | 0 | 0 | -0.3137 | -7.5183 | -13.626 | -32.7469 | 0 | 0 | 0 | 0 | -52.5842 | -281.2693 | -313.088 | -290.501 | 0.39259 | 0.022448 | 0.022118 | 0.021917 | -20.6439 | -6.3139 | -6.9248 | -6.3668
6 | 18 | 15 | 927.6291 | 927.3341 | 924.2529 | 1062.7793 | 378.8299 | 100.3275 | 0 | 0 | 41.2016 | 73.2275 | 72.7909 | 65.3764 | 0 | 0 | 0 | 0 | 575.9314 | 1042.9213 | 1174.3653 | 1314.7608 | 0 | 0 | 0 | 0 | -0.21253 | -11.0416 | -13.5795 | -32.9311 | 0 | 0 | 0 | 0 | -68.1213 | -278.1006 | -309.3239 | -284.4267 | 0.38933 | 0.022983 | 0.021613 | 0.020742 | -26.5215 | -6.3917 | -6.6854 | -5.8995
6 | 18 | 16 | 945.3727 | 948.8171 | 950.0004 | 1096.3688 | 378.8299 | 100.3275 | 0 | 0 | 40.8131 | 77.6569 | 77.6722 | 69.6925 | 0 | 0 | 0 | 0 | 575.9366 | 1014.3925 | 1145.76 | 1282.4349 | 0 | 0 | 0 | 0 | -0.086391 | -3.2471 | -2.0112 | -19.72 | 0 | 0 | 0 | 0 | -50.1205 | -240.3127 | -271.4205 | -236.0387 | 0.39725 | 0.023616 | 0.020937 | 0.02146 | -19.9105 | -5.6751 | -5.6826 | -5.0655
6 | 18 | 17 | 954.2697 | 961.7465 | 967.5823 | 1120.9403 | 378.8299 | 100.3275 | 0 | 0 | 42.0824 | 78.0546 | 77.8107 | 81.5147 | 0 | 0 | 0 | 0 | 537.4291 | 918.1632 | 1050.4249 | 1194.0028 | 141.5984 | 151.5027 | 151.5027 | 151.5027 | -0.075549 | -1.9953 | -10.4034 | 16.3723 | 0 | 0 | 0 | 0 | -145.5946 | -284.3062 | -301.7526 | -322.4522 | 0.40602 | 0.342 | 0.42749 | 0.2585 | -59.1145 | -97.2336 | -128.9957 | -83.353
6 | 18 | 18 | 948.177 | 959.4404 | 969.5352 | 1126.8631 | 378.8299 | 100.3275 | 0 | 0 | 46.3579 | 78.6907 | 79.2419 | 86.1219 | 0 | 0 | 0 | 0 | 476.242 | 747.427 | 878.9646 | 1016.2675 | 141.5984 | 151.5027 | 151.5027 | 151.5027 | -0.085891 | -1.7686 | -9.0152 | -2.803 | 0 | 0 | 0 | 0 | -94.7653 | -116.7388 | -131.1588 | -124.2261 | 0.4027 | 0.42494 | 0.41159 | 0.40375 | -38.1616 | -49.6067 | -53.9833 | -50.1561
6 | 18 | 19 | 925.8403 | 939.0575 | 951.2841 | 1107.439 | 378.8299 | 100.3275 | 0 | 0 | 53.1779 | 97.1873 | 97.0995 | 103.5978 | 0 | 0 | 0 | 0 | 474.2271 | 558.7285 | 677.6499 | 796.5852 | 141.5984 | 151.5027 | 151.5027 | 151.5027 | -0.13546 | 1.3448 | 5.4587 | 12.8484 | 0 | 0 | 0 | 0 | -121.8575 | 29.9666 | 19.5732 | 42.9048 | 0.40839 | 0.42225 | 0.40697 | 0.39265 | -49.7652 | 12.6534 | 7.9657 | 16.8464
6 | 18 | 20 | 897.9483 | 911.247 | 923.5532 | 1075.3665 | 378.8299 | 100.3275 | 0 | 0 | 55.2006 | 104.5951 | 104.7404 | 110.6128 | 0 | 0 | 0 | 0 | 497.4459 | 499.1792 | 621.0165 | 736.8324 | 141.5984 | 151.5027 | 151.5027 | 151.5027 | 0.051078 | 1.7885 | 0.22429 | 22.6329 | 0 | 0 | 0 | 0 | -175.1775 | 53.8539 | 46.0693 | 53.7858 | 0.40942 | 0.43553 | 0.40598 | 0.39629 | -71.7217 | 23.4549 | 18.7034 | 21.3147
6 | 18 | 21 | 879.4785 | 893.2125 | 906.1794 | 1056.1232 | 378.8299 | 100.3275 | 0 | 0 | 55.4775 | 106.9698 | 106.5775 | 115.2009 | 0 | 0 | 0 | 0 | 555.3963 | 544.6896 | 664.9449 | 779.0852 | 141.5984 | 151.5027 | 151.5027 | 151.5027 | 0.1868 | 3.6506 | 4.6254 | 15.5011 | 0 | 0 | 0 | 0 | -252.0103 | -13.9277 | -21.4711 | -5.1666 | 0.4094 | 0.43476 | 0.40586 | 0.39679 | -103.1727 | -6.0552 | -8.7143 | -2.0501
6 | 18 | 22 | 843.4585 | 858.0116 | 872.2177 | 1018.437 | 378.8299 | 100.3275 | 0 | 0 | 54.1844 | 107.4675 | 111.7947 | 117.0008 | 0 | 0 | 0 | 0 | 523.2763 | 511.8195 | 611.1212 | 730.3151 | 141.5984 | 151.5027 | 151.5027 | 151.5027 | 0.56589 | 7.1835 | 21.3312 | 18.0559 | 0 | 0 | 0 | 0 | -254.9965 | -20.289 | -23.5321 | 1.5625 | 0.40731 | 0.42231 | 0.40449 | 0.39511 | -103.8632 | -8.5683 | -9.5186 | 0.61737
6 | 18 | 23 | 756.0701 | 769.7058 | 783.102 | 914.935 | 378.8299 | 100.3275 | 0 | 0 | 52.4638 | 105.8783 | 114.8812 | 117.6299 | 0 | 0 | 0 | 0 | 448.7089 | 437.5475 | 526.0458 | 634.7414 | 0 | 0 | 0 | 0 | 0.86072 | 8.5753 | 10.4037 | 12.515 | 0 | 0 | 0 | 0 | -124.7932 | 117.3772 | 131.7713 | 150.0487 | 0.40299 | 0.42067 | 0.40353 | 0.39408 | -50.2899 | 49.3775 | 53.1735 | 59.1314
6 | 18 | 24 | 663.4177 | 672.6847 | 681.1715 | 792.673 | 378.8299 | 100.3275 | 0 | 0 | 50.5919 | 117.8828 | 113.3406 | 119.1124 | 0 | 0 | 0 | 0 | 352.4287 | 342.8284 | 430.9442 | 522.9139 | 0 | 0 | 0 | 0 | 0.70639 | 2.2699 | 9.9457 | 43.4304 | 0 | 0 | 0 | 0 | -119.1391 | 109.3761 | 126.941 | 107.2164 | 0.40134 | 0.42366 | 0.4104 | 0.39542 | -47.8158 | 46.3382 | 52.0971 | 42.395
6 | 19 | 1 | 586.3723 | 591.2426 | 594.8207 | 688.5119 | 378.8299 | 100.3275 | 0 | 0 | 42.5591 | 110.7182 | 119.9975 | 121.3971 | 0 | 0 | 0 | 0 | 256.1888 | 249.2502 | 339.3087 | 429.6298 | 0 | 0 | 0 | 0 | -0.18156 | 7.39 | 9.8833 | 7.6415 | 0 | 0 | 0 | 0 | -91.0241 | 123.5567 | 125.6312 | 129.8434 | 0.4071 | 0.42843 | 0.41669 | 0.39372 | -37.0563 | 52.9357 | 52.3492 | 51.1217
6 | 19 | 2 | 547.828 | 549.1936 | 548.8365 | 631.8868 | 378.8299 | 100.3275 | 0 | 0 | 39.8469 | 120.7083 | 120.474 | 120.6528 | 0 | 0 | 0 | 0 | 198.4587 | 194.6741 | 286.3341 | 366.8434 | 0 | 0 | 0 | 0 | -0.15304 | 2.3298 | 3.088 | 4.2416 | 0 | 0 | 0 | 0 | -69.1544 | 131.154 | 138.9405 | 140.149 | 0.40672 | 0.42869 | 0.41639 | 0.39335 | -28.1263 | 56.224 | 57.8527 | 55.1274
6 | 19 | 3 | 522.2234 | 520.5021 | 516.6756 | 591.6636 | 378.8299 | 100.3275 | 0 | 0 | 39.9646 | 118.6765 | 111.3868 | 115.4728 | 0 | 0 | 0 | 0 | 203.1666 | 199.6274 | 280.9702 | 354.1131 | 0 | 0 | 0 | 0 | -0.19755 | 2.0422 | 6.9263 | 2.0245 | 0 | 0 | 0 | 0 | -99.5401 | 99.8286 | 117.3923 | 120.0531 | 0.40558 | 0.42977 | 0.41648 | 0.39426 | -40.3716 | 42.9035 | 48.8921 | 47.3321
6 | 19 | 4 | 511.2201 | 506.4652 | 499.1131 | 568.0874 | 378.8299 | 100.3275 | 0 | 0 | 41.6303 | 106.7014 | 106.8248 | 114.0477 | 0 | 0 | 0 | 0 | 187.9237 | 183.257 | 250.2666 | 320.9976 | 0 | 0 | 0 | 0 | -0.1659 | 5.4869 | 10.9218 | 3.4936 | 0 | 0 | 0 | 0 | -96.9979 | 110.6924 | 131.0999 | 129.5485 | 0.40646 | 0.42931 | 0.41675 | 0.39303 | -39.4256 | 47.5213 | 54.6364 | 50.9161
6 | 19 | 5 | 505.8527 | 498.6172 | 488.3626 | 552.9357 | 378.8299 | 100.3275 | 0 | 0 | 45.3344 | 108.2494 | 105.1606 | 108.0259 | 0 | 0 | 0 | 0 | 176.0406 | 176.8454 | 239.0438 | 304.6353 | 0 | 0 | 0 | 0 | -0.21113 | 6.4443 | 6.1629 | 6.037 | 0 | 0 | 0 | 0 | -94.141 | 106.7506 | 137.9952 | 134.2375 | 0.40796 | 0.42719 | 0.41626 | 0.3916 | -38.406 | 45.6023 | 57.4414 | 52.5674
6 | 19 | 6 | 529.8655 | 519.7347 | 505.9422 | 569.7455 | 378.8299 | 100.3275 | 0 | 0 | 51.5581 | 101.5255 | 95.2544 | 98.883 | 0 | 0 | 0 | 0 | 161.6817 | 294.387 | 375.1392 | 413.5569 | 0 | 0 | 0 | 0 | -0.22792 | -1.6022 | -1.9043 | 2.9611 | 0 | 0 | 0 | 0 | -61.9764 | 25.0969 | 37.4528 | 54.3445 | 0.40606 | 0.43154 | 0.41548 | 0.38797 | -25.1662 | 10.8303 | 15.5609 | 21.0839
6 | 19 | 7 | 582.9267 | 571.5338 | 556.1399 | 626.1766 | 378.8299 | 100.3275 | 0 | 0 | 51.6182 | 87.703 | 81.0806 | 82.2829 | 0 | 0 | 0 | 0 | 165.1586 | 427.5553 | 508.2978 | 537.842 | 0 | 0 | 0 | 0 | -0.097427 | -2.1426 | -4.303 | 2.4776 | 0 | 0 | 0 | 0 | -12.5826 | -41.9094 | -28.9355 | 3.5741 | 0.39763 | 0.41039 | 0.41696 | 0.37762 | -5.0032 | -17.1993 | -12.0649 | 1.3497
6 | 19 | 8 | 645.0063 | 633.5058 | 617.8144 | 697.0307 | 378.8299 | 100.3275 | 0 | 0 | 44.8444 | 78.9369 | 78.372 | 78.0186 | 0 | 0 | 0 | 0 | 232.0562 | 595.4391 | 687.8402 | 721.1068 | 0 | 0 | 0 | 0 | -0.087247 | -2.4516 | -7.9348 | 35.2141 | 0 | 0 | 0 | 0 | -10.6369 | -138.7461 | -140.463 | -137.3087 | 0.39542 | 0.54534 | 0.3925 | 0.14136 | -4.206 | -75.6633 | -55.1312 | -19.4105
6 | 19 | 9 | 699.489 | 689.3857 | 675.174 | 764.5668 | 378.8299 | 100.3275 | 0 | 0 | 43.4923 | 77.3879 | 77.1155 | 75.6425 | 0 | 0 | 0 | 0 | 288.9339 | 731.3773 | 844.7706 | 879.1423 | 0 | 0 | 0 | 0 | -0.082518 | -2.8015 | -9.8796 | -45.5414 | 0 | 0 | 0 | 0 | -11.6846 | -216.9056 | -236.8326 | -144.6765 | 0.3881 | 0.022118 | 0.022118 | 0.021036 | -4.5348 | -4.7975 | -5.2382 | -3.0434
6 | 19 | 10 | 743.9802 | 734.5929 | 721.1624 | 818.454 | 378.8299 | 100.3275 | 0 | 0 | 47.6296 | 76.9053 | 76.6315 | 64.9895 | 0 | 0 | 0 | 0 | 340.2711 | 823.5509 | 957.7068 | 995.6161 | 0 | 0 | 0 | 0 | -0.1101 | -3.5806 | -7.348 | -38.8823 | 0 | 0 | 0 | 0 | -22.6404 | -262.6101 | -305.8279 | -203.2694 | 0.39518 | 0.022118 | 0.022118 | 0.022118 | -8.9471 | -5.8084 | -6.7643 | -4.4959
6 | 19 | 11 | 786.4844 | 778.5325 | 766.7539 | 872.7438 | 378.8299 | 100.3275 | 0 | 0 | 42.3764 | 72.9598 | 75.4266 | 65.403 | 0 | 0 | 0 | 0 | 363.0865 | 864.74 | 1016.3795 | 1058.3865 | 0 | 0 | 0 | 0 | -0.30282 | -10.2782 | -16.6187 | -41.0966 | 0 | 0 | 0 | 0 | 2.4945 | -249.2167 | -308.4335 | -209.949 | 0.39679 | 0.022118 | 0.022118 | 0.022118 | 0.98978 | -5.5121 | -6.8219 | -4.6436
6 | 19 | 12 | 820.3061 | 813.7707 | 803.5995 | 916.8249 | 378.8299 | 100.3275 | 0 | 0 | 41.3221 | 72.2789 | 72.1743 | 65.4689 | 0 | 0 | 0 | 0 | 382.2689 | 894.4321 | 1066.4557 | 1111.8782 | 0 | 0 | 0 | 0 | -0.36079 | -9.4343 | -23.6609 | -42.3074 | 0 | 0 | 0 | 0 | 18.246 | -243.8334 | -311.3697 | -218.2148 | 0.39234 | 0.022118 | 0.022118 | 0.022118 | 7.1587 | -5.3931 | -6.8868 | -4.8264
6 | 19 | 13 | 848.123 | 843.4107 | 835.2368 | 955.0846 | 378.8299 | 100.3275 | 0 | 0 | 40.8628 | 72.5453 | 74.5293 | 65.5943 | 0 | 0 | 0 | 0 | 400.1236 | 910.2826 | 1100.2457 | 1149.6108 | 0 | 0 | 0 | 0 | -0.38195 | -9.3107 | -9.4036 | -45.5526 | 0 | 0 | 0 | 0 | 28.6886 | -230.434 | -330.1346 | -214.5679 | 0.39433 | 0.022118 | 0.022118 | 0.022118 | 11.3127 | -5.0967 | -7.3019 | -4.7458
6 | 19 | 14 | 878.045 | 875.1431 | 869.0322 | 996.0456 | 378.8299 | 100.3275 | 0 | 0 | 40.1152 | 74.321 | 76.8503 | 65.4887 | 0 | 0 | 0 | 0 | 410.5279 | 921.7878 | 1130.0865 | 1182.8244 | 0 | 0 | 0 | 0 | -0.3137 | -7.5183 | -13.626 | -32.7469 | 0 | 0 | 0 | 0 | 48.8856 | -213.775 | -324.2786 | -219.5206 | 0.39259 | 0.022448 | 0.022118 | 0.021917 | 19.1919 | -4.7988 | -7.1723 | -4.8111
6 | 19 | 15 | 904.2333 | 903.2719 | 899.401 | 1033.2451 | 378.8299 | 100.3275 | 0 | 0 | 41.2016 | 73.2275 | 72.7909 | 65.3764 | 0 | 0 | 0 | 0 | 417.1922 | 918.1479 | 1142.2673 | 1193.5649 | 0 | 0 | 0 | 0 | -0.21253 | -11.0416 | -13.5795 | -32.9311 | 0 | 0 | 0 | 0 | 67.2221 | -177.3894 | -302.0779 | -192.7651 | 0.38933 | 0.022983 | 0.021613 | 0.020742 | 26.1714 | -4.077 | -6.5288 | -3.9982
6 | 19 | 16 | 917.4857 | 920.1365 | 920.3793 | 1061.1677 | 378.8299 | 100.3275 | 0 | 0 | 40.8131 | 77.6569 | 77.6722 | 69.6925 | 0 | 0 | 0 | 0 | 419.9675 | 887.1103 | 1117.4319 | 1166.839 | 0 | 0 | 0 | 0 | -0.086391 | -3.2471 | -2.0112 | -19.72 | 0 | 0 | 0 | 0 | 77.9616 | -141.711 | -272.7136 | -155.6438 | 0.39725 | 0.023616 | 0.020937 | 0.02146 | 30.9704 | -3.3466 | -5.7097 | -3.3402
6 | 19 | 17 | 926.2357 | 932.9091 | 937.7924 | 1085.5328 | 378.8299 | 100.3275 | 0 | 0 | 42.0824 | 78.0546 | 77.8107 | 81.5147 | 0 | 0 | 0 | 0 | 388.4346 | 795.3327 | 1021.5623 | 1065.5858 | 141.5984 | 151.5027 | 151.5027 | 151.5027 | -0.075549 | -1.9953 | -10.4034 | 16.3723 | 0 | 0 | 0 | 0 | -24.634 | -190.313 | -302.6798 | -229.4428 | 0.40602 | 0.342 | 0.42749 | 0.2585 | -10.0019 | -65.0877 | -129.392 | -59.3103
6 | 19 | 18 | 922.8105 | 933.3435 | 942.5723 | 1094.812 | 378.8299 | 100.3275 | 0 | 0 | 46.3579 | 78.6907 | 79.2419 | 86.1219 | 0 | 0 | 0 | 0 | 326.6994 | 616.2925 | 825.0632 | 864.0596 | 141.5984 | 151.5027 | 151.5027 | 151.5027 | -0.085891 | -1.7686 | -9.0152 | -2.803 | 0 | 0 | 0 | 0 | 29.4108 | -11.7013 | -104.2203 | -4.0693 | 0.4027 | 0.42494 | 0.41159 | 0.40375 | 11.8436 | -4.9723 | -42.8958 | -1.643
6 | 19 | 19 | 896.4381 | 908.8185 | 920.0533 | 1070.3246 | 378.8299 | 100.3275 | 0 | 0 | 53.1779 | 97.1873 | 97.0995 | 103.5978 | 0 | 0 | 0 | 0 | 281.6759 | 396.3065 | 590.2926 | 644.1508 | 141.5984 | 151.5027 | 151.5027 | 151.5027 | -0.13546 | 1.3448 | 5.4587 | 12.8484 | 0 | 0 | 0 | 0 | 41.2915 | 162.1496 | 75.6996 | 158.2249 | 0.40839 | 0.42225 | 0.40697 | 0.39265 | 16.863 | 68.4675 | 30.8075 | 62.1265
6 | 19 | 20 | 872.1676 | 884.7375 | 896.1803 | 1042.8419 | 378.8299 | 100.3275 | 0 | 0 | 55.2006 | 104.5951 | 104.7404 | 110.6128 | 0 | 0 | 0 | 0 | 298.4027 | 321.1713 | 499.2228 | 569.4591 | 141.5984 | 151.5027 | 151.5027 | 151.5027 | 0.051078 | 1.7885 | 0.22429 | 22.6329 | 0 | 0 | 0 | 0 | -1.915 | 205.3524 | 140.4901 | 188.6344 | 0.40942 | 0.43553 | 0.40598 | 0.39629 | -0.78403 | 89.4369 | 57.0366 | 74.7536
6 | 19 | 21 | 862.7482 | 876.0088 | 888.4147 | 1035.0146 | 378.8299 | 100.3275 | 0 | 0 | 55.4775 | 106.9698 | 106.5775 | 115.2009 | 0 | 0 | 0 | 0 | 323.1373 | 333.9722 | 496.4157 | 563.2407 | 141.5984 | 151.5027 | 151.5027 | 151.5027 | 0.1868 | 3.6506 | 4.6254 | 15.5011 | 0 | 0 | 0 | 0 | -36.4816 | 179.5859 | 129.2933 | 189.5691 | 0.4094 | 0.43476 | 0.40586 | 0.39679 | -14.9355 | 78.0773 | 52.4754 | 75.2196
6 | 19 | 22 | 833.6225 | 847.8871 | 861.7506 | 1005.9893 | 378.8299 | 100.3275 | 0 | 0 | 54.1844 | 107.4675 | 111.7947 | 117.0008 | 0 | 0 | 0 | 0 | 338.2512 | 346.8757 | 501.3859 | 564.5878 | 141.5984 | 151.5027 | 151.5027 | 151.5027 | 0.56589 | 7.1835 | 21.3312 | 18.0559 | 0 | 0 | 0 | 0 | -79.8073 | 134.5303 | 75.7362 | 154.8421 | 0.40731 | 0.42231 | 0.40449 | 0.39511 | -32.5065 | 56.8137 | 30.6349 | 61.1799
6 | 19 | 23 | 743.1126 | 756.3826 | 769.3455 | 898.5901 | 378.8299 | 100.3275 | 0 | 0 | 52.4638 | 105.8783 | 114.8812 | 117.6299 | 0 | 0 | 0 | 0 | 340.5279 | 344.4029 | 501.5721 | 570.1545 | 0 | 0 | 0 | 0 | 0.86072 | 8.5753 | 10.4037 | 12.515 | 0 | 0 | 0 | 0 | -29.5697 | 197.1985 | 142.4885 | 198.2907 | 0.40299 | 0.42067 | 0.40353 | 0.39408 | -11.9161 | 82.9563 | 57.4981 | 78.1427
6 | 19 | 24 | 652.0482 | 660.9996 | 669.1128 | 778.3507 | 378.8299 | 100.3275 | 0 | 0 | 50.5919 | 117.8828 | 113.3406 | 119.1124 | 0 | 0 | 0 | 0 | 363.4189 | 360.7373 | 516.5275 | 585.2103 | 0 | 0 | 0 | 0 | 0.70639 | 2.2699 | 9.9457 | 43.4304 | 0 | 0 | 0 | 0 | -141.4989 | 79.7821 | 29.299 | 30.5976 | 0.40134 | 0.42366 | 0.4104 | 0.39542 | -56.7898 | 33.8004 | 12.0244 | 12.0988
6 | 20 | 1 | 587.9894 | 592.9058 | 596.5385 | 690.5534 | 378.8299 | 100.3275 | 0 | 0 | 42.5591 | 110.7182 | 119.9975 | 121.3971 | 0 | 0 | 0 | 0 | 357.1089 | 354.2395 | 498.5548 | 567.0263 | 0 | 0 | 0 | 0 | -0.18156 | 7.39 | 9.8833 | 7.6415 | 0 | 0 | 0 | 0 | -190.327 | 20.2306 | -31.897 | -5.5115 | 0.4071 | 0.42843 | 0.41669 | 0.39372 | -77.4829 | 8.6675 | -13.2912 | -2.17
6 | 20 | 2 | 547.0575 | 548.402 | 548.0199 | 630.9172 | 378.8299 | 100.3275 | 0 | 0 | 39.8469 | 120.7083 | 120.474 | 120.6528 | 0 | 0 | 0 | 0 | 331.3102 | 326.562 | 440.2263 | 479.9594 | 0 | 0 | 0 | 0 | -0.15304 | 2.3298 | 3.088 | 4.2416 | 0 | 0 | 0 | 0 | -202.7765 | -1.5256 | -15.7683 | 26.0634 | 0.40672 | 0.42869 | 0.41639 | 0.39335 | -82.4725 | -0.65399 | -6.5657 | 10.252
6 | 20 | 3 | 521.8053 | 520.0728 | 516.233 | 591.1383 | 378.8299 | 100.3275 | 0 | 0 | 39.9646 | 118.6765 | 111.3868 | 115.4728 | 0 | 0 | 0 | 0 | 306.643 | 298.4741 | 396.0238 | 429.4606 | 0 | 0 | 0 | 0 | -0.19755 | 2.0422 | 6.9263 | 2.0245 | 0 | 0 | 0 | 0 | -203.4347 | 0.55253 | 1.8962 | 44.1804 | 0.40558 | 0.42977 | 0.41648 | 0.39426 | -82.5092 | 0.23746 | 0.78974 | 17.4185
6 | 20 | 4 | 508.4187 | 503.5847 | 496.139 | 564.5538 | 378.8299 | 100.3275 | 0 | 0 | 41.6303 | 106.7014 | 106.8248 | 114.0477 | 0 | 0 | 0 | 0 | 252.1947 | 243.4491 | 319.5423 | 355.794 | 0 | 0 | 0 | 0 | -0.1659 | 5.4869 | 10.9218 | 3.4936 | 0 | 0 | 0 | 0 | -164.0703 | 47.6199 | 58.8501 | 91.2185 | 0.40646 | 0.42931 | 0.41675 | 0.39303 | -66.6877 | 20.4437 | 24.526 | 35.8513
6 | 20 | 5 | 501.9094 | 494.5613 | 484.1733 | 547.957 | 378.8299 | 100.3275 | 0 | 0 | 45.3344 | 108.2494 | 105.1606 | 108.0259 | 0 | 0 | 0 | 0 | 222.7714 | 222.0934 | 301.0418 | 336.4605 | 0 | 0 | 0 | 0 | -0.21113 | 6.4443 | 6.1629 | 6.037 | 0 | 0 | 0 | 0 | -144.8151 | 57.4468 | 71.808 | 97.4335 | 0.40796 | 0.42719 | 0.41626 | 0.3916 | -59.0791 | 24.5404 | 29.8905 | 38.155
6 | 20 | 6 | 526.8795 | 516.66 | 502.7619 | 565.9623 | 378.8299 | 100.3275 | 0 | 0 | 51.5581 | 101.5255 | 95.2544 | 98.883 | 0 | 0 | 0 | 0 | 196.2056 | 336.7711 | 427.1184 | 449.9889 | 0 | 0 | 0 | 0 | -0.22792 | -1.6022 | -1.9043 | 2.9611 | 0 | 0 | 0 | 0 | -99.4862 | -20.362 | -17.7067 | 14.1292 | 0.40606 | 0.43154 | 0.41548 | 0.38797 | -40.3975 | -8.787 | -7.3568 | 5.4816
6 | 20 | 7 | 576.5282 | 564.9491 | 549.3341 | 618.0843 | 378.8299 | 100.3275 | 0 | 0 | 51.6182 | 87.703 | 81.0806 | 82.2829 | 0 | 0 | 0 | 0 | 173.3849 | 447.2524 | 537.7802 | 548.7045 | 0 | 0 | 0 | 0 | -0.097427 | -2.1426 | -4.303 | 2.4776 | 0 | 0 | 0 | 0 | -27.2074 | -68.1913 | -65.2237 | -15.3807 | 0.39763 | 0.41039 | 0.41696 | 0.37762 | -10.8184 | -27.9851 | -27.1955 | -5.8081
6 | 20 | 8 | 637.035 | 625.3052 | 609.342 | 686.9598 | 378.8299 | 100.3275 | 0 | 0 | 44.8444 | 78.9369 | 78.372 | 78.0186 | 0 | 0 | 0 | 0 | 247.4117 | 622.3035 | 727.2949 | 741.2407 | 0 | 0 | 0 | 0 | -0.087247 | -2.4516 | -7.9348 | 35.2141 | 0 | 0 | 0 | 0 | -33.9638 | -173.8111 | -188.3901 | -167.5136 | 0.39542 | 0.54534 | 0.3925 | 0.14136 | -13.4298 | -94.7855 | -73.9423 | -23.6804
6 | 20 | 9 | 691.6727 | 681.345 | 666.8672 | 754.6931 | 378.8299 | 100.3275 | 0 | 0 | 43.4923 | 77.3879 | 77.1155 | 75.6425 | 0 | 0 | 0 | 0 | 332.519 | 781.2283 | 913.8653 | 932.1571 | 0 | 0 | 0 | 0 | -0.082518 | -2.8015 | -9.8796 | -45.5414 | 0 | 0 | 0 | 0 | -63.0859 | -274.7973 | -314.234 | -207.5651 | 0.3881 | 0.022118 | 0.022118 | 0.021036 | -24.4836 | -6.0779 | -6.9502 | -4.3664
6 | 20 | 10 | 735.1714 | 725.5325 | 711.8037 | 807.3312 | 378.8299 | 100.3275 | 0 | 0 | 47.6296 | 76.9053 | 76.6315 | 64.9895 | 0 | 0 | 0 | 0 | 400.4926 | 895.9519 | 1058.611 | 1080.1173 | 0 | 0 | 0 | 0 | -0.1101 | -3.5806 | -7.348 | -38.8823 | 0 | 0 | 0 | 0 | -91.6706 | -344.0716 | -416.0909 | -298.8934 | 0.39518 | 0.022118 | 0.022118 | 0.022118 | -36.2267 | -7.6101 | -9.203 | -6.6108
6 | 20 | 11 | 782.9148 | 774.8589 | 762.9571 | 868.2293 | 378.8299 | 100.3275 | 0 | 0 | 42.3764 | 72.9598 | 75.4266 | 65.403 | 0 | 0 | 0 | 0 | 414.0532 | 931.017 | 1112.3499 | 1154.0951 | 0 | 0 | 0 | 0 | -0.30282 | -10.2782 | -16.6187 | -41.0966 | 0 | 0 | 0 | 0 | -52.0419 | -319.1671 | -408.2007 | -310.1722 | 0.39679 | 0.022118 | 0.022118 | 0.022118 | -20.6498 | -7.0593 | -9.0285 | -6.8603
6 | 20 | 12 | 821.05 | 814.5329 | 804.3831 | 917.7532 | 378.8299 | 100.3275 | 0 | 0 | 41.3221 | 72.2789 | 72.1743 | 65.4689 | 0 | 0 | 0 | 0 | 421.1796 | 941.2578 | 1140.3544 | 1223.2239 | 0 | 0 | 0 | 0 | -0.36079 | -9.4343 | -23.6609 | -42.3074 | 0 | 0 | 0 | 0 | -19.9209 | -289.897 | -384.4847 | -328.6322 | 0.39234 | 0.022118 | 0.022118 | 0.022118 | -7.8158 | -6.4119 | -8.504 | -7.2686
6 | 20 | 13 | 848.8445 | 844.1485 | 835.9937 | 955.9797 | 378.8299 | 100.3275 | 0 | 0 | 40.8628 | 72.5453 | 74.5293 | 65.5943 | 0 | 0 | 0 | 0 | 445.6839 | 962.0247 | 1168.7766 | 1235.7392 | 0 | 0 | 0 | 0 | -0.38195 | -9.3107 | -9.4036 | -45.5526 | 0 | 0 | 0 | 0 | -16.1502 | -281.4383 | -397.9086 | -299.8011 | 0.39433 | 0.022118 | 0.022118 | 0.022118 | -6.3685 | -6.2248 | -8.8009 | -6.6309
6 | 20 | 14 | 880.9571 | 878.1327 | 872.1133 | 999.7017 | 378.8299 | 100.3275 | 0 | 0 | 40.1152 | 74.321 | 76.8503 | 65.4887 | 0 | 0 | 0 | 0 | 453.2246 | 975.8585 | 1187.5328 | 1283.2911 | 0 | 0 | 0 | 0 | -0.3137 | -7.5183 | -13.626 | -32.7469 | 0 | 0 | 0 | 0 | 9.1011 | -264.8561 | -378.6437 | -316.3312 | 0.39259 | 0.022448 | 0.022118 | 0.021917 | 3.573 | -5.9454 | -8.3748 | -6.9329
6 | 20 | 15 | 908.0094 | 907.1483 | 903.3957 | 1037.9851 | 378.8299 | 100.3275 | 0 | 0 | 41.2016 | 73.2275 | 72.7909 | 65.3764 | 0 | 0 | 0 | 0 | 472.5612 | 991.4927 | 1200.4462 | 1294.2087 | 0 | 0 | 0 | 0 | -0.21253 | -11.0416 | -13.5795 | -32.9311 | 0 | 0 | 0 | 0 | 15.6292 | -246.8579 | -356.2619 | -288.6689 | 0.38933 | 0.022983 | 0.021613 | 0.020742 | 6.0849 | -5.6736 | -7.6999 | -5.9874
6 | 20 | 16 | 924.4545 | 927.2939 | 927.7597 | 1069.9283 | 378.8299 | 100.3275 | 0 | 0 | 40.8131 | 77.6569 | 77.6722 | 69.6925 | 0 | 0 | 0 | 0 | 569.3217 | 1050.7221 | 1254.4476 | 1317.921 | 0 | 0 | 0 | 0 | -0.086391 | -3.2471 | -2.0112 | -19.72 | 0 | 0 | 0 | 0 | -64.4238 | -298.1654 | -402.3489 | -297.9653 | 0.39725 | 0.023616 | 0.020937 | 0.02146 | -25.5925 | -7.0414 | -8.4238 | -6.3945
6 | 20 | 17 | 933.6753 | 940.5473 | 945.665 | 1094.8749 | 378.8299 | 100.3275 | 0 | 0 | 42.0824 | 78.0546 | 77.8107 | 81.5147 | 0 | 0 | 0 | 0 | 669.0719 | 1088.5415 | 1298.763 | 1351.8113 | 141.5984 | 151.5027 | 151.5027 | 151.5027 | -0.075549 | -1.9953 | -10.4034 | 16.3723 | 0 | 0 | 0 | 0 | -297.8317 | -475.8837 | -572.008 | -506.3262 | 0.40602 | 0.342 | 0.42749 | 0.2585 | -120.926 | -162.7538 | -244.5266 | -130.8839
6 | 20 | 18 | 925.6017 | 936.2076 | 945.5224 | 1098.3112 | 378.8299 | 100.3275 | 0 | 0 | 46.3579 | 78.6907 | 79.2419 | 86.1219 | 0 | 0 | 0 | 0 | 624.8746 | 946.421 | 1132.0503 | 1177.115 | 141.5984 | 151.5027 | 151.5027 | 151.5027 | -0.085891 | -1.7686 | -9.0152 | -2.803 | 0 | 0 | 0 | 0 | -265.9731 | -338.9656 | -408.2573 | -313.6254 | 0.4027 | 0.42494 | 0.41159 | 0.40375 | -107.1062 | -144.0392 | -168.0335 | -126.6258
6 | 20 | 19 | 899.7687 | 912.2289 | 923.5574 | 1074.4736 | 378.8299 | 100.3275 | 0 | 0 | 53.1779 | 97.1873 | 97.0995 | 103.5978 | 0 | 0 | 0 | 0 | 580.9781 | 740.1269 | 896.9506 | 959.391 | 141.5984 | 151.5027 | 151.5027 | 151.5027 | -0.13546 | 1.3448 | 5.4587 | 12.8484 | 0 | 0 | 0 | 0 | -254.6802 | -178.2604 | -227.4542 | -152.8664 | 0.40839 | 0.42225 | 0.40697 | 0.39265 | -104.0084 | -75.2703 | -92.567 | -60.0225
6 | 20 | 20 | 870.7982 | 883.3113 | 894.6857 | 1041.0474 | 378.8299 | 100.3275 | 0 | 0 | 55.2006 | 104.5951 | 104.7404 | 110.6128 | 0 | 0 | 0 | 0 | 587.8574 | 656.7327 | 802.6471 | 897.0499 | 141.5984 | 151.5027 | 151.5027 | 151.5027 | 0.051078 | 1.7885 | 0.22429 | 22.6329 | 0 | 0 | 0 | 0 | -292.7391 | -131.6352 | -164.4288 | -140.7508 | 0.40942 | 0.43553 | 0.40598 | 0.39629 | -119.8542 | -57.3309 | -66.7553 | -55.7779
6 | 20 | 21 | 855.7002 | 868.7523 | 880.9107 | 1026.0888 | 378.8299 | 100.3275 | 0 | 0 | 55.4775 | 106.9698 | 106.5775 | 115.2009 | 0 | 0 | 0 | 0 | 555.3068 | 621.4341 | 759.5544 | 868.8187 | 141.5984 | 151.5027 | 151.5027 | 151.5027 | 0.1868 | 3.6506 | 4.6254 | 15.5011 | 0 | 0 | 0 | 0 | -275.6991 | -115.1324 | -141.3494 | -124.9347 | 0.4094 | 0.43476 | 0.40586 | 0.39679 | -112.8708 | -50.0553 | -57.3685 | -49.5731
6 | 20 | 22 | 829.2729 | 843.4136 | 857.1302 | 1000.4983 | 378.8299 | 100.3275 | 0 | 0 | 54.1844 | 107.4675 | 111.7947 | 117.0008 | 0 | 0 | 0 | 0 | 530.9005 | 604.0698 | 724.3264 | 825.4603 | 141.5984 | 151.5027 | 151.5027 | 151.5027 | 0.56589 | 7.1835 | 21.3312 | 18.0559 | 0 | 0 | 0 | 0 | -276.8062 | -127.1373 | -151.8248 | -111.5213 | 0.40731 | 0.42231 | 0.40449 | 0.39511 | -112.7466 | -53.6915 | -61.4123 | -44.0634
6 | 20 | 23 | 742.5405 | 755.798 | 768.7464 | 897.882 | 378.8299 | 100.3275 | 0 | 0 | 52.4638 | 105.8783 | 114.8812 | 117.6299 | 0 | 0 | 0 | 0 | 474.9019 | 551.4177 | 660.7371 | 753.7359 | 0 | 0 | 0 | 0 | 0.86072 | 8.5753 | 10.4037 | 12.515 | 0 | 0 | 0 | 0 | -164.5158 | -10.4009 | -17.2756 | 14.0012 | 0.40299 | 0.42067 | 0.40353 | 0.39408 | -66.2975 | -4.3754 | -6.9712 | 5.5176
6 | 20 | 24 | 651.9481 | 660.8944 | 669.0013 | 778.2159 | 378.8299 | 100.3275 | 0 | 0 | 50.5919 | 117.8828 | 113.3406 | 119.1124 | 0 | 0 | 0 | 0 | 471.1892 | 548.2969 | 639.7847 | 731.5091 | 0 | 0 | 0 | 0 | 0.70639 | 2.2699 | 9.9457 | 43.4304 | 0 | 0 | 0 | 0 | -249.3693 | -107.8827 | -94.0696 | -115.8359 | 0.40134 | 0.42366 | 0.4104 | 0.39542 | -100.0829 | -45.7055 | -38.6065 | -45.8033
6 | 21 | 1 | 574.3521 | 578.8877 | 582.0694 | 673.3659 | 378.8299 | 100.3275 | 0 | 0 | 42.5591 | 110.7182 | 119.9975 | 121.3971 | 0 | 0 | 0 | 0 | 504.8174 | 580.6723 | 658.1133 | 749.2054 | 0 | 0 | 0 | 0 | -0.18156 | 7.39 | 9.8833 | 7.6415 | 0 | 0 | 0 | 0 | -351.6728 | -220.2203 | -205.9246 | -204.8781 | 0.4071 | 0.42843 | 0.41669 | 0.39372 | -143.1675 | -94.3496 | -85.8066 | -80.6643
6 | 21 | 2 | 537.7838 | 538.8703 | 538.1829 | 619.233 | 378.8299 | 100.3275 | 0 | 0 | 39.8469 | 120.7083 | 120.474 | 120.6528 | 0 | 0 | 0 | 0 | 498.62 | 572.8128 | 639.8941 | 725.6636 | 0 | 0 | 0 | 0 | -0.15304 | 2.3298 | 3.088 | 4.2416 | 0 | 0 | 0 | 0 | -379.36 | -257.3081 | -225.2732 | -231.325 | 0.40672 | 0.42869 | 0.41639 | 0.39335 | -154.292 | -110.3046 | -93.8004 | -90.9913
6 | 21 | 3 | 515.8497 | 513.9527 | 509.9183 | 583.6392 | 378.8299 | 100.3275 | 0 | 0 | 39.9646 | 118.6765 | 111.3868 | 115.4728 | 0 | 0 | 0 | 0 | 509.5356 | 578.7484 | 636.7275 | 720.5644 | 0 | 0 | 0 | 0 | -0.19755 | 2.0422 | 6.9263 | 2.0245 | 0 | 0 | 0 | 0 | -412.2828 | -285.8419 | -245.1222 | -254.4226 | 0.40558 | 0.42977 | 0.41648 | 0.39426 | -167.2141 | -122.8467 | -102.0896 | -100.3085
6 | 21 | 4 | 504.8783 | 499.9451 | 492.3818 | 560.0903 | 378.8299 | 100.3275 | 0 | 0 | 41.6303 | 106.7014 | 106.8248 | 114.0477 | 0 | 0 | 0 | 0 | 499.1143 | 567.0126 | 617.6376 | 685.2635 | 0 | 0 | 0 | 0 | -0.1659 | 5.4869 | 10.9218 | 3.4936 | 0 | 0 | 0 | 0 | -414.5303 | -279.5833 | -243.0024 | -242.7144 | 0.40646 | 0.42931 | 0.41675 | 0.39303 | -168.4892 | -120.0278 | -101.2721 | -95.3934
6 | 21 | 5 | 500.9614 | 493.5824 | 483.1575 | 546.7457 | 378.8299 | 100.3275 | 0 | 0 | 45.3344 | 108.2494 | 105.1606 | 108.0259 | 0 | 0 | 0 | 0 | 440.0277 | 515.6384 | 566.0396 | 615.9038 | 0 | 0 | 0 | 0 | -0.21113 | 6.4443 | 6.1629 | 6.037 | 0 | 0 | 0 | 0 | -363.0195 | -237.0772 | -194.2056 | -183.221 | 0.40796 | 0.42719 | 0.41626 | 0.3916 | -148.0983 | -101.276 | -80.8393 | -71.7493
6 | 21 | 6 | 525.8197 | 515.5633 | 501.6212 | 564.5998 | 378.8299 | 100.3275 | 0 | 0 | 51.5581 | 101.5255 | 95.2544 | 98.883 | 0 | 0 | 0 | 0 | 393.7432 | 604.2683 | 676.6803 | 699.3682 | 0 | 0 | 0 | 0 | -0.22792 | -1.6022 | -1.9043 | 2.9611 | 0 | 0 | 0 | 0 | -298.0836 | -288.9558 | -268.4092 | -236.6125 | 0.40606 | 0.43154 | 0.41548 | 0.38797 | -121.0403 | -124.6956 | -111.519 | -91.7978
6 | 21 | 7 | 581.2327 | 569.7755 | 554.3045 | 623.9789 | 378.8299 | 100.3275 | 0 | 0 | 51.6182 | 87.703 | 81.0806 | 82.2829 | 0 | 0 | 0 | 0 | 351.3064 | 683.518 | 769.8338 | 782.299 | 0 | 0 | 0 | 0 | -0.097427 | -2.1426 | -4.303 | 2.4776 | 0 | 0 | 0 | 0 | -200.4244 | -299.6304 | -292.3069 | -243.0806 | 0.39763 | 0.41039 | 0.41696 | 0.37762 | -79.6941 | -122.9656 | -121.8794 | -91.7924
6 | 21 | 8 | 641.3886 | 629.7781 | 613.9559 | 692.4382 | 378.8299 | 100.3275 | 0 | 0 | 44.8444 | 78.9369 | 78.372 | 78.0186 | 0 | 0 | 0 | 0 | 412.1875 | 836.6065 | 945.928 | 960.8639 | 0 | 0 | 0 | 0 | -0.087247 | -2.4516 | -7.9348 | 35.2141 | 0 | 0 | 0 | 0 | -194.386 | -383.6412 | -402.4093 | -381.6584 | 0.39542 | 0.54534 | 0.3925 | 0.14136 | -76.8632 | -209.2136 | -157.944 | -53.9527
6 | 21 | 9 | 691.1482 | 680.8 | 666.2976 | 754.0106 | 378.8299 | 100.3275 | 0 | 0 | 43.4923 | 77.3879 | 77.1155 | 75.6425 | 0 | 0 | 0 | 0 | 431.3064 | 919.0179 | 1039.8732 | 1059.8438 | 0 | 0 | 0 | 0 | -0.082518 | -2.8015 | -9.8796 | -45.5414 | 0 | 0 | 0 | 0 | -162.3978 | -413.1318 | -440.8115 | -335.9343 | 0.3881 | 0.022118 | 0.022118 | 0.021036 | -63.0266 | -9.1376 | -9.7498 | -7.0668
6 | 21 | 10 | 733.3288 | 723.6386 | 709.8491 | 805.0096 | 378.8299 | 100.3275 | 0 | 0 | 47.6296 | 76.9053 | 76.6315 | 64.9895 | 0 | 0 | 0 | 0 | 419.9388 | 941.067 | 1067.2369 | 1098.7639 | 0 | 0 | 0 | 0 | -0.1101 | -3.5806 | -7.348 | -38.8823 | 0 | 0 | 0 | 0 | -112.9594 | -391.0805 | -426.6713 | -319.8614 | 0.39518 | 0.022118 | 0.022118 | 0.022118 | -44.6397 | -8.6498 | -9.4371 | -7.0746
6 | 21 | 11 | 775.5934 | 767.3296 | 755.1815 | 858.9894 | 378.8299 | 100.3275 | 0 | 0 | 42.3764 | 72.9598 | 75.4266 | 65.403 | 0 | 0 | 0 | 0 | 429.7834 | 966.9312 | 1097.3433 | 1138.3684 | 0 | 0 | 0 | 0 | -0.30282 | -10.2782 | -16.6187 | -41.0966 | 0 | 0 | 0 | 0 | -75.0935 | -362.6106 | -400.9697 | -303.6853 | 0.39679 | 0.022118 | 0.022118 | 0.022118 | -29.7965 | -8.0201 | -8.8686 | -6.7168
6 | 21 | 12 | 802.8857 | 795.8645 | 785.1181 | 894.8721 | 378.8299 | 100.3275 | 0 | 0 | 41.3221 | 72.2789 | 72.1743 | 65.4689 | 0 | 0 | 0 | 0 | 427.2263 | 970.3793 | 1104.3635 | 1158.5053 | 0 | 0 | 0 | 0 | -0.36079 | -9.4343 | -23.6609 | -42.3074 | 0 | 0 | 0 | 0 | -44.1318 | -337.6869 | -367.7589 | -286.7947 | 0.39234 | 0.022118 | 0.022118 | 0.022118 | -17.3148 | -7.4689 | -8.134 | -6.3433
6 | 21 | 13 | 826.0746 | 820.7506 | 811.8528 | 927.3116 | 378.8299 | 100.3275 | 0 | 0 | 40.8628 | 72.5453 | 74.5293 | 65.5943 | 0 | 0 | 0 | 0 | 436.7071 | 981.8198 | 1123.2427 | 1206.2725 | 0 | 0 | 0 | 0 | -0.38195 | -9.3107 | -9.4036 | -45.5526 | 0 | 0 | 0 | 0 | -29.9433 | -324.6313 | -376.5156 | -299.0025 | 0.39433 | 0.022118 | 0.022118 | 0.022118 | -11.8075 | -7.1801 | -8.3277 | -6.6133
6 | 21 | 14 | 854.5494 | 850.9984 | 844.1195 | 966.4598 | 378.8299 | 100.3275 | 0 | 0 | 40.1152 | 74.321 | 76.8503 | 65.4887 | 0 | 0 | 0 | 0 | 473.3767 | 1038.5746 | 1208.1056 | 1322.7064 | 0 | 0 | 0 | 0 | -0.3137 | -7.5183 | -13.626 | -32.7469 | 0 | 0 | 0 | 0 | -37.4587 | -354.7065 | -427.2104 | -388.9884 | 0.39259 | 0.022448 | 0.022118 | 0.021917 | -14.7058 | -7.9624 | -9.449 | -8.5253
6 | 21 | 15 | 876.7627 | 875.0401 | 870.268 | 998.6449 | 378.8299 | 100.3275 | 0 | 0 | 41.2016 | 73.2275 | 72.7909 | 65.3764 | 0 | 0 | 0 | 0 | 512.123 | 1084.8572 | 1268.5489 | 1361.4906 | 0 | 0 | 0 | 0 | -0.21253 | -11.0416 | -13.5795 | -32.9311 | 0 | 0 | 0 | 0 | -55.1792 | -372.3306 | -457.4924 | -395.2909 | 0.38933 | 0.022983 | 0.021613 | 0.020742 | -21.4828 | -8.5574 | -9.8878 | -8.1989
6 | 21 | 16 | 891.6401 | 893.577 | 892.9752 | 1028.6232 | 378.8299 | 100.3275 | 0 | 0 | 40.8131 | 77.6569 | 77.6722 | 69.6925 | 0 | 0 | 0 | 0 | 523.4305 | 1070.8424 | 1247.4815 | 1318.9927 | 0 | 0 | 0 | 0 | -0.086391 | -3.2471 | -2.0112 | -19.72 | 0 | 0 | 0 | 0 | -51.347 | -352.0026 | -430.1673 | -340.3421 | 0.39725 | 0.023616 | 0.020937 | 0.02146 | -20.3977 | -8.3128 | -9.0062 | -7.3039
6 | 21 | 17 | 898.01 | 903.9018 | 907.8602 | 1049.984 | 378.8299 | 100.3275 | 0 | 0 | 42.0824 | 78.0546 | 77.8107 | 81.5147 | 0 | 0 | 0 | 0 | 525.6537 | 1014.7263 | 1195.2657 | 1277.8315 | 141.5984 | 151.5027 | 151.5027 | 151.5027 | -0.075549 | -1.9953 | -10.4034 | 16.3723 | 0 | 0 | 0 | 0 | -190.0788 | -438.7139 | -506.3155 | -477.2373 | 0.40602 | 0.342 | 0.42749 | 0.2585 | -77.176 | -150.0416 | -216.4438 | -123.3644
6 | 21 | 18 | 891.1576 | 900.8232 | 909.0258 | 1054.9801 | 378.8299 | 100.3275 | 0 | 0 | 46.3579 | 78.6907 | 79.2419 | 86.1219 | 0 | 0 | 0 | 0 | 487.4976 | 863.6822 | 1031.546 | 1099.7169 | 141.5984 | 151.5027 | 151.5027 | 151.5027 | -0.085891 | -1.7686 | -9.0152 | -2.803 | 0 | 0 | 0 | 0 | -163.0403 | -291.6114 | -344.2496 | -279.5584 | 0.4027 | 0.42494 | 0.41159 | 0.40375 | -65.6556 | -123.9166 | -141.6888 | -112.8713
6 | 21 | 19 | 867.3369 | 878.9159 | 889.2027 | 1033.6899 | 378.8299 | 100.3275 | 0 | 0 | 53.1779 | 97.1873 | 97.0995 | 103.5978 | 0 | 0 | 0 | 0 | 458.043 | 655.9048 | 807.9779 | 881.3804 | 141.5984 | 151.5027 | 151.5027 | 151.5027 | -0.13546 | 1.3448 | 5.4587 | 12.8484 | 0 | 0 | 0 | 0 | -164.1769 | -127.3512 | -172.8362 | -115.6395 | 0.40839 | 0.42225 | 0.40697 | 0.39265 | -67.0479 | -53.774 | -70.3391 | -45.4055
6 | 21 | 20 | 844.8265 | 856.6438 | 867.196 | 1008.4235 | 378.8299 | 100.3275 | 0 | 0 | 55.2006 | 104.5951 | 104.7404 | 110.6128 | 0 | 0 | 0 | 0 | 489.7727 | 597.594 | 740.3137 | 840.7216 | 141.5984 | 151.5027 | 151.5027 | 151.5027 | 0.051078 | 1.7885 | 0.22429 | 22.6329 | 0 | 0 | 0 | 0 | -220.6261 | -99.1641 | -129.5851 | -117.0465 | 0.40942 | 0.43553 | 0.40598 | 0.39629 | -90.3294 | -43.1888 | -52.6094 | -46.3842
6 | 21 | 21 | 836.6544 | 849.2026 | 860.7661 | 1002.1884 | 378.8299 | 100.3275 | 0 | 0 | 55.4775 | 106.9698 | 106.5775 | 115.2009 | 0 | 0 | 0 | 0 | 498.7653 | 599.2476 | 742.7989 | 835.4236 | 141.5984 | 151.5027 | 151.5027 | 151.5027 | 0.1868 | 3.6506 | 4.6254 | 15.5011 | 0 | 0 | 0 | 0 | -238.2034 | -112.4956 | -144.7384 | -115.44 | 0.4094 | 0.43476 | 0.40586 | 0.39679 | -97.5201 | -48.9089 | -58.744 | -45.8057
6 | 21 | 22 | 814.4632 | 828.2106 | 841.463 | 981.9085 | 378.8299 | 100.3275 | 0 | 0 | 54.1844 | 107.4675 | 111.7947 | 117.0008 | 0 | 0 | 0 | 0 | 522.3213 | 617.4752 | 735.3172 | 827.7765 | 141.5984 | 151.5027 | 151.5027 | 151.5027 | 0.56589 | 7.1835 | 21.3312 | 18.0559 | 0 | 0 | 0 | 0 | -283.0367 | -155.7457 | -178.4829 | -132.4274 | 0.40731 | 0.42231 | 0.40449 | 0.39511 | -115.2843 | -65.7732 | -72.1954 | -52.3236
6 | 21 | 23 | 733.4904 | 746.5002 | 759.1557 | 886.4949 | 378.8299 | 100.3275 | 0 | 0 | 52.4638 | 105.8783 | 114.8812 | 117.6299 | 0 | 0 | 0 | 0 | 522.3088 | 613.8304 | 705.8181 | 797.1502 | 0 | 0 | 0 | 0 | 0.86072 | 8.5753 | 10.4037 | 12.515 | 0 | 0 | 0 | 0 | -220.9729 | -82.1113 | -71.9472 | -40.8003 | 0.40299 | 0.42067 | 0.40353 | 0.39408 | -89.0489 | -34.5421 | -29.0327 | -16.0786
6 | 21 | 24 | 645.2201 | 653.9838 | 661.875 | 769.7563 | 378.8299 | 100.3275 | 0 | 0 | 50.5919 | 117.8828 | 113.3406 | 119.1124 | 0 | 0 | 0 | 0 | 499.2367 | 588.4082 | 666.6508 | 742.8473 | 0 | 0 | 0 | 0 | 0.70639 | 2.2699 | 9.9457 | 43.4304 | 0 | 0 | 0 | 0 | -284.1448 | -154.9046 | -128.0621 | -135.6338 | 0.40134 | 0.42366 | 0.4104 | 0.39542 | -114.0399 | -65.6267 | -52.5571 | -53.6317
6 | 22 | 1 | 582.1311 | 586.8895 | 590.3355 | 683.1907 | 378.8299 | 100.3275 | 0 | 0 | 42.5591 | 110.7182 | 119.9975 | 121.3971 | 0 | 0 | 0 | 0 | 494.3911 | 579.2075 | 655.0736 | 712.7876 | 0 | 0 | 0 | 0 | -0.18156 | 7.39 | 9.8833 | 7.6415 | 0 | 0 | 0 | 0 | -333.4675 | -210.7537 | -194.6189 | -158.6356 | 0.4071 | 0.42843 | 0.41669 | 0.39372 | -135.756 | -90.2938 | -81.0956 | -62.4577
6 | 22 | 2 | 540.5212 | 541.6875 | 541.0947 | 622.6954 | 378.8299 | 100.3275 | 0 | 0 | 39.8469 | 120.7083 | 120.474 | 120.6528 | 0 | 0 | 0 | 0 | 454.5531 | 536.8007 | 601.1495 | 638.6167 | 0 | 0 | 0 | 0 | -0.15304 | 2.3298 | 3.088 | 4.2416 | 0 | 0 | 0 | 0 | -332.5557 | -218.4788 | -183.6167 | -140.8157 | 0.40672 | 0.42869 | 0.41639 | 0.39335 | -135.2559 | -93.659 | -76.4553 | -55.3897
6 | 22 | 3 | 516.2001 | 514.3115 | 510.2869 | 584.0754 | 378.8299 | 100.3275 | 0 | 0 | 39.9646 | 118.6765 | 111.3868 | 115.4728 | 0 | 0 | 0 | 0 | 403.7023 | 482.7003 | 525.5618 | 542.2305 | 0 | 0 | 0 | 0 | -0.19755 | 2.0422 | 6.9263 | 2.0245 | 0 | 0 | 0 | 0 | -306.0991 | -189.4349 | -133.588 | -75.6524 | 0.40558 | 0.42977 | 0.41648 | 0.39426 | -124.148 | -81.4137 | -55.6373 | -29.8267
6 | 22 | 4 | 505.9519 | 501.0479 | 493.5193 | 561.4408 | 378.8299 | 100.3275 | 0 | 0 | 41.6303 | 106.7014 | 106.8248 | 114.0477 | 0 | 0 | 0 | 0 | 366.2531 | 443.7363 | 491.0179 | 500.6603 | 0 | 0 | 0 | 0 | -0.1659 | 5.4869 | 10.9218 | 3.4936 | 0 | 0 | 0 | 0 | -280.5955 | -155.2041 | -115.2452 | -56.7608 | 0.40646 | 0.42931 | 0.41675 | 0.39303 | -114.0503 | -66.6306 | -48.0288 | -22.3085
6 | 22 | 5 | 500.3903 | 492.9906 | 482.5411 | 546.0087 | 378.8299 | 100.3275 | 0 | 0 | 45.3344 | 108.2494 | 105.1606 | 108.0259 | 0 | 0 | 0 | 0 | 311.8618 | 397.8021 | 460.7489 | 460.7219 | 0 | 0 | 0 | 0 | -0.21113 | 6.4443 | 6.1629 | 6.037 | 0 | 0 | 0 | 0 | -235.4247 | -119.8326 | -89.5314 | -28.7761 | 0.40796 | 0.42719 | 0.41626 | 0.3916 | -96.0444 | -51.1908 | -37.268 | -11.2687
6 | 22 | 6 | 524.9284 | 514.6423 | 500.6646 | 563.4585 | 378.8299 | 100.3275 | 0 | 0 | 51.5581 | 101.5255 | 95.2544 | 98.883 | 0 | 0 | 0 | 0 | 286.7279 | 504.4797 | 603.6269 | 602.3048 | 0 | 0 | 0 | 0 | -0.22792 | -1.6022 | -1.9043 | 2.9611 | 0 | 0 | 0 | 0 | -191.9596 | -190.0882 | -196.3124 | -140.6904 | 0.40606 | 0.43154 | 0.41548 | 0.38797 | -77.9474 | -82.0304 | -81.5641 | -54.5832
6 | 22 | 7 | 574.004 | 562.3508 | 546.6479 | 614.8898 | 378.8299 | 100.3275 | 0 | 0 | 51.6182 | 87.703 | 81.0806 | 82.2829 | 0 | 0 | 0 | 0 | 262.7852 | 610.6561 | 731.8035 | 732.8314 | 0 | 0 | 0 | 0 | -0.097427 | -2.1426 | -4.303 | 2.4776 | 0 | 0 | 0 | 0 | -119.1319 | -234.1933 | -261.9331 | -202.7021 | 0.39763 | 0.41039 | 0.41696 | 0.37762 | -47.37 | -96.1108 | -109.2149 | -76.5446
6 | 22 | 8 | 634.5522 | 622.7575 | 606.7175 | 683.8467 | 378.8299 | 100.3275 | 0 | 0 | 44.8444 | 78.9369 | 78.372 | 78.0186 | 0 | 0 | 0 | 0 | 322.9175 | 765.7546 | 901.9785 | 905.9116 | 0 | 0 | 0 | 0 | -0.087247 | -2.4516 | -7.9348 | 35.2141 | 0 | 0 | 0 | 0 | -111.9524 | -319.8099 | -365.6983 | -335.2975 | 0.39542 | 0.54534 | 0.3925 | 0.14136 | -44.2677 | -174.404 | -143.535 | -47.399
6 | 22 | 9 | 691.6094 | 681.293 | 666.8296 | 754.6621 | 378.8299 | 100.3275 | 0 | 0 | 43.4923 | 77.3879 | 77.1155 | 75.6425 | 0 | 0 | 0 | 0 | 378.1009 | 876.1569 | 1011.6731 | 1021.2945 | 0 | 0 | 0 | 0 | -0.082518 | -2.8015 | -9.8796 | -45.5414 | 0 | 0 | 0 | 0 | -108.7313 | -369.7778 | -412.0794 | -296.7335 | 0.3881 | 0.022118 | 0.022118 | 0.021036 | -42.1986 | -8.1787 | -9.1143 | -6.2422
6 | 22 | 10 | 733.472 | 723.7974 | 710.0271 | 805.233 | 378.8299 | 100.3275 | 0 | 0 | 47.6296 | 76.9053 | 76.6315 | 64.9895 | 0 | 0 | 0 | 0 | 406.9224 | 935.1573 | 1067.3379 | 1083.2523 | 0 | 0 | 0 | 0 | -0.1101 | -3.5806 | -7.348 | -38.8823 | 0 | 0 | 0 | 0 | -99.7999 | -385.0121 | -426.5943 | -304.1265 | 0.39518 | 0.022118 | 0.022118 | 0.022118 | -39.4393 | -8.5156 | -9.4354 | -6.7266
6 | 22 | 11 | 772.9823 | 764.6577 | 752.4382 | 855.7431 | 378.8299 | 100.3275 | 0 | 0 | 42.3764 | 72.9598 | 75.4266 | 65.403 | 0 | 0 | 0 | 0 | 449.2168 | 986.1699 | 1131.8779 | 1160.7222 | 0 | 0 | 0 | 0 | -0.30282 | -10.2782 | -16.6187 | -41.0966 | 0 | 0 | 0 | 0 | -97.1379 | -384.5213 | -438.2476 | -329.2854 | 0.39679 | 0.022118 | 0.022118 | 0.022118 | -38.5435 | -8.5048 | -9.6931 | -7.283
6 | 22 | 12 | 803.6514 | 796.6604 | 785.9502 | 895.8696 | 378.8299 | 100.3275 | 0 | 0 | 41.3221 | 72.2789 | 72.1743 | 65.4689 | 0 | 0 | 0 | 0 | 480.3051 | 1010.9459 | 1179.6526 | 1264.6199 | 0 | 0 | 0 | 0 | -0.36079 | -9.4343 | -23.6609 | -42.3074 | 0 | 0 | 0 | 0 | -96.4449 | -377.4576 | -442.2159 | -391.9118 | 0.39234 | 0.022118 | 0.022118 | 0.022118 | -37.8395 | -8.3485 | -9.7809 | -8.6682
6 | 22 | 13 | 827.017 | 821.7294 | 812.8752 | 928.5364 | 378.8299 | 100.3275 | 0 | 0 | 40.8628 | 72.5453 | 74.5293 | 65.5943 | 0 | 0 | 0 | 0 | 527.4656 | 1038.1663 | 1216.251 | 1313.9031 | 0 | 0 | 0 | 0 | -0.38195 | -9.3107 | -9.4036 | -45.5526 | 0 | 0 | 0 | 0 | -119.7594 | -379.999 | -468.5015 | -405.4084 | 0.39433 | 0.022118 | 0.022118 | 0.022118 | -47.2245 | -8.4047 | -10.3623 | -8.9667
6 | 22 | 14 | 857.1482 | 853.6796 | 846.8989 | 969.7716 | 378.8299 | 100.3275 | 0 | 0 | 40.1152 | 74.321 | 76.8503 | 65.4887 | 0 | 0 | 0 | 0 | 554.0632 | 1067.08 | 1272.33 | 1349.9046 | 0 | 0 | 0 | 0 | -0.3137 | -7.5183 | -13.626 | -32.7469 | 0 | 0 | 0 | 0 | -115.5464 | -380.5307 | -488.6554 | -412.8749 | 0.39259 | 0.022448 | 0.022118 | 0.021917 | -45.3621 | -8.5421 | -10.808 | -9.0488
6 | 22 | 15 | 882.7751 | 881.2308 | 876.6706 | 1006.2611 | 378.8299 | 100.3275 | 0 | 0 | 41.2016 | 73.2275 | 72.7909 | 65.3764 | 0 | 0 | 0 | 0 | 565.6726 | 1082.3419 | 1263.9971 | 1331.6073 | 0 | 0 | 0 | 0 | -0.21253 | -11.0416 | -13.5795 | -32.9311 | 0 | 0 | 0 | 0 | -102.7164 | -363.6245 | -446.5379 | -357.7914 | 0.38933 | 0.022983 | 0.021613 | 0.020742 | -39.9903 | -8.3573 | -9.651 | -7.4211
6 | 22 | 16 | 901.5437 | 903.7666 | 903.5038 | 1041.1393 | 378.8299 | 100.3275 | 0 | 0 | 40.8131 | 77.6569 | 77.6722 | 69.6925 | 0 | 0 | 0 | 0 | 568.3103 | 1053.5458 | 1218.3504 | 1279.6228 | 0 | 0 | 0 | 0 | -0.086391 | -3.2471 | -2.0112 | -19.72 | 0 | 0 | 0 | 0 | -86.3231 | -324.5164 | -390.5076 | -288.456 | 0.39725 | 0.023616 | 0.020937 | 0.02146 | -34.2921 | -7.6637 | -8.1759 | -6.1904
6 | 22 | 17 | 910.9925 | 917.2563 | 921.6555 | 1066.3807 | 378.8299 | 100.3275 | 0 | 0 | 42.0824 | 78.0546 | 77.8107 | 81.5147 | 0 | 0 | 0 | 0 | 590.5667 | 1027.8974 | 1215.3033 | 1272.846 | 141.5984 | 151.5027 | 151.5027 | 151.5027 | -0.075549 | -1.9953 | -10.4034 | 16.3723 | 0 | 0 | 0 | 0 | -242.0093 | -438.5306 | -512.5578 | -455.8551 | 0.40602 | 0.342 | 0.42749 | 0.2585 | -98.2609 | -149.9789 | -219.1124 | -117.8372
6 | 22 | 18 | 903.46 | 913.4733 | 922.0879 | 1070.5005 | 378.8299 | 100.3275 | 0 | 0 | 46.3579 | 78.6907 | 79.2419 | 86.1219 | 0 | 0 | 0 | 0 | 569.1243 | 889.4398 | 1057.5829 | 1097.2987 | 141.5984 | 151.5027 | 151.5027 | 151.5027 | -0.085891 | -1.7686 | -9.0152 | -2.803 | 0 | 0 | 0 | 0 | -232.3646 | -304.7188 | -357.2244 | -261.6198 | 0.4027 | 0.42494 | 0.41159 | 0.40375 | -93.5722 | -129.4865 | -147.029 | -105.6287
6 | 22 | 19 | 873.1405 | 884.8826 | 895.3625 | 1041.0078 | 378.8299 | 100.3275 | 0 | 0 | 53.1779 | 97.1873 | 97.0995 | 103.5978 | 0 | 0 | 0 | 0 | 539.0907 | 714.1875 | 881.2582 | 954.4141 | 141.5984 | 151.5027 | 151.5027 | 151.5027 | -0.13546 | 1.3448 | 5.4587 | 12.8484 | 0 | 0 | 0 | 0 | -239.4208 | -179.6672 | -239.9567 | -181.3552 | 0.40839 | 0.42225 | 0.40697 | 0.39265 | -97.7766 | -75.8643 | -97.6551 | -71.2085
6 | 22 | 20 | 849.8099 | 861.7631 | 872.476 | 1014.692 | 378.8299 | 100.3275 | 0 | 0 | 55.2006 | 104.5951 | 104.7404 | 110.6128 | 0 | 0 | 0 | 0 | 521.4371 | 629.7424 | 776.2481 | 879.8983 | 141.5984 | 151.5027 | 151.5027 | 151.5027 | 0.051078 | 1.7885 | 0.22429 | 22.6329 | 0 | 0 | 0 | 0 | -247.3071 | -126.1932 | -160.2395 | -149.9546 | 0.40942 | 0.43553 | 0.40598 | 0.39629 | -101.2533 | -54.9608 | -65.0546 | -59.4253
6 | 22 | 21 | 833.9014 | 846.3619 | 857.8208 | 998.6786 | 378.8299 | 100.3275 | 0 | 0 | 55.4775 | 106.9698 | 106.5775 | 115.2009 | 0 | 0 | 0 | 0 | 536.1023 | 636.4588 | 771.164 | 887.7347 | 141.5984 | 151.5027 | 151.5027 | 151.5027 | 0.1868 | 3.6506 | 4.6254 | 15.5011 | 0 | 0 | 0 | 0 | -278.2934 | -152.5475 | -176.0489 | -171.2608 | 0.4094 | 0.43476 | 0.40586 | 0.39679 | -113.9329 | -66.322 | -71.4518 | -67.955
6 | 22 | 22 | 811.4214 | 825.0861 | 838.2406 | 978.0829 | 378.8299 | 100.3275 | 0 | 0 | 54.1844 | 107.4675 | 111.7947 | 117.0008 | 0 | 0 | 0 | 0 | 542.7399 | 640.5815 | 764.5534 | 886.2875 | 141.5984 | 151.5027 | 151.5027 | 151.5027 | 0.56589 | 7.1835 | 21.3312 | 18.0559 | 0 | 0 | 0 | 0 | -306.4971 | -181.9766 | -210.9415 | -194.764 | 0.40731 | 0.42231 | 0.40449 | 0.39511 | -124.84 | -76.8508 | -85.3247 | -76.9536
6 | 22 | 23 | 738.8797 | 752.051 | 764.8984 | 893.3277 | 378.8299 | 100.3275 | 0 | 0 | 52.4638 | 105.8783 | 114.8812 | 117.6299 | 0 | 0 | 0 | 0 | 523.1068 | 621.32 | 751.3955 | 879.7369 | 0 | 0 | 0 | 0 | 0.86072 | 8.5753 | 10.4037 | 12.515 | 0 | 0 | 0 | 0 | -216.3815 | -84.05 | -111.782 | -116.5542 | 0.40299 | 0.42067 | 0.40353 | 0.39408 | -87.1986 | -35.3577 | -45.1072 | -45.9318
6 | 22 | 24 | 659.3035 | 668.4721 | 676.8434 | 787.5487 | 378.8299 | 100.3275 | 0 | 0 | 50.5919 | 117.8828 | 113.3406 | 119.1124 | 0 | 0 | 0 | 0 | 493.2949 | 591.0988 | 703.4459 | 832.344 | 0 | 0 | 0 | 0 | 0.70639 | 2.2699 | 9.9457 | 43.4304 | 0 | 0 | 0 | 0 | -264.1196 | -143.1068 | -149.8888 | -207.3381 | 0.40134 | 0.42366 | 0.4104 | 0.39542 | -106.0029 | -60.6285 | -61.5149 | -81.9846
6 | 23 | 1 | 594.6253 | 599.7363 | 603.5999 | 698.9508 | 378.8299 | 100.3275 | 0 | 0 | 42.5591 | 110.7182 | 119.9975 | 121.3971 | 0 | 0 | 0 | 0 | 487.616 | 582.0333 | 683.0758 | 801.1569 | 0 | 0 | 0 | 0 | -0.18156 | 7.39 | 9.8833 | 7.6415 | 0 | 0 | 0 | 0 | -314.1982 | -200.7327 | -209.3567 | -231.2447 | 0.4071 | 0.42843 | 0.41669 | 0.39372 | -127.9114 | -86.0005 | -87.2367 | -91.0452
6 | 23 | 2 | 552.1462 | 553.6381 | 553.431 | 637.3503 | 378.8299 | 100.3275 | 0 | 0 | 39.8469 | 120.7083 | 120.474 | 120.6528 | 0 | 0 | 0 | 0 | 500.2141 | 587.3547 | 675.8852 | 765.5382 | 0 | 0 | 0 | 0 | -0.15304 | 2.3298 | 3.088 | 4.2416 | 0 | 0 | 0 | 0 | -366.5917 | -257.0822 | -246.0162 | -253.0823 | 0.40672 | 0.42869 | 0.41639 | 0.39335 | -149.0989 | -110.2078 | -102.4374 | -99.5496
6 | 23 | 3 | 524.7319 | 523.08 | 519.3357 | 594.8227 | 378.8299 | 100.3275 | 0 | 0 | 39.9646 | 118.6765 | 111.3868 | 115.4728 | 0 | 0 | 0 | 0 | 517.3931 | 598.7515 | 691.5952 | 758.1144 | 0 | 0 | 0 | 0 | -0.19755 | 2.0422 | 6.9263 | 2.0245 | 0 | 0 | 0 | 0 | -411.2582 | -296.7177 | -290.5727 | -280.7891 | 0.40558 | 0.42977 | 0.41648 | 0.39426 | -166.7985 | -127.5208 | -121.019 | -110.7037
6 | 23 | 4 | 507.6783 | 502.8151 | 495.3342 | 563.5888 | 378.8299 | 100.3275 | 0 | 0 | 41.6303 | 106.7014 | 106.8248 | 114.0477 | 0 | 0 | 0 | 0 | 457.9009 | 537.5685 | 616.3073 | 672.9126 | 0 | 0 | 0 | 0 | -0.1659 | 5.4869 | 10.9218 | 3.4936 | 0 | 0 | 0 | 0 | -370.5168 | -247.2691 | -238.7198 | -226.8651 | 0.40646 | 0.42931 | 0.41675 | 0.39303 | -150.5996 | -106.155 | -99.4873 | -89.1641
6 | 23 | 5 | 493.5834 | 485.9809 | 475.2903 | 537.3825 | 378.8299 | 100.3275 | 0 | 0 | 45.3344 | 108.2494 | 105.1606 | 108.0259 | 0 | 0 | 0 | 0 | 355.3565 | 442.8021 | 515.5143 | 567.9796 | 0 | 0 | 0 | 0 | -0.21113 | 6.4443 | 6.1629 | 6.037 | 0 | 0 | 0 | 0 | -285.7262 | -171.8424 | -151.5476 | -144.66 | 0.40796 | 0.42719 | 0.41626 | 0.3916 | -116.5656 | -73.4086 | -63.0827 | -56.6489
6 | 23 | 6 | 497.5636 | 486.4713 | 471.5367 | 528.8152 | 378.8299 | 100.3275 | 0 | 0 | 51.5581 | 101.5255 | 95.2544 | 98.883 | 0 | 0 | 0 | 0 | 349.8415 | 550.021 | 648.4506 | 685.8705 | 0 | 0 | 0 | 0 | -0.22792 | -1.6022 | -1.9043 | 2.9611 | 0 | 0 | 0 | 0 | -282.4379 | -263.8005 | -270.2641 | -258.8994 | 0.40606 | 0.43154 | 0.41548 | 0.38797 | -114.6872 | -113.8402 | -112.2897 | -100.4444
6 | 23 | 7 | 514.777 | 501.4022 | 483.6568 | 539.9953 | 378.8299 | 100.3275 | 0 | 0 | 51.6182 | 87.703 | 81.0806 | 82.2829 | 0 | 0 | 0 | 0 | 347.4092 | 666.7488 | 771.2809 | 795.8796 | 0 | 0 | 0 | 0 | -0.097427 | -2.1426 | -4.303 | 2.4776 | 0 | 0 | 0 | 0 | -262.9829 | -351.2346 | -364.4016 | -340.6448 | 0.39763 | 0.41039 | 0.41696 | 0.37762 | -104.569 | -144.1436 | -151.9398 | -128.6347
6 | 23 | 8 | 552.6628 | 538.5035 | 519.6593 | 580.3532 | 378.8299 | 100.3275 | 0 | 0 | 44.8444 | 78.9369 | 78.372 | 78.0186 | 0 | 0 | 0 | 0 | 370.0945 | 791.3542 | 909.7385 | 942.1251 | 0 | 0 | 0 | 0 | -0.087247 | -2.4516 | -7.9348 | 35.2141 | 0 | 0 | 0 | 0 | -241.0188 | -429.6635 | -460.5164 | -475.0045 | 0.39542 | 0.54534 | 0.3925 | 0.14136 | -95.3026 | -234.3112 | -180.7507 | -67.1485
6 | 23 | 9 | 602.5068 | 589.6169 | 572.1013 | 642.0496 | 378.8299 | 100.3275 | 0 | 0 | 43.4923 | 77.3879 | 77.1155 | 75.6425 | 0 | 0 | 0 | 0 | 379.5592 | 860.3802 | 988.9483 | 1024.081 | 0 | 0 | 0 | 0 | -0.082518 | -2.8015 | -9.8796 | -45.5414 | 0 | 0 | 0 | 0 | -199.2921 | -445.6771 | -484.083 | -412.1325 | 0.3881 | 0.022118 | 0.022118 | 0.021036 | -77.3453 | -9.8574 | -10.7069 | -8.6697
6 | 23 | 10 | 653.4189 | 641.4236 | 624.9005 | 704.0263 | 378.8299 | 100.3275 | 0 | 0 | 47.6296 | 76.9053 | 76.6315 | 64.9895 | 0 | 0 | 0 | 0 | 381.1565 | 895.5475 | 1039.6735 | 1072.0808 | 0 | 0 | 0 | 0 | -0.1101 | -3.5806 | -7.348 | -38.8823 | 0 | 0 | 0 | 0 | -154.087 | -427.7761 | -484.0565 | -394.1617 | 0.39518 | 0.022118 | 0.022118 | 0.022118 | -60.8927 | -9.4615 | -10.7063 | -8.718
6 | 23 | 11 | 698.9935 | 688.5174 | 673.7454 | 762.1788 | 378.8299 | 100.3275 | 0 | 0 | 42.3764 | 72.9598 | 75.4266 | 65.403 | 0 | 0 | 0 | 0 | 383.8553 | 914.9272 | 1087.9834 | 1119.7491 | 0 | 0 | 0 | 0 | -0.30282 | -10.2782 | -16.6187 | -41.0966 | 0 | 0 | 0 | 0 | -105.7654 | -389.4188 | -473.0459 | -381.8766 | 0.39679 | 0.022118 | 0.022118 | 0.022118 | -41.9668 | -8.6131 | -10.4628 | -8.4462
6 | 23 | 12 | 730.2222 | 721.1022 | 707.8666 | 803.0361 | 378.8299 | 100.3275 | 0 | 0 | 41.3221 | 72.2789 | 72.1743 | 65.4689 | 0 | 0 | 0 | 0 | 430.9247 | 972.5862 | 1171.0674 | 1203.6467 | 0 | 0 | 0 | 0 | -0.36079 | -9.4343 | -23.6609 | -42.3074 | 0 | 0 | 0 | 0 | -120.4938 | -414.656 | -511.7142 | -423.7721 | 0.39234 | 0.022118 | 0.022118 | 0.022118 | -47.275 | -9.1713 | -11.318 | -9.3729
6 | 23 | 13 | 764.041 | 756.9035 | 745.8534 | 848.8296 | 378.8299 | 100.3275 | 0 | 0 | 40.8628 | 72.5453 | 74.5293 | 65.5943 | 0 | 0 | 0 | 0 | 494.093 | 1047.6604 | 1271.2126 | 1309.0226 | 0 | 0 | 0 | 0 | -0.38195 | -9.3107 | -9.4036 | -45.5526 | 0 | 0 | 0 | 0 | -149.3627 | -454.3191 | -590.4849 | -480.2347 | 0.39433 | 0.022118 | 0.022118 | 0.022118 | -58.8979 | -10.0485 | -13.0603 | -10.6217
6 | 23 | 14 | 792.2756 | 786.8894 | 777.8318 | 887.6201 | 378.8299 | 100.3275 | 0 | 0 | 40.1152 | 74.321 | 76.8503 | 65.4887 | 0 | 0 | 0 | 0 | 539.3418 | 1105.7303 | 1354.0856 | 1399.5128 | 0 | 0 | 0 | 0 | -0.3137 | -7.5183 | -13.626 | -32.7469 | 0 | 0 | 0 | 0 | -165.6976 | -485.9711 | -639.4781 | -544.6345 | 0.39259 | 0.022448 | 0.022118 | 0.021917 | -65.0509 | -10.909 | -14.1439 | -11.9365
6 | 23 | 15 | 818.9886 | 815.5542 | 808.7496 | 925.4682 | 378.8299 | 100.3275 | 0 | 0 | 41.2016 | 73.2275 | 72.7909 | 65.3764 | 0 | 0 | 0 | 0 | 565.8305 | 1131.7901 | 1386.066 | 1441.456 | 0 | 0 | 0 | 0 | -0.21253 | -11.0416 | -13.5795 | -32.9311 | 0 | 0 | 0 | 0 | -166.6609 | -478.7494 | -636.5279 | -548.4331 | 0.38933 | 0.022983 | 0.021613 | 0.020742 | -64.8856 | -11.0033 | -13.7573 | -11.3754
6 | 23 | 16 | 838.558 | 838.9153 | 836.4373 | 961.3638 | 378.8299 | 100.3275 | 0 | 0 | 40.8131 | 77.6569 | 77.6722 | 69.6925 | 0 | 0 | 0 | 0 | 617.2585 | 1166.5272 | 1415.8159 | 1494.3161 | 0 | 0 | 0 | 0 | -0.086391 | -3.2471 | -2.0112 | -19.72 | 0 | 0 | 0 | 0 | -198.2572 | -502.3491 | -655.0396 | -582.9249 | 0.39725 | 0.023616 | 0.020937 | 0.02146 | -78.7581 | -11.8633 | -13.7143 | -12.5098
6 | 23 | 17 | 851.6093 | 856.1167 | 858.4306 | 991.1771 | 378.8299 | 100.3275 | 0 | 0 | 42.0824 | 78.0546 | 77.8107 | 81.5147 | 0 | 0 | 0 | 0 | 662.1344 | 1153.6096 | 1408.1458 | 1518.7446 | 141.5984 | 151.5027 | 151.5027 | 151.5027 | -0.075549 | -1.9953 | -10.4034 | 16.3723 | 0 | 0 | 0 | 0 | -372.9603 | -625.3823 | -768.6252 | -776.9572 | 0.40602 | 0.342 | 0.42749 | 0.2585 | -151.4298 | -213.8828 | -328.5781 | -200.8412
6 | 23 | 18 | 856.5824 | 865.1942 | 872.1438 | 1011.0786 | 378.8299 | 100.3275 | 0 | 0 | 46.3579 | 78.6907 | 79.2419 | 86.1219 | 0 | 0 | 0 | 0 | 674.0874 | 1049.391 | 1260.8367 | 1371.582 | 141.5984 | 151.5027 | 151.5027 | 151.5027 | -0.085891 | -1.7686 | -9.0152 | -2.803 | 0 | 0 | 0 | 0 | -384.2053 | -512.9491 | -610.4223 | -595.325 | 0.4027 | 0.42494 | 0.41159 | 0.40375 | -154.7177 | -217.9713 | -251.242 | -240.3616
6 | 23 | 19 | 852.4263 | 863.5016 | 873.1867 | 1014.5753 | 378.8299 | 100.3275 | 0 | 0 | 53.1779 | 97.1873 | 97.0995 | 103.5978 | 0 | 0 | 0 | 0 | 633.9347 | 831.5516 | 1011.638 | 1135.2838 | 141.5984 | 151.5027 | 151.5027 | 151.5027 | -0.13546 | 1.3448 | 5.4587 | 12.8484 | 0 | 0 | 0 | 0 | -354.9792 | -318.4124 | -392.5123 | -388.6574 | 0.40839 | 0.42225 | 0.40697 | 0.39265 | -144.9693 | -134.4494 | -159.7407 | -152.6051
6 | 23 | 20 | 829.7436 | 841.0544 | 851.0018 | 989.0994 | 378.8299 | 100.3275 | 0 | 0 | 55.2006 | 104.5951 | 104.7404 | 110.6128 | 0 | 0 | 0 | 0 | 614.0206 | 723.0768 | 879.3285 | 1011.3828 | 141.5984 | 151.5027 | 151.5027 | 151.5027 | 0.051078 | 1.7885 | 0.22429 | 22.6329 | 0 | 0 | 0 | 0 | -359.9569 | -240.2363 | -284.7941 | -307.0318 | 0.40942 | 0.43553 | 0.40598 | 0.39629 | -147.3747 | -104.6298 | -115.6216 | -121.6732
6 | 23 | 21 | 817.9984 | 829.9452 | 840.7918 | 978.3792 | 378.8299 | 100.3275 | 0 | 0 | 55.4775 | 106.9698 | 106.5775 | 115.2009 | 0 | 0 | 0 | 0 | 595.1344 | 694.3545 | 817.3232 | 948.2503 | 141.5984 | 151.5027 | 151.5027 | 151.5027 | 0.1868 | 3.6506 | 4.6254 | 15.5011 | 0 | 0 | 0 | 0 | -353.2285 | -226.8599 | -239.2371 | -252.0758 | 0.4094 | 0.43476 | 0.40586 | 0.39679 | -144.6113 | -98.6303 | -97.0975 | -100.0217
6 | 23 | 22 | 798.377 | 811.6228 | 824.278 | 961.4412 | 378.8299 | 100.3275 | 0 | 0 | 54.1844 | 107.4675 | 111.7947 | 117.0008 | 0 | 0 | 0 | 0 | 534.6422 | 635.0023 | 752.3537 | 892.4336 | 141.5984 | 151.5027 | 151.5027 | 151.5027 | 0.56589 | 7.1835 | 21.3312 | 18.0559 | 0 | 0 | 0 | 0 | -311.4437 | -189.8607 | -212.7043 | -217.5518 | 0.40731 | 0.42231 | 0.40449 | 0.39511 | -126.8549 | -80.1803 | -86.0378 | -85.9573
6 | 23 | 23 | 730.0297 | 742.909 | 755.4078 | 882.0081 | 378.8299 | 100.3275 | 0 | 0 | 52.4638 | 105.8783 | 114.8812 | 117.6299 | 0 | 0 | 0 | 0 | 504.5667 | 605.9772 | 717.1631 | 854.718 | 0 | 0 | 0 | 0 | 0.86072 | 8.5753 | 10.4037 | 12.515 | 0 | 0 | 0 | 0 | -206.6914 | -77.8493 | -87.0402 | -102.8549 | 0.40299 | 0.42067 | 0.40353 | 0.39408 | -83.2936 | -32.7492 | -35.1232 | -40.5332
6 | 23 | 24 | 654.6042 | 663.6046 | 671.7745 | 781.4896 | 378.8299 | 100.3275 | 0 | 0 | 50.5919 | 117.8828 | 113.3406 | 119.1124 | 0 | 0 | 0 | 0 | 502.1185 | 602.0394 | 690.9059 | 786.3819 | 0 | 0 | 0 | 0 | 0.70639 | 2.2699 | 9.9457 | 43.4304 | 0 | 0 | 0 | 0 | -277.6425 | -158.9149 | -142.4177 | -167.435 | 0.40134 | 0.42366 | 0.4104 | 0.39542 | -111.4302 | -67.3257 | -58.4487 | -66.2064
6 | 24 | 1 | 594.2892 | 599.3557 | 603.1646 | 698.3979 | 378.8299 | 100.3275 | 0 | 0 | 42.5591 | 110.7182 | 119.9975 | 121.3971 | 0 | 0 | 0 | 0 | 498.6957 | 594.4088 | 675.037 | 754.6502 | 0 | 0 | 0 | 0 | -0.18156 | 7.39 | 9.8833 | 7.6415 | 0 | 0 | 0 | 0 | -325.614 | -213.4888 | -201.7531 | -185.291 | 0.4071 | 0.42843 | 0.41669 | 0.39372 | -132.5588 | -91.4656 | -84.0684 | -72.9524
6 | 24 | 2 | 549.1788 | 550.5617 | 550.2238 | 633.5136 | 378.8299 | 100.3275 | 0 | 0 | 39.8469 | 120.7083 | 120.474 | 120.6528 | 0 | 0 | 0 | 0 | 464.3109 | 556.2795 | 640.3266 | 701.8607 | 0 | 0 | 0 | 0 | -0.15304 | 2.3298 | 3.088 | 4.2416 | 0 | 0 | 0 | 0 | -333.6559 | -229.0834 | -213.6648 | -193.2415 | 0.40672 | 0.42869 | 0.41639 | 0.39335 | -135.7034 | -98.205 | -88.9668 | -76.0113
6 | 24 | 3 | 522.1551 | 520.4098 | 516.5536 | 591.496 | 378.8299 | 100.3275 | 0 | 0 | 39.9646 | 118.6765 | 111.3868 | 115.4728 | 0 | 0 | 0 | 0 | 431.4583 | 516.4974 | 604.3745 | 666.3327 | 0 | 0 | 0 | 0 | -0.19755 | 2.0422 | 6.9263 | 2.0245 | 0 | 0 | 0 | 0 | -327.9002 | -217.1338 | -206.134 | -192.334 | 0.40558 | 0.42977 | 0.41648 | 0.39426 | -132.9901 | -93.3179 | -85.8516 | -75.8295
6 | 24 | 4 | 501.35 | 496.2838 | 488.561 | 555.5163 | 378.8299 | 100.3275 | 0 | 0 | 41.6303 | 106.7014 | 106.8248 | 114.0477 | 0 | 0 | 0 | 0 | 435.5349 | 513.8817 | 591.469 | 656.4297 | 0 | 0 | 0 | 0 | -0.1659 | 5.4869 | 10.9218 | 3.4936 | 0 | 0 | 0 | 0 | -354.4792 | -230.1136 | -220.6546 | -218.4547 | 0.40646 | 0.42931 | 0.41675 | 0.39303 | -144.0809 | -98.79 | -91.9586 | -85.8586
6 | 24 | 5 | 486.1088 | 478.2619 | 467.2799 | 527.8307 | 378.8299 | 100.3275 | 0 | 0 | 45.3344 | 108.2494 | 105.1606 | 108.0259 | 0 | 0 | 0 | 0 | 421.7914 | 496.4109 | 565.9456 | 621.8897 | 0 | 0 | 0 | 0 | -0.21113 | 6.4443 | 6.1629 | 6.037 | 0 | 0 | 0 | 0 | -359.6358 | -233.1702 | -209.9893 | -208.1219 | 0.40796 | 0.42719 | 0.41626 | 0.3916 | -146.7179 | -99.6069 | -87.4094 | -81.5005
6 | 24 | 6 | 484.7898 | 473.3065 | 457.907 | 512.5898 | 378.8299 | 100.3275 | 0 | 0 | 51.5581 | 101.5255 | 95.2544 | 98.883 | 0 | 0 | 0 | 0 | 400.2203 | 604.7166 | 687.7256 | 715.3736 | 0 | 0 | 0 | 0 | -0.22792 | -1.6022 | -1.9043 | 2.9611 | 0 | 0 | 0 | 0 | -345.5906 | -331.6609 | -323.1689 | -304.6279 | 0.40606 | 0.43154 | 0.41548 | 0.38797 | -140.3311 | -143.1245 | -134.2706 | -118.1855
6 | 24 | 7 | 495.2779 | 481.3163 | 462.8737 | 515.2643 | 378.8299 | 100.3275 | 0 | 0 | 51.6182 | 87.703 | 81.0806 | 82.2829 | 0 | 0 | 0 | 0 | 395.7794 | 723.5795 | 812.4547 | 835.0265 | 0 | 0 | 0 | 0 | -0.097427 | -2.1426 | -4.303 | 2.4776 | 0 | 0 | 0 | 0 | -330.8522 | -428.1511 | -426.3586 | -404.5228 | 0.39763 | 0.41039 | 0.41696 | 0.37762 | -131.5557 | -175.7094 | -177.7732 | -152.7563
6 | 24 | 8 | 527.2152 | 512.2934 | 492.5432 | 548.0897 | 378.8299 | 100.3275 | 0 | 0 | 44.8444 | 78.9369 | 78.372 | 78.0186 | 0 | 0 | 0 | 0 | 502.4259 | 928.293 | 1033.1617 | 1066.0461 | 0 | 0 | 0 | 0 | -0.087247 | -2.4516 | -7.9348 | 35.2141 | 0 | 0 | 0 | 0 | -398.7978 | -592.8124 | -611.0557 | -631.1891 | 0.39542 | 0.54534 | 0.3925 | 0.14136 | -157.6908 | -323.2823 | -239.8368 | -89.2274
6 | 24 | 9 | 573.7399 | 559.9896 | 541.4516 | 605.5832 | 378.8299 | 100.3275 | 0 | 0 | 43.4923 | 77.3879 | 77.1155 | 75.6425 | 0 | 0 | 0 | 0 | 609.3828 | 1109.6398 | 1229.133 | 1270.8464 | 0 | 0 | 0 | 0 | -0.082518 | -2.8015 | -9.8796 | -45.5414 | 0 | 0 | 0 | 0 | -457.8826 | -724.5641 | -754.9173 | -695.3643 | 0.3881 | 0.022118 | 0.022118 | 0.021036 | -177.7042 | -16.0257 | -16.6972 | -14.6278
6 | 24 | 10 | 623.5253 | 610.6317 | 593.041 | 666.1161 | 378.8299 | 100.3275 | 0 | 0 | 47.6296 | 76.9053 | 76.6315 | 64.9895 | 0 | 0 | 0 | 0 | 674.7462 | 1226.6284 | 1355.7042 | 1416.7236 | 0 | 0 | 0 | 0 | -0.1101 | -3.5806 | -7.348 | -38.8823 | 0 | 0 | 0 | 0 | -477.5703 | -789.6489 | -831.9467 | -776.7148 | 0.39518 | 0.022118 | 0.022118 | 0.022118 | -188.7281 | -17.4653 | -18.4009 | -17.1792
6 | 24 | 11 | 671.6174 | 660.3117 | 644.5534 | 727.4358 | 378.8299 | 100.3275 | 0 | 0 | 42.3764 | 72.9598 | 75.4266 | 65.403 | 0 | 0 | 0 | 0 | 721.864 | 1298.3749 | 1433.3831 | 1518.9187 | 0 | 0 | 0 | 0 | -0.30282 | -10.2782 | -16.6187 | -41.0966 | 0 | 0 | 0 | 0 | -471.1501 | -801.0723 | -847.6375 | -815.7893 | 0.39679 | 0.022118 | 0.022118 | 0.022118 | -186.9486 | -17.7179 | -18.7479 | -18.0434
6 | 24 | 12 | 707.043 | 697.2074 | 683.1204 | 773.5707 | 378.8299 | 100.3275 | 0 | 0 | 41.3221 | 72.2789 | 72.1743 | 65.4689 | 0 | 0 | 0 | 0 | 743.9899 | 1333.007 | 1477.3746 | 1586.0788 | 0 | 0 | 0 | 0 | -0.36079 | -9.4343 | -23.6609 | -42.3074 | 0 | 0 | 0 | 0 | -456.7381 | -798.9717 | -842.7677 | -835.6696 | 0.39234 | 0.022118 | 0.022118 | 0.022118 | -179.1983 | -17.6715 | -18.6402 | -18.4831
6 | 24 | 13 | 740.3276 | 732.464 | 720.5505 | 818.7075 | 378.8299 | 100.3275 | 0 | 0 | 40.8628 | 72.5453 | 74.5293 | 65.5943 | 0 | 0 | 0 | 0 | 743.0026 | 1334.0279 | 1483.2507 | 1605.8364 | 0 | 0 | 0 | 0 | -0.38195 | -9.3107 | -9.4036 | -45.5526 | 0 | 0 | 0 | 0 | -421.9858 | -765.126 | -827.8259 | -807.1706 | 0.39433 | 0.022118 | 0.022118 | 0.022118 | -166.4009 | -16.9229 | -18.3097 | -17.8528
6 | 24 | 14 | 767.5111 | 761.3763 | 751.4288 | 856.1982 | 378.8299 | 100.3275 | 0 | 0 | 40.1152 | 74.321 | 76.8503 | 65.4887 | 0 | 0 | 0 | 0 | 765.6898 | 1342.6199 | 1498.491 | 1631.1282 | 0 | 0 | 0 | 0 | -0.3137 | -7.5183 | -13.626 | -32.7469 | 0 | 0 | 0 | 0 | -416.8101 | -748.3739 | -810.2865 | -807.6718 | 0.39259 | 0.022448 | 0.022118 | 0.021917 | -163.6347 | -16.7993 | -17.9218 | -17.7014
6 | 24 | 15 | 795.0037 | 790.8401 | 783.1683 | 895.0199 | 378.8299 | 100.3275 | 0 | 0 | 41.2016 | 73.2275 | 72.7909 | 65.3764 | 0 | 0 | 0 | 0 | 797.9505 | 1379.9108 | 1565.083 | 1712.3773 | 0 | 0 | 0 | 0 | -0.21253 | -11.0416 | -13.5795 | -32.9311 | 0 | 0 | 0 | 0 | -422.7657 | -751.5842 | -841.1262 | -849.8026 | 0.38933 | 0.022983 | 0.021613 | 0.020742 | -164.5941 | -17.274 | -18.1792 | -17.6262
6 | 24 | 16 | 814.0689 | 813.6901 | 810.3372 | 930.3067 | 378.8299 | 100.3275 | 0 | 0 | 40.8131 | 77.6569 | 77.6722 | 69.6925 | 0 | 0 | 0 | 0 | 795.8243 | 1345.9679 | 1535.3282 | 1684.9148 | 0 | 0 | 0 | 0 | -0.086391 | -3.2471 | -2.0112 | -19.72 | 0 | 0 | 0 | 0 | -401.312 | -707.0151 | -800.6519 | -804.5807 | 0.39725 | 0.023616 | 0.020937 | 0.02146 | -159.422 | -16.6966 | -16.7629 | -17.2667
6 | 24 | 17 | 834.6537 | 838.6432 | 840.341 | 969.6434 | 378.8299 | 100.3275 | 0 | 0 | 42.0824 | 78.0546 | 77.8107 | 81.5147 | 0 | 0 | 0 | 0 | 767.159 | 1258.4484 | 1438.3803 | 1586.6964 | 141.5984 | 151.5027 | 151.5027 | 151.5027 | -0.075549 | -1.9953 | -10.4034 | 16.3723 | 0 | 0 | 0 | 0 | -494.9404 | -747.6947 | -816.9493 | -866.4428 | 0.40602 | 0.342 | 0.42749 | 0.2585 | -200.9563 | -255.714 | -349.2361 | -223.9729
6 | 24 | 18 | 849.1379 | 857.5063 | 864.1655 | 1001.565 | 378.8299 | 100.3275 | 0 | 0 | 46.3579 | 78.6907 | 79.2419 | 86.1219 | 0 | 0 | 0 | 0 | 680.3735 | 1065.63 | 1250.4039 | 1395.4364 | 141.5984 | 151.5027 | 151.5027 | 151.5027 | -0.085891 | -1.7686 | -9.0152 | -2.803 | 0 | 0 | 0 | 0 | -397.9359 | -536.876 | -607.9678 | -628.6931 | 0.4027 | 0.42494 | 0.41159 | 0.40375 | -160.247 | -228.1388 | -250.2318 | -253.834
6 | 24 | 19 | 846.1022 | 856.9722 | 866.4124 | 1006.4988 | 378.8299 | 100.3275 | 0 | 0 | 53.1779 | 97.1873 | 97.0995 | 103.5978 | 0 | 0 | 0 | 0 | 600.082 | 813.9727 | 975.7091 | 1111.0078 | 141.5984 | 151.5027 | 151.5027 | 151.5027 | -0.13546 | 1.3448 | 5.4587 | 12.8484 | 0 | 0 | 0 | 0 | -327.4505 | -307.3629 | -363.3577 | -372.4579 | 0.40839 | 0.42225 | 0.40697 | 0.39265 | -133.7269 | -129.7838 | -147.8757 | -146.2444
6 | 24 | 20 | 824.9995 | 836.1547 | 845.9167 | 983.0353 | 378.8299 | 100.3275 | 0 | 0 | 55.2006 | 104.5951 | 104.7404 | 110.6128 | 0 | 0 | 0 | 0 | 560.7007 | 680.9443 | 823.3755 | 978.5753 | 141.5984 | 151.5027 | 151.5027 | 151.5027 | 0.051078 | 1.7885 | 0.22429 | 22.6329 | 0 | 0 | 0 | 0 | -311.3812 | -203.0035 | -233.9263 | -280.2883 | 0.40942 | 0.43553 | 0.40598 | 0.39629 | -127.4866 | -88.4139 | -94.9701 | -111.0751
6 | 24 | 21 | 819.2482 | 831.2138 | 842.0816 | 979.8947 | 378.8299 | 100.3275 | 0 | 0 | 55.4775 | 106.9698 | 106.5775 | 115.2009 | 0 | 0 | 0 | 0 | 513.6262 | 624.119 | 765.9962 | 918.3326 | 141.5984 | 151.5027 | 151.5027 | 151.5027 | 0.1868 | 3.6506 | 4.6254 | 15.5011 | 0 | 0 | 0 | 0 | -270.4706 | -155.3558 | -186.6203 | -220.6426 | 0.4094 | 0.43476 | 0.40586 | 0.39679 | -110.7303 | -67.543 | -75.7423 | -87.5492
6 | 24 | 22 | 806.3247 | 819.7787 | 832.6796 | 971.4071 | 378.8299 | 100.3275 | 0 | 0 | 54.1844 | 107.4675 | 111.7947 | 117.0008 | 0 | 0 | 0 | 0 | 467.1296 | 573.8607 | 691.9831 | 836.4509 | 141.5984 | 151.5027 | 151.5027 | 151.5027 | 0.56589 | 7.1835 | 21.3312 | 18.0559 | 0 | 0 | 0 | 0 | -235.9835 | -120.5631 | -143.9321 | -151.6032 | 0.40731 | 0.42231 | 0.40449 | 0.39511 | -96.119 | -50.9152 | -58.2198 | -59.9002
6 | 24 | 23 | 731.6725 | 744.5771 | 757.1046 | 884.0025 | 378.8299 | 100.3275 | 0 | 0 | 52.4638 | 105.8783 | 114.8812 | 117.6299 | 0 | 0 | 0 | 0 | 428.1838 | 533.5341 | 655.7783 | 791.5742 | 0 | 0 | 0 | 0 | 0.86072 | 8.5753 | 10.4037 | 12.515 | 0 | 0 | 0 | 0 | -128.6658 | -3.7382 | -23.9586 | -37.7167 | 0.40299 | 0.42067 | 0.40353 | 0.39408 | -51.8504 | -1.5726 | -9.668 | -14.8634
6 | 24 | 24 | 646.4095 | 655.1623 | 663.038 | 771.0925 | 378.8299 | 100.3275 | 0 | 0 | 50.5919 | 117.8828 | 113.3406 | 119.1124 | 0 | 0 | 0 | 0 | 405.9526 | 510.6033 | 628.6968 | 765.0856 | 0 | 0 | 0 | 0 | 0.70639 | 2.2699 | 9.9457 | 43.4304 | 0 | 0 | 0 | 0 | -189.6712 | -75.9211 | -88.9452 | -156.5358 | 0.40134 | 0.42366 | 0.4104 | 0.39542 | -76.1235 | -32.1646 | -36.5034 | -61.8967
6 | 25 | 1 | 581.2641 | 585.959 | 589.3274 | 681.9529 | 378.8299 | 100.3275 | 0 | 0 | 42.5591 | 110.7182 | 119.9975 | 121.3971 | 0 | 0 | 0 | 0 | 416.7269 | 515.8112 | 630.523 | 766.1259 | 0 | 0 | 0 | 0 | -0.18156 | 7.39 | 9.8833 | 7.6415 | 0 | 0 | 0 | 0 | -256.6702 | -148.2879 | -171.0764 | -213.2116 | 0.4071 | 0.42843 | 0.41669 | 0.39372 | -104.4915 | -63.5314 | -71.2857 | -83.9453
6 | 25 | 2 | 542.748 | 543.9451 | 543.387 | 625.3861 | 378.8299 | 100.3275 | 0 | 0 | 39.8469 | 120.7083 | 120.474 | 120.6528 | 0 | 0 | 0 | 0 | 475.677 | 564.086 | 682.2956 | 822.7377 | 0 | 0 | 0 | 0 | -0.15304 | 2.3298 | 3.088 | 4.2416 | 0 | 0 | 0 | 0 | -351.4528 | -243.5064 | -262.4706 | -322.246 | 0.40672 | 0.42869 | 0.41639 | 0.39335 | -142.9416 | -104.388 | -109.2888 | -126.755
6 | 25 | 3 | 518.2552 | 516.4019 | 512.4179 | 586.5842 | 378.8299 | 100.3275 | 0 | 0 | 39.9646 | 118.6765 | 111.3868 | 115.4728 | 0 | 0 | 0 | 0 | 461.6675 | 542.1391 | 666.7338 | 805.742 | 0 | 0 | 0 | 0 | -0.19755 | 2.0422 | 6.9263 | 2.0245 | 0 | 0 | 0 | 0 | -362.0092 | -246.7833 | -272.629 | -336.6552 | 0.40558 | 0.42977 | 0.41648 | 0.39426 | -146.8241 | -106.0604 | -113.5457 | -132.7294
6 | 25 | 4 | 507.3847 | 502.5063 | 495.0069 | 563.1929 | 378.8299 | 100.3275 | 0 | 0 | 41.6303 | 106.7014 | 106.8248 | 114.0477 | 0 | 0 | 0 | 0 | 366.81 | 442.4982 | 562.27 | 696.2807 | 0 | 0 | 0 | 0 | -0.1659 | 5.4869 | 10.9218 | 3.4936 | 0 | 0 | 0 | 0 | -279.7195 | -152.5077 | -185.0097 | -250.6291 | 0.40646 | 0.42931 | 0.41675 | 0.39303 | -113.6943 | -65.473 | -77.1034 | -98.504
6 | 25 | 5 | 505.2493 | 497.982 | 487.6888 | 552.12 | 378.8299 | 100.3275 | 0 | 0 | 45.3344 | 108.2494 | 105.1606 | 108.0259 | 0 | 0 | 0 | 0 | 365.3496 | 434.9177 | 559.6717 | 685.29 | 0 | 0 | 0 | 0 | -0.21113 | 6.4443 | 6.1629 | 6.037 | 0 | 0 | 0 | 0 | -284.0535 | -151.957 | -183.3064 | -247.2329 | 0.40796 | 0.42719 | 0.41626 | 0.3916 | -115.8831 | -64.9138 | -76.3025 | -96.8164
6 | 25 | 6 | 529.8771 | 519.7292 | 505.9152 | 569.6954 | 378.8299 | 100.3275 | 0 | 0 | 51.5581 | 101.5255 | 95.2544 | 98.883 | 0 | 0 | 0 | 0 | 349.8448 | 541.2707 | 692.3383 | 801.862 | 0 | 0 | 0 | 0 | -0.22792 | -1.6022 | -1.9043 | 2.9611 | 0 | 0 | 0 | 0 | -250.1277 | -221.7924 | -279.7733 | -334.0108 | 0.40606 | 0.43154 | 0.41548 | 0.38797 | -101.5673 | -95.712 | -116.2406 | -129.5851
6 | 25 | 7 | 578.2067 | 566.6697 | 551.1044 | 620.1825 | 378.8299 | 100.3275 | 0 | 0 | 51.6182 | 87.703 | 81.0806 | 82.2829 | 0 | 0 | 0 | 0 | 294.9736 | 603.6366 | 770.7096 | 868.8218 | 0 | 0 | 0 | 0 | -0.097427 | -2.1426 | -4.303 | 2.4776 | 0 | 0 | 0 | 0 | -147.1177 | -222.8548 | -296.3828 | -333.3998 | 0.39763 | 0.41039 | 0.41696 | 0.37762 | -58.4979 | -91.4576 | -123.5789 | -125.8988
6 | 25 | 8 | 641.3329 | 629.7192 | 613.8932 | 692.3621 | 378.8299 | 100.3275 | 0 | 0 | 44.8444 | 78.9369 | 78.372 | 78.0186 | 0 | 0 | 0 | 0 | 400.7729 | 795.079 | 971.1188 | 1071.6141 | 0 | 0 | 0 | 0 | -0.087247 | -2.4516 | -7.9348 | 35.2141 | 0 | 0 | 0 | 0 | -183.027 | -342.1725 | -427.6628 | -492.4847 | 0.39542 | 0.54534 | 0.3925 | 0.14136 | -72.3717 | -186.5992 | -167.8559 | -69.6196
6 | 25 | 9 | 700.3295 | 690.2445 | 676.0541 | 765.607 | 378.8299 | 100.3275 | 0 | 0 | 43.4923 | 77.3879 | 77.1155 | 75.6425 | 0 | 0 | 0 | 0 | 475.5609 | 928.5193 | 1120.4299 | 1220.334 | 0 | 0 | 0 | 0 | -0.082518 | -2.8015 | -9.8796 | -45.5414 | 0 | 0 | 0 | 0 | -197.471 | -413.1888 | -511.6117 | -484.8281 | 0.3881 | 0.022118 | 0.022118 | 0.021036 | -76.6385 | -9.1388 | -11.3158 | -10.199
6 | 25 | 10 | 747.3974 | 738.1 | 724.7756 | 822.7402 | 378.8299 | 100.3275 | 0 | 0 | 47.6296 | 76.9053 | 76.6315 | 64.9895 | 0 | 0 | 0 | 0 | 487.1352 | 975.746 | 1170.9925 | 1275.7388 | 0 | 0 | 0 | 0 | -0.1101 | -3.5806 | -7.348 | -38.8823 | 0 | 0 | 0 | 0 | -166.0871 | -411.2982 | -515.5004 | -479.1059 | 0.39518 | 0.022118 | 0.022118 | 0.022118 | -65.635 | -9.097 | -11.4018 | -10.5967
6 | 25 | 11 | 798.2984 | 790.6773 | 779.2906 | 887.6367 | 378.8299 | 100.3275 | 0 | 0 | 42.3764 | 72.9598 | 75.4266 | 65.403 | 0 | 0 | 0 | 0 | 482.8055 | 992.0458 | 1181.4069 | 1282.3082 | 0 | 0 | 0 | 0 | -0.30282 | -10.2782 | -16.6187 | -41.0966 | 0 | 0 | 0 | 0 | -105.4106 | -364.3775 | -460.9242 | -418.9778 | 0.39679 | 0.022118 | 0.022118 | 0.022118 | -41.8261 | -8.0592 | -10.1947 | -9.2668
6 | 25 | 12 | 835.7476 | 829.6426 | 819.9809 | 936.2831 | 378.8299 | 100.3275 | 0 | 0 | 41.3221 | 72.2789 | 72.1743 | 65.4689 | 0 | 0 | 0 | 0 | 460.9755 | 973.0399 | 1149.7333 | 1245.0499 | 0 | 0 | 0 | 0 | -0.36079 | -9.4343 | -23.6609 | -42.3074 | 0 | 0 | 0 | 0 | -45.0192 | -306.5694 | -378.2659 | -331.9283 | 0.39234 | 0.022118 | 0.022118 | 0.022118 | -17.663 | -6.7806 | -8.3664 | -7.3415
6 | 25 | 13 | 868.6422 | 864.5047 | 857.0114 | 980.9518 | 378.8299 | 100.3275 | 0 | 0 | 40.8628 | 72.5453 | 74.5293 | 65.5943 | 0 | 0 | 0 | 0 | 440.7976 | 945.7634 | 1107.7196 | 1199.0107 | 0 | 0 | 0 | 0 | -0.38195 | -9.3107 | -9.4036 | -45.5526 | 0 | 0 | 0 | 0 | 8.5338 | -244.8208 | -315.8338 | -238.1005 | 0.39433 | 0.022118 | 0.022118 | 0.022118 | 3.3651 | -5.4149 | -6.9856 | -5.2662
6 | 25 | 14 | 905.5289 | 903.3977 | 898.1996 | 1030.696 | 378.8299 | 100.3275 | 0 | 0 | 40.1152 | 74.321 | 76.8503 | 65.4887 | 0 | 0 | 0 | 0 | 427.9308 | 935.9745 | 1087.798 | 1174.6005 | 0 | 0 | 0 | 0 | -0.3137 | -7.5183 | -13.626 | -32.7469 | 0 | 0 | 0 | 0 | 58.9666 | -199.7071 | -252.8228 | -176.6463 | 0.39259 | 0.022448 | 0.022118 | 0.021917 | 23.1496 | -4.483 | -5.5919 | -3.8715
6 | 25 | 15 | 927.6237 | 927.3194 | 924.2266 | 1062.7387 | 378.8299 | 100.3275 | 0 | 0 | 41.2016 | 73.2275 | 72.7909 | 65.3764 | 0 | 0 | 0 | 0 | 411.8639 | 919.4068 | 1074.5447 | 1150.1595 | 0 | 0 | 0 | 0 | -0.21253 | -11.0416 | -13.5795 | -32.9311 | 0 | 0 | 0 | 0 | 95.9409 | -154.6009 | -209.5296 | -119.8661 | 0.38933 | 0.022983 | 0.021613 | 0.020742 | 37.3524 | -3.5533 | -4.5286 | -2.4862
6 | 25 | 16 | 945.369 | 948.8069 | 949.9822 | 1096.3407 | 378.8299 | 100.3275 | 0 | 0 | 40.8131 | 77.6569 | 77.6722 | 69.6925 | 0 | 0 | 0 | 0 | 407.5484 | 893.9807 | 1052.4824 | 1116.9792 | 0 | 0 | 0 | 0 | -0.086391 | -3.2471 | -2.0112 | -19.72 | 0 | 0 | 0 | 0 | 118.264 | -119.9111 | -178.1612 | -70.6111 | 0.39725 | 0.023616 | 0.020937 | 0.02146 | 46.9806 | -2.8318 | -3.7301 | -1.5153
6 | 25 | 17 | 954.2641 | 961.7312 | 967.555 | 1120.898 | 378.8299 | 100.3275 | 0 | 0 | 42.0824 | 78.0546 | 77.8107 | 81.5147 | 0 | 0 | 0 | 0 | 390.1508 | 829.6055 | 974.4969 | 1027.9792 | 141.5984 | 151.5027 | 151.5027 | 151.5027 | -0.075549 | -1.9953 | -10.4034 | 16.3723 | 0 | 0 | 0 | 0 | 1.6782 | -195.7638 | -225.852 | -156.4709 | 0.40602 | 0.342 | 0.42749 | 0.2585 | 0.68137 | -66.9518 | -96.549 | -40.4473
6 | 25 | 18 | 948.1728 | 959.4289 | 969.5147 | 1126.8313 | 378.8299 | 100.3275 | 0 | 0 | 46.3579 | 78.6907 | 79.2419 | 86.1219 | 0 | 0 | 0 | 0 | 357.8835 | 702.5369 | 805.3112 | 854.3027 | 141.5984 | 151.5027 | 151.5027 | 151.5027 | -0.085891 | -1.7686 | -9.0152 | -2.803 | 0 | 0 | 0 | 0 | 23.5891 | -71.8602 | -57.5259 | 37.707 | 0.4027 | 0.42494 | 0.41159 | 0.40375 | 9.4992 | -30.5361 | -23.6769 | 15.2241
6 | 25 | 19 | 925.8359 | 939.0454 | 951.2625 | 1107.4056 | 378.8299 | 100.3275 | 0 | 0 | 53.1779 | 97.1873 | 97.0995 | 103.5978 | 0 | 0 | 0 | 0 | 326.1648 | 499.2417 | 582.5977 | 664.3778 | 141.5984 | 151.5027 | 151.5027 | 151.5027 | -0.13546 | 1.3448 | 5.4587 | 12.8484 | 0 | 0 | 0 | 0 | 26.2003 | 89.4413 | 114.6038 | 175.0788 | 0.40839 | 0.42225 | 0.40697 | 0.39265 | 10.6999 | 37.7665 | 46.6403 | 68.7441
6 | 25 | 20 | 897.9462 | 911.2414 | 923.5431 | 1075.3509 | 378.8299 | 100.3275 | 0 | 0 | 55.2006 | 104.5951 | 104.7404 | 110.6128 | 0 | 0 | 0 | 0 | 347.5603 | 427.8024 | 504.5745 | 606.2978 | 141.5984 | 151.5027 | 151.5027 | 151.5027 | 0.051078 | 1.7885 | 0.22429 | 22.6329 | 0 | 0 | 0 | 0 | -25.294 | 125.2251 | 162.5013 | 184.3048 | 0.40942 | 0.43553 | 0.40598 | 0.39629 | -10.3559 | 54.5391 | 65.9728 | 73.0379
6 | 25 | 21 | 879.4789 | 893.2135 | 906.1812 | 1056.126 | 378.8299 | 100.3275 | 0 | 0 | 55.4775 | 106.9698 | 106.5775 | 115.2009 | 0 | 0 | 0 | 0 | 375.2056 | 435.3553 | 523.5381 | 627.9201 | 141.5984 | 151.5027 | 151.5027 | 151.5027 | 0.1868 | 3.6506 | 4.6254 | 15.5011 | 0 | 0 | 0 | 0 | -71.8193 | 95.4076 | 119.9375 | 146.0012 | 0.4094 | 0.43476 | 0.40586 | 0.39679 | -29.4027 | 41.4797 | 48.6782 | 57.9321
6 | 25 | 22 | 843.4584 | 858.0116 | 872.2176 | 1018.4369 | 378.8299 | 100.3275 | 0 | 0 | 54.1844 | 107.4675 | 111.7947 | 117.0008 | 0 | 0 | 0 | 0 | 379.852 | 425.2041 | 508.4081 | 598.5875 | 141.5984 | 151.5027 | 151.5027 | 151.5027 | 0.56589 | 7.1835 | 21.3312 | 18.0559 | 0 | 0 | 0 | 0 | -111.5722 | 66.3264 | 79.1809 | 133.2901 | 0.40731 | 0.42231 | 0.40449 | 0.39511 | -45.4447 | 28.0104 | 32.0283 | 52.6645
6 | 25 | 23 | 756.0742 | 769.717 | 783.1221 | 914.9661 | 378.8299 | 100.3275 | 0 | 0 | 52.4638 | 105.8783 | 114.8812 | 117.6299 | 0 | 0 | 0 | 0 | 367.8447 | 402.8958 | 478.8729 | 568.8187 | 0 | 0 | 0 | 0 | 0.86072 | 8.5753 | 10.4037 | 12.515 | 0 | 0 | 0 | 0 | -43.9249 | 152.0401 | 178.9643 | 216.0025 | 0.40299 | 0.42067 | 0.40353 | 0.39408 | -17.7011 | 63.9593 | 72.2172 | 85.1226
6 | 25 | 24 | 663.4238 | 672.7014 | 681.2015 | 792.7193 | 378.8299 | 100.3275 | 0 | 0 | 50.5919 | 117.8828 | 113.3406 | 119.1124 | 0 | 0 | 0 | 0 | 329.5513 | 352.9422 | 436.5867 | 535.4183 | 0 | 0 | 0 | 0 | 0.70639 | 2.2699 | 9.9457 | 43.4304 | 0 | 0 | 0 | 0 | -96.2557 | 99.2791 | 121.3285 | 94.7582 | 0.40134 | 0.42366 | 0.4104 | 0.39542 | -38.6317 | 42.0605 | 49.7936 | 37.4688
6 | 26 | 1 | 586.3748 | 591.2497 | 594.8333 | 688.5315 | 378.8299 | 100.3275 | 0 | 0 | 42.5591 | 110.7182 | 119.9975 | 121.3971 | 0 | 0 | 0 | 0 | 297.2456 | 308.1467 | 381.6084 | 483.3044 | 0 | 0 | 0 | 0 | -0.18156 | 7.39 | 9.8833 | 7.6415 | 0 | 0 | 0 | 0 | -132.0783 | 64.6673 | 83.3442 | 76.1884 | 0.4071 | 0.42843 | 0.41669 | 0.39372 | -53.7696 | 27.7056 | 34.7286 | 29.9968
6 | 26 | 2 | 547.8296 | 549.1979 | 548.8442 | 631.8986 | 378.8299 | 100.3275 | 0 | 0 | 39.8469 | 120.7083 | 120.474 | 120.6528 | 0 | 0 | 0 | 0 | 306.5044 | 308.6398 | 378.2504 | 481.538 | 0 | 0 | 0 | 0 | -0.15304 | 2.3298 | 3.088 | 4.2416 | 0 | 0 | 0 | 0 | -177.1985 | 17.1925 | 47.0319 | 25.4662 | 0.40672 | 0.42869 | 0.41639 | 0.39335 | -72.0696 | 7.3702 | 19.5834 | 10.0171
6 | 26 | 3 | 522.2256 | 520.508 | 516.6863 | 591.6801 | 378.8299 | 100.3275 | 0 | 0 | 39.9646 | 118.6765 | 111.3868 | 115.4728 | 0 | 0 | 0 | 0 | 311.959 | 306.1585 | 384.0771 | 493.6022 | 0 | 0 | 0 | 0 | -0.19755 | 2.0422 | 6.9263 | 2.0245 | 0 | 0 | 0 | 0 | -208.3304 | -6.6966 | 14.2962 | -19.4195 | 0.40558 | 0.42977 | 0.41648 | 0.39426 | -84.4948 | -2.878 | 5.9541 | -7.6563
6 | 26 | 4 | 511.2201 | 506.4654 | 499.1134 | 568.0879 | 378.8299 | 100.3275 | 0 | 0 | 41.6303 | 106.7014 | 106.8248 | 114.0477 | 0 | 0 | 0 | 0 | 270.1429 | 261.4169 | 354.3038 | 446.5664 | 0 | 0 | 0 | 0 | -0.1659 | 5.4869 | 10.9218 | 3.4936 | 0 | 0 | 0 | 0 | -179.2171 | 32.5327 | 27.063 | 3.9802 | 0.40646 | 0.42931 | 0.41675 | 0.39303 | -72.8442 | 13.9666 | 11.2786 | 1.5643
6 | 26 | 5 | 505.8537 | 498.62 | 488.3676 | 552.9435 | 378.8299 | 100.3275 | 0 | 0 | 45.3344 | 108.2494 | 105.1606 | 108.0259 | 0 | 0 | 0 | 0 | 242.5487 | 237.7628 | 317.8404 | 385.8814 | 0 | 0 | 0 | 0 | -0.21113 | 6.4443 | 6.1629 | 6.037 | 0 | 0 | 0 | 0 | -160.6481 | 45.836 | 59.2037 | 52.9992 | 0.40796 | 0.42719 | 0.41626 | 0.3916 | -65.5384 | 19.5805 | 24.6439 | 20.7545
6 | 26 | 6 | 529.8675 | 519.7405 | 505.9524 | 569.7614 | 378.8299 | 100.3275 | 0 | 0 | 51.5581 | 101.5255 | 95.2544 | 98.883 | 0 | 0 | 0 | 0 | 233.7085 | 362.5095 | 456.0544 | 497.7642 | 0 | 0 | 0 | 0 | -0.22792 | -1.6022 | -1.9043 | 2.9611 | 0 | 0 | 0 | 0 | -134.001 | -43.0199 | -43.4521 | -29.847 | 0.40606 | 0.43154 | 0.41548 | 0.38797 | -54.4127 | -18.5647 | -18.0535 | -11.5796
6 | 26 | 7 | 582.93 | 571.5431 | 556.1564 | 626.2021 | 378.8299 | 100.3275 | 0 | 0 | 51.6182 | 87.703 | 81.0806 | 82.2829 | 0 | 0 | 0 | 0 | 175.9809 | 443.6457 | 554.9751 | 581.9391 | 0 | 0 | 0 | 0 | -0.097427 | -2.1426 | -4.303 | 2.4776 | 0 | 0 | 0 | 0 | -23.4016 | -57.9906 | -75.5963 | -40.4974 | 0.39763 | 0.41039 | 0.41696 | 0.37762 | -9.3051 | -23.7988 | -31.5204 | -15.2927
6 | 26 | 8 | 645.0142 | 633.5276 | 617.8534 | 697.091 | 378.8299 | 100.3275 | 0 | 0 | 44.8444 | 78.9369 | 78.372 | 78.0186 | 0 | 0 | 0 | 0 | 229.9513 | 602.1479 | 724.1417 | 754.9107 | 0 | 0 | 0 | 0 | -0.087247 | -2.4516 | -7.9348 | 35.2141 | 0 | 0 | 0 | 0 | -8.5241 | -145.4332 | -176.7256 | -171.0524 | 0.39542 | 0.54534 | 0.3925 | 0.14136 | -3.3706 | -79.31 | -69.364 | -24.1806
6 | 26 | 9 | 699.4988 | 689.4123 | 675.2217 | 764.6407 | 378.8299 | 100.3275 | 0 | 0 | 43.4923 | 77.3879 | 77.1155 | 75.6425 | 0 | 0 | 0 | 0 | 287.9197 | 728.322 | 861.7196 | 896.5173 | 0 | 0 | 0 | 0 | -0.082518 | -2.8015 | -9.8796 | -45.5414 | 0 | 0 | 0 | 0 | -10.6607 | -213.8236 | -253.7338 | -161.9778 | 0.3881 | 0.022118 | 0.022118 | 0.021036 | -4.1374 | -4.7293 | -5.6121 | -3.4074
6 | 26 | 10 | 743.9893 | 734.618 | 721.2074 | 818.5235 | 378.8299 | 100.3275 | 0 | 0 | 47.6296 | 76.9053 | 76.6315 | 64.9895 | 0 | 0 | 0 | 0 | 349.9996 | 829.4973 | 967.7733 | 1014.8388 | 0 | 0 | 0 | 0 | -0.1101 | -3.5806 | -7.348 | -38.8823 | 0 | 0 | 0 | 0 | -32.3597 | -268.5315 | -315.8494 | -222.4226 | 0.39518 | 0.022118 | 0.022118 | 0.022118 | -12.788 | -5.9393 | -6.9859 | -4.9195
6 | 26 | 11 | 786.4966 | 778.566 | 766.8139 | 872.8366 | 378.8299 | 100.3275 | 0 | 0 | 42.3764 | 72.9598 | 75.4266 | 65.403 | 0 | 0 | 0 | 0 | 398.8396 | 891.3528 | 1031.0555 | 1090.1695 | 0 | 0 | 0 | 0 | -0.30282 | -10.2782 | -16.6187 | -41.0966 | 0 | 0 | 0 | 0 | -33.2465 | -275.7959 | -323.0494 | -241.6392 | 0.39679 | 0.022118 | 0.022118 | 0.022118 | -13.1919 | -6.1 | -7.1452 | -5.3445
6 | 26 | 12 | 820.3218 | 813.8138 | 803.6765 | 916.944 | 378.8299 | 100.3275 | 0 | 0 | 41.3221 | 72.2789 | 72.1743 | 65.4689 | 0 | 0 | 0 | 0 | 435.1159 | 930.0791 | 1072.1014 | 1149.4646 | 0 | 0 | 0 | 0 | -0.36079 | -9.4343 | -23.6609 | -42.3074 | 0 | 0 | 0 | 0 | -34.5854 | -279.4374 | -316.9383 | -255.6821 | 0.39234 | 0.022118 | 0.022118 | 0.022118 | -13.5693 | -6.1805 | -7.01 | -5.6551
6 | 26 | 13 | 848.1383 | 843.4527 | 835.3121 | 955.201 | 378.8299 | 100.3275 | 0 | 0 | 40.8628 | 72.5453 | 74.5293 | 65.5943 | 0 | 0 | 0 | 0 | 426.0255 | 921.76 | 1070.3264 | 1169.2584 | 0 | 0 | 0 | 0 | -0.38195 | -9.3107 | -9.4036 | -45.5526 | 0 | 0 | 0 | 0 | 2.802 | -241.8694 | -300.14 | -234.0991 | 0.39433 | 0.022118 | 0.022118 | 0.022118 | 1.1049 | -5.3496 | -6.6385 | -5.1777
6 | 26 | 14 | 878.0611 | 875.1873 | 869.1114 | 996.1681 | 378.8299 | 100.3275 | 0 | 0 | 40.1152 | 74.321 | 76.8503 | 65.4887 | 0 | 0 | 0 | 0 | 420.3961 | 920.9515 | 1080.6122 | 1180.43 | 0 | 0 | 0 | 0 | -0.3137 | -7.5183 | -13.626 | -32.7469 | 0 | 0 | 0 | 0 | 39.0336 | -212.8945 | -274.7251 | -217.0037 | 0.39259 | 0.022448 | 0.022118 | 0.021917 | 15.3241 | -4.779 | -6.0763 | -4.756
6 | 26 | 15 | 904.248 | 903.3123 | 899.4732 | 1033.3568 | 378.8299 | 100.3275 | 0 | 0 | 41.2016 | 73.2275 | 72.7909 | 65.3764 | 0 | 0 | 0 | 0 | 419.7659 | 918.4926 | 1090.2489 | 1213.519 | 0 | 0 | 0 | 0 | -0.21253 | -11.0416 | -13.5795 | -32.9311 | 0 | 0 | 0 | 0 | 64.6631 | -177.6938 | -249.9872 | -212.6075 | 0.38933 | 0.022983 | 0.021613 | 0.020742 | 25.1751 | -4.084 | -5.403 | -4.4098
6 | 26 | 16 | 917.5003 | 920.1767 | 920.4513 | 1061.279 | 378.8299 | 100.3275 | 0 | 0 | 40.8131 | 77.6569 | 77.6722 | 69.6925 | 0 | 0 | 0 | 0 | 411.7454 | 892.2407 | 1058.494 | 1131.9611 | 0 | 0 | 0 | 0 | -0.086391 | -3.2471 | -2.0112 | -19.72 | 0 | 0 | 0 | 0 | 86.1983 | -146.8013 | -213.7036 | -120.6547 | 0.39725 | 0.023616 | 0.020937 | 0.02146 | 34.2425 | -3.4668 | -4.4742 | -2.5893
6 | 26 | 17 | 926.249 | 932.9457 | 937.8578 | 1085.6339 | 378.8299 | 100.3275 | 0 | 0 | 42.0824 | 78.0546 | 77.8107 | 81.5147 | 0 | 0 | 0 | 0 | 422.6819 | 862.7319 | 1049.3228 | 1110.2103 | 141.5984 | 151.5027 | 151.5027 | 151.5027 | -0.075549 | -1.9953 | -10.4034 | 16.3723 | 0 | 0 | 0 | 0 | -58.868 | -257.6757 | -330.3749 | -273.9662 | 0.40602 | 0.342 | 0.42749 | 0.2585 | -23.9017 | -88.1259 | -141.2313 | -70.8195
6 | 26 | 18 | 922.8232 | 933.3784 | 942.6347 | 1094.9085 | 378.8299 | 100.3275 | 0 | 0 | 46.3579 | 78.6907 | 79.2419 | 86.1219 | 0 | 0 | 0 | 0 | 395.1092 | 737.4725 | 915.6904 | 977.3077 | 141.5984 | 151.5027 | 151.5027 | 151.5027 | -0.085891 | -1.7686 | -9.0152 | -2.803 | 0 | 0 | 0 | 0 | -38.9863 | -132.8463 | -194.7851 | -117.2208 | 0.4027 | 0.42494 | 0.41159 | 0.40375 | -15.6996 | -56.4514 | -80.1711 | -47.3277
6 | 26 | 19 | 896.445 | 908.8373 | 920.087 | 1070.3767 | 378.8299 | 100.3275 | 0 | 0 | 53.1779 | 97.1873 | 97.0995 | 103.5978 | 0 | 0 | 0 | 0 | 356.0458 | 540.8562 | 712.7468 | 811.3824 | 141.5984 | 151.5027 | 151.5027 | 151.5027 | -0.13546 | 1.3448 | 5.4587 | 12.8484 | 0 | 0 | 0 | 0 | -33.0715 | 17.6187 | -46.7209 | -8.9547 | 0.40839 | 0.42225 | 0.40697 | 0.39265 | -13.506 | 7.4395 | -19.014 | -3.516
6 | 26 | 20 | 872.1714 | 884.7479 | 896.1989 | 1042.8707 | 378.8299 | 100.3275 | 0 | 0 | 55.2006 | 104.5951 | 104.7404 | 110.6128 | 0 | 0 | 0 | 0 | 373.2434 | 468.2131 | 658.2274 | 785.8022 | 141.5984 | 151.5027 | 151.5027 | 151.5027 | 0.051078 | 1.7885 | 0.22429 | 22.6329 | 0 | 0 | 0 | 0 | -76.7519 | 58.3209 | -18.4959 | -27.6799 | 0.40942 | 0.43553 | 0.40598 | 0.39629 | -31.424 | 25.4004 | -7.509 | -10.9692
6 | 26 | 21 | 862.7519 | 876.0188 | 888.4326 | 1035.0422 | 378.8299 | 100.3275 | 0 | 0 | 55.4775 | 106.9698 | 106.5775 | 115.2009 | 0 | 0 | 0 | 0 | 370.4534 | 452.4717 | 628.5498 | 766.3993 | 141.5984 | 151.5027 | 151.5027 | 151.5027 | 0.1868 | 3.6506 | 4.6254 | 15.5011 | 0 | 0 | 0 | 0 | -83.7941 | 61.0965 | -2.8229 | -13.5618 | 0.4094 | 0.43476 | 0.40586 | 0.39679 | -34.3052 | 26.5625 | -1.1457 | -5.3812
6 | 26 | 22 | 833.6285 | 847.9035 | 861.78 | 1006.0347 | 378.8299 | 100.3275 | 0 | 0 | 54.1844 | 107.4675 | 111.7947 | 117.0008 | 0 | 0 | 0 | 0 | 348.4366 | 426.0797 | 576.4295 | 692.3273 | 141.5984 | 151.5027 | 151.5027 | 151.5027 | 0.56589 | 7.1835 | 21.3312 | 18.0559 | 0 | 0 | 0 | 0 | -89.9867 | 55.3427 | 0.72193 | 27.148 | 0.40731 | 0.42231 | 0.40449 | 0.39511 | -36.6527 | 23.3718 | 0.29202 | 10.7265
6 | 26 | 23 | 743.1156 | 756.3907 | 769.3601 | 898.6127 | 378.8299 | 100.3275 | 0 | 0 | 52.4638 | 105.8783 | 114.8812 | 117.6299 | 0 | 0 | 0 | 0 | 311.9106 | 384.796 | 522.986 | 654.2763 | 0 | 0 | 0 | 0 | 0.86072 | 8.5753 | 10.4037 | 12.515 | 0 | 0 | 0 | 0 | -0.94945 | 156.8136 | 121.0892 | 114.1915 | 0.40299 | 0.42067 | 0.40353 | 0.39408 | -0.38262 | 65.9674 | 48.8629 | 45.0007
6 | 26 | 24 | 652.0504 | 661.0058 | 669.124 | 778.3681 | 378.8299 | 100.3275 | 0 | 0 | 50.5919 | 117.8828 | 113.3406 | 119.1124 | 0 | 0 | 0 | 0 | 311.6909 | 381.6411 | 520.585 | 641.1613 | 0 | 0 | 0 | 0 | 0.70639 | 2.2699 | 9.9457 | 43.4304 | 0 | 0 | 0 | 0 | -89.7686 | 58.8845 | 25.2527 | -25.3361 | 0.40134 | 0.42366 | 0.4104 | 0.39542 | -36.0281 | 24.9469 | 10.3638 | -10.0183
6 | 27 | 1 | 587.9905 | 592.9087 | 596.5437 | 690.5614 | 378.8299 | 100.3275 | 0 | 0 | 42.5591 | 110.7182 | 119.9975 | 121.3971 | 0 | 0 | 0 | 0 | 384.1615 | 446.7152 | 574.7437 | 677.7682 | 0 | 0 | 0 | 0 | -0.18156 | 7.39 | 9.8833 | 7.6415 | 0 | 0 | 0 | 0 | -217.3786 | -72.2422 | -108.0807 | -116.2455 | 0.4071 | 0.42843 | 0.41669 | 0.39372 | -88.4957 | -30.9509 | -45.0361 | -45.768
6 | 27 | 2 | 547.0595 | 548.4074 | 548.0297 | 630.9322 | 378.8299 | 100.3275 | 0 | 0 | 39.8469 | 120.7083 | 120.474 | 120.6528 | 0 | 0 | 0 | 0 | 420.6911 | 474.4103 | 564.6445 | 645.3068 | 0 | 0 | 0 | 0 | -0.15304 | 2.3298 | 3.088 | 4.2416 | 0 | 0 | 0 | 0 | -292.1554 | -149.3684 | -140.1767 | -139.2689 | 0.40672 | 0.42869 | 0.41639 | 0.39335 | -118.8244 | -64.0323 | -58.3675 | -54.7812
6 | 27 | 3 | 521.8075 | 520.0788 | 516.2438 | 591.1549 | 378.8299 | 100.3275 | 0 | 0 | 39.9646 | 118.6765 | 111.3868 | 115.4728 | 0 | 0 | 0 | 0 | 444.4192 | 489.9315 | 559.1147 | 614.5621 | 0 | 0 | 0 | 0 | -0.19755 | 2.0422 | 6.9263 | 2.0245 | 0 | 0 | 0 | 0 | -341.2087 | -190.8988 | -161.184 | -140.9045 | 0.40558 | 0.42977 | 0.41648 | 0.39426 | -138.3877 | -82.0429 | -67.1306 | -55.5529
6 | 27 | 4 | 508.4208 | 503.5904 | 496.1492 | 564.5695 | 378.8299 | 100.3275 | 0 | 0 | 41.6303 | 106.7014 | 106.8248 | 114.0477 | 0 | 0 | 0 | 0 | 436.159 | 472.2982 | 530.4713 | 575.151 | 0 | 0 | 0 | 0 | -0.1659 | 5.4869 | 10.9218 | 3.4936 | 0 | 0 | 0 | 0 | -348.0325 | -181.2235 | -152.0687 | -128.1228 | 0.40646 | 0.42931 | 0.41675 | 0.39303 | -141.4606 | -77.801 | -63.3752 | -50.3557
6 | 27 | 5 | 501.9112 | 494.5664 | 484.1824 | 547.9709 | 378.8299 | 100.3275 | 0 | 0 | 45.3344 | 108.2494 | 105.1606 | 108.0259 | 0 | 0 | 0 | 0 | 444.7712 | 477.7373 | 524.7627 | 569.3333 | 0 | 0 | 0 | 0 | -0.21113 | 6.4443 | 6.1629 | 6.037 | 0 | 0 | 0 | 0 | -366.8131 | -198.1921 | -151.9039 | -135.4254 | 0.40796 | 0.42719 | 0.41626 | 0.3916 | -149.6459 | -84.6648 | -63.231 | -53.0326
6 | 27 | 6 | 526.8783 | 516.6567 | 502.756 | 565.9531 | 378.8299 | 100.3275 | 0 | 0 | 51.5581 | 101.5255 | 95.2544 | 98.883 | 0 | 0 | 0 | 0 | 405.7109 | 570.286 | 637.7468 | 670.1915 | 0 | 0 | 0 | 0 | -0.22792 | -1.6022 | -1.9043 | 2.9611 | 0 | 0 | 0 | 0 | -308.9927 | -253.8802 | -228.341 | -206.0825 | 0.40606 | 0.43154 | 0.41548 | 0.38797 | -125.4701 | -109.5591 | -94.8714 | -79.9532
6 | 27 | 7 | 576.5318 | 564.9588 | 549.3515 | 618.1113 | 378.8299 | 100.3275 | 0 | 0 | 51.6182 | 87.703 | 81.0806 | 82.2829 | 0 | 0 | 0 | 0 | 371.1523 | 663.9634 | 750.8432 | 794.375 | 0 | 0 | 0 | 0 | -0.097427 | -2.1426 | -4.303 | 2.4776 | 0 | 0 | 0 | 0 | -224.9712 | -284.8925 | -278.2693 | -261.0242 | 0.39763 | 0.41039 | 0.41696 | 0.37762 | -89.4546 | -116.9174 | -116.0263 | -98.5682
6 | 27 | 8 | 637.0402 | 625.3195 | 609.3675 | 686.9993 | 378.8299 | 100.3275 | 0 | 0 | 44.8444 | 78.9369 | 78.372 | 78.0186 | 0 | 0 | 0 | 0 | 404.4796 | 796.6796 | 904.9364 | 961.9272 | 0 | 0 | 0 | 0 | -0.087247 | -2.4516 | -7.9348 | 35.2141 | 0 | 0 | 0 | 0 | -191.0265 | -348.1728 | -366.0061 | -388.1606 | 0.39542 | 0.54534 | 0.3925 | 0.14136 | -75.5348 | -189.8714 | -143.6559 | -54.8719
6 | 27 | 9 | 691.6806 | 681.3666 | 666.9059 | 754.753 | 378.8299 | 100.3275 | 0 | 0 | 43.4923 | 77.3879 | 77.1155 | 75.6425 | 0 | 0 | 0 | 0 | 432.0282 | 893.2997 | 1018.6857 | 1092.3496 | 0 | 0 | 0 | 0 | -0.082518 | -2.8015 | -9.8796 | -45.5414 | 0 | 0 | 0 | 0 | -162.5873 | -386.847 | -419.0158 | -367.6976 | 0.3881 | 0.022118 | 0.022118 | 0.021036 | -63.1001 | -8.5562 | -9.2677 | -7.735
6 | 27 | 10 | 735.179 | 725.5532 | 711.8408 | 807.3886 | 378.8299 | 100.3275 | 0 | 0 | 47.6296 | 76.9053 | 76.6315 | 64.9895 | 0 | 0 | 0 | 0 | 419.7224 | 925.5342 | 1062.1571 | 1158.9266 | 0 | 0 | 0 | 0 | -0.1101 | -3.5806 | -7.348 | -38.8823 | 0 | 0 | 0 | 0 | -110.8928 | -373.6331 | -419.5998 | -377.6453 | 0.39518 | 0.022118 | 0.022118 | 0.022118 | -43.823 | -8.2639 | -9.2806 | -8.3527
6 | 27 | 11 | 782.9257 | 774.8889 | 763.0106 | 868.3121 | 378.8299 | 100.3275 | 0 | 0 | 42.3764 | 72.9598 | 75.4266 | 65.403 | 0 | 0 | 0 | 0 | 396.4702 | 927.7134 | 1071.575 | 1187.7819 | 0 | 0 | 0 | 0 | -0.30282 | -10.2782 | -16.6187 | -41.0966 | 0 | 0 | 0 | 0 | -34.448 | -315.8336 | -367.3722 | -343.7762 | 0.39679 | 0.022118 | 0.022118 | 0.022118 | -13.6687 | -6.9855 | -8.1255 | -7.6036
6 | 27 | 12 | 821.0614 | 814.5643 | 804.4394 | 917.8401 | 378.8299 | 100.3275 | 0 | 0 | 41.3221 | 72.2789 | 72.1743 | 65.4689 | 0 | 0 | 0 | 0 | 392.6956 | 937.037 | 1086.2482 | 1200.5129 | 0 | 0 | 0 | 0 | -0.36079 | -9.4343 | -23.6609 | -42.3074 | 0 | 0 | 0 | 0 | 8.5746 | -285.6448 | -330.3222 | -305.8342 | 0.39234 | 0.022118 | 0.022118 | 0.022118 | 3.3642 | -6.3178 | -7.306 | -6.7644
6 | 27 | 13 | 848.8584 | 844.1868 | 836.0622 | 956.0857 | 378.8299 | 100.3275 | 0 | 0 | 40.8628 | 72.5453 | 74.5293 | 65.5943 | 0 | 0 | 0 | 0 | 428.3779 | 979.0165 | 1142.3924 | 1264.0934 | 0 | 0 | 0 | 0 | -0.38195 | -9.3107 | -9.4036 | -45.5526 | 0 | 0 | 0 | 0 | 1.1697 | -298.3919 | -371.4558 | -328.0493 | 0.39433 | 0.022118 | 0.022118 | 0.022118 | 0.46124 | -6.5998 | -8.2158 | -7.2557
6 | 27 | 14 | 880.9688 | 878.1649 | 872.171 | 999.7909 | 378.8299 | 100.3275 | 0 | 0 | 40.1152 | 74.321 | 76.8503 | 65.4887 | 0 | 0 | 0 | 0 | 481.9139 | 1050.1423 | 1230.1211 | 1357.599 | 0 | 0 | 0 | 0 | -0.3137 | -7.5183 | -13.626 | -32.7469 | 0 | 0 | 0 | 0 | -19.5764 | -339.1077 | -421.1744 | -390.5499 | 0.39259 | 0.022448 | 0.022118 | 0.021917 | -7.6855 | -7.6122 | -9.3155 | -8.5595
6 | 27 | 15 | 908.0208 | 907.1797 | 903.4519 | 1038.0719 | 378.8299 | 100.3275 | 0 | 0 | 41.2016 | 73.2275 | 72.7909 | 65.3764 | 0 | 0 | 0 | 0 | 491.1745 | 1065.9652 | 1258.0131 | 1409.7624 | 0 | 0 | 0 | 0 | -0.21253 | -11.0416 | -13.5795 | -32.9311 | 0 | 0 | 0 | 0 | -2.9726 | -321.299 | -413.7727 | -404.1358 | 0.38933 | 0.022983 | 0.021613 | 0.020742 | -1.1573 | -7.3846 | -8.9429 | -8.3824
6 | 27 | 16 | 924.468 | 927.331 | 927.8261 | 1070.0311 | 378.8299 | 100.3275 | 0 | 0 | 40.8131 | 77.6569 | 77.6722 | 69.6925 | 0 | 0 | 0 | 0 | 493.3474 | 1047.4707 | 1253.0687 | 1395.3248 | 0 | 0 | 0 | 0 | -0.086391 | -3.2471 | -2.0112 | -19.72 | 0 | 0 | 0 | 0 | 11.5641 | -294.8769 | -400.9036 | -375.2663 | 0.39725 | 0.023616 | 0.020937 | 0.02146 | 4.5938 | -6.9637 | -8.3935 | -8.0534
6 | 27 | 17 | 933.6906 | 940.5892 | 945.7401 | 1094.991 | 378.8299 | 100.3275 | 0 | 0 | 42.0824 | 78.0546 | 77.8107 | 81.5147 | 0 | 0 | 0 | 0 | 517.1263 | 1007.8297 | 1244.8932 | 1350.8822 | 141.5984 | 151.5027 | 151.5027 | 151.5027 | -0.075549 | -1.9953 | -10.4034 | 16.3723 | 0 | 0 | 0 | 0 | -145.8708 | -395.1299 | -518.063 | -505.281 | 0.40602 | 0.342 | 0.42749 | 0.2585 | -59.2266 | -135.1357 | -221.4658 | -130.6137
6 | 27 | 18 | 925.6211 | 936.2607 | 945.6174 | 1098.4581 | 378.8299 | 100.3275 | 0 | 0 | 46.3579 | 78.6907 | 79.2419 | 86.1219 | 0 | 0 | 0 | 0 | 537.3512 | 917.9471 | 1133.2812 | 1224.3477 | 141.5984 | 151.5027 | 151.5027 | 151.5027 | -0.085891 | -1.7686 | -9.0152 | -2.803 | 0 | 0 | 0 | 0 | -178.4304 | -310.4387 | -409.3932 | -360.7113 | 0.4027 | 0.42494 | 0.41159 | 0.40375 | -71.8531 | -131.9171 | -168.501 | -145.6367
6 | 27 | 19 | 899.788 | 912.282 | 923.6525 | 1074.6207 | 378.8299 | 100.3275 | 0 | 0 | 53.1779 | 97.1873 | 97.0995 | 103.5978 | 0 | 0 | 0 | 0 | 602.3252 | 804.881 | 988.7692 | 1116.4744 | 141.5984 | 151.5027 | 151.5027 | 151.5027 | -0.13546 | 1.3448 | 5.4587 | 12.8484 | 0 | 0 | 0 | 0 | -276.0079 | -242.9614 | -319.1776 | -309.8027 | 0.40839 | 0.42225 | 0.40697 | 0.39265 | -112.7183 | -102.5903 | -129.8957 | -121.643
6 | 27 | 20 | 870.8186 | 883.3671 | 894.7856 | 1041.2019 | 378.8299 | 100.3275 | 0 | 0 | 55.2006 | 104.5951 | 104.7404 | 110.6128 | 0 | 0 | 0 | 0 | 663.0154 | 764.183 | 932.5607 | 1044.286 | 141.5984 | 151.5027 | 151.5027 | 151.5027 | 0.051078 | 1.7885 | 0.22429 | 22.6329 | 0 | 0 | 0 | 0 | -367.8767 | -239.0297 | -294.2425 | -287.8325 | 0.40942 | 0.43553 | 0.40598 | 0.39629 | -150.6172 | -104.1043 | -119.4575 | -114.0647
6 | 27 | 21 | 855.7221 | 868.8123 | 881.0181 | 1026.255 | 378.8299 | 100.3275 | 0 | 0 | 55.4775 | 106.9698 | 106.5775 | 115.2009 | 0 | 0 | 0 | 0 | 662.2088 | 749.6233 | 897.9409 | 992.4959 | 141.5984 | 151.5027 | 151.5027 | 151.5027 | 0.1868 | 3.6506 | 4.6254 | 15.5011 | 0 | 0 | 0 | 0 | -382.5792 | -243.2616 | -279.6284 | -248.4457 | 0.4094 | 0.43476 | 0.40586 | 0.39679 | -156.6274 | -105.7612 | -113.4909 | -98.5813
6 | 27 | 22 | 829.2895 | 843.4592 | 857.212 | 1000.6247 | 378.8299 | 100.3275 | 0 | 0 | 54.1844 | 107.4675 | 111.7947 | 117.0008 | 0 | 0 | 0 | 0 | 640.4944 | 724.6242 | 880.8967 | 996.2503 | 141.5984 | 151.5027 | 151.5027 | 151.5027 | 0.56589 | 7.1835 | 21.3312 | 18.0559 | 0 | 0 | 0 | 0 | -386.3834 | -247.6461 | -308.3133 | -282.185 | 0.40731 | 0.42231 | 0.40449 | 0.39511 | -157.3787 | -104.5838 | -124.7111 | -111.4946
6 | 27 | 23 | 742.5445 | 755.8089 | 768.7659 | 897.9123 | 378.8299 | 100.3275 | 0 | 0 | 52.4638 | 105.8783 | 114.8812 | 117.6299 | 0 | 0 | 0 | 0 | 608.429 | 693.4137 | 845.7695 | 936.3392 | 0 | 0 | 0 | 0 | 0.86072 | 8.5753 | 10.4037 | 12.515 | 0 | 0 | 0 | 0 | -298.0389 | -152.3859 | -202.2884 | -168.5718 | 0.40299 | 0.42067 | 0.40353 | 0.39408 | -120.1054 | -64.1048 | -81.6291 | -66.431
6 | 27 | 24 | 651.9528 | 660.9073 | 669.0246 | 778.2519 | 378.8299 | 100.3275 | 0 | 0 | 50.5919 | 117.8828 | 113.3406 | 119.1124 | 0 | 0 | 0 | 0 | 596.6814 | 682.1997 | 847.7981 | 916.1613 | 0 | 0 | 0 | 0 | 0.70639 | 2.2699 | 9.9457 | 43.4304 | 0 | 0 | 0 | 0 | -374.8567 | -241.7726 | -302.0598 | -300.4522 | 0.40134 | 0.42366 | 0.4104 | 0.39542 | -150.4466 | -102.4291 | -123.9664 | -118.8034
6 | 28 | 1 | 574.3551 | 578.8958 | 582.084 | 673.3885 | 378.8299 | 100.3275 | 0 | 0 | 42.5591 | 110.7182 | 119.9975 | 121.3971 | 0 | 0 | 0 | 0 | 570.798 | 654.1377 | 815.7179 | 880.5027 | 0 | 0 | 0 | 0 | -0.18156 | 7.39 | 9.8833 | 7.6415 | 0 | 0 | 0 | 0 | -417.6504 | -293.6776 | -363.5147 | -336.1529 | 0.4071 | 0.42843 | 0.41669 | 0.39372 | -170.0272 | -125.8211 | -151.4727 | -132.3495
6 | 28 | 2 | 537.7877 | 538.881 | 538.202 | 619.2626 | 378.8299 | 100.3275 | 0 | 0 | 39.8469 | 120.7083 | 120.474 | 120.6528 | 0 | 0 | 0 | 0 | 530.4765 | 611.7558 | 750.7709 | 795.4803 | 0 | 0 | 0 | 0 | -0.15304 | 2.3298 | 3.088 | 4.2416 | 0 | 0 | 0 | 0 | -411.2126 | -296.2403 | -336.1309 | -301.1122 | 0.40672 | 0.42869 | 0.41639 | 0.39335 | -167.2469 | -126.9943 | -139.9598 | -118.442
6 | 28 | 3 | 515.8541 | 513.9648 | 509.9401 | 583.6728 | 378.8299 | 100.3275 | 0 | 0 | 39.9646 | 118.6765 | 111.3868 | 115.4728 | 0 | 0 | 0 | 0 | 511.1673 | 589.7155 | 712.0837 | 757.9877 | 0 | 0 | 0 | 0 | -0.19755 | 2.0422 | 6.9263 | 2.0245 | 0 | 0 | 0 | 0 | -413.9101 | -296.7968 | -320.4567 | -291.8122 | 0.40558 | 0.42977 | 0.41648 | 0.39426 | -167.8741 | -127.5548 | -133.4652 | -115.0497
6 | 28 | 4 | 504.8825 | 499.9566 | 492.4026 | 560.1224 | 378.8299 | 100.3275 | 0 | 0 | 41.6303 | 106.7014 | 106.8248 | 114.0477 | 0 | 0 | 0 | 0 | 478.4262 | 553.4604 | 661.8062 | 706.2256 | 0 | 0 | 0 | 0 | -0.1659 | 5.4869 | 10.9218 | 3.4936 | 0 | 0 | 0 | 0 | -393.838 | -266.0195 | -287.1502 | -263.6445 | 0.40646 | 0.42931 | 0.41675 | 0.39303 | -160.0786 | -114.2047 | -119.6708 | -103.6194
6 | 28 | 5 | 500.9676 | 493.5993 | 483.1878 | 546.7925 | 378.8299 | 100.3275 | 0 | 0 | 45.3344 | 108.2494 | 105.1606 | 108.0259 | 0 | 0 | 0 | 0 | 448.3611 | 523.8668 | 623.9425 | 661.374 | 0 | 0 | 0 | 0 | -0.21113 | 6.4443 | 6.1629 | 6.037 | 0 | 0 | 0 | 0 | -371.3466 | -245.2887 | -252.0783 | -228.6444 | 0.40796 | 0.42719 | 0.41626 | 0.3916 | -151.4955 | -104.7838 | -104.9292 | -89.5371
6 | 28 | 6 | 525.8273 | 515.5843 | 501.6588 | 564.6579 | 378.8299 | 100.3275 | 0 | 0 | 51.5581 | 101.5255 | 95.2544 | 98.883 | 0 | 0 | 0 | 0 | 399.3576 | 610.9539 | 722.1539 | 740.1316 | 0 | 0 | 0 | 0 | -0.22792 | -1.6022 | -1.9043 | 2.9611 | 0 | 0 | 0 | 0 | -303.6904 | -295.6205 | -313.8453 | -277.3178 | 0.40606 | 0.43154 | 0.41548 | 0.38797 | -123.317 | -127.5717 | -130.3968 | -107.5901
6 | 28 | 7 | 581.245 | 569.8092 | 554.3647 | 624.0721 | 378.8299 | 100.3275 | 0 | 0 | 51.6182 | 87.703 | 81.0806 | 82.2829 | 0 | 0 | 0 | 0 | 361.6627 | 699.1148 | 808.2827 | 820.6358 | 0 | 0 | 0 | 0 | -0.097427 | -2.1426 | -4.303 | 2.4776 | 0 | 0 | 0 | 0 | -210.7685 | -315.1935 | -330.6955 | -281.3242 | 0.39763 | 0.41039 | 0.41696 | 0.37762 | -83.8072 | -129.3526 | -137.8858 | -106.2339
6 | 28 | 8 | 641.4009 | 629.8118 | 614.0162 | 692.5315 | 378.8299 | 100.3275 | 0 | 0 | 44.8444 | 78.9369 | 78.372 | 78.0186 | 0 | 0 | 0 | 0 | 390.0781 | 816.2204 | 946.463 | 978.8564 | 0 | 0 | 0 | 0 | -0.087247 | -2.4516 | -7.9348 | 35.2141 | 0 | 0 | 0 | 0 | -172.2643 | -363.2214 | -402.884 | -399.5577 | 0.39542 | 0.54534 | 0.3925 | 0.14136 | -68.116 | -198.0779 | -158.1303 | -56.4831
6 | 28 | 9 | 691.1636 | 680.8423 | 666.3733 | 754.1276 | 378.8299 | 100.3275 | 0 | 0 | 43.4923 | 77.3879 | 77.1155 | 75.6425 | 0 | 0 | 0 | 0 | 410.6008 | 908.8036 | 1066.2531 | 1114.6174 | 0 | 0 | 0 | 0 | -0.082518 | -2.8015 | -9.8796 | -45.5414 | 0 | 0 | 0 | 0 | -141.6769 | -402.8753 | -467.1157 | -390.5908 | 0.3881 | 0.022118 | 0.022118 | 0.021036 | -54.9848 | -8.9107 | -10.3316 | -8.2166
6 | 28 | 10 | 733.3395 | 723.668 | 709.9016 | 805.0908 | 378.8299 | 100.3275 | 0 | 0 | 47.6296 | 76.9053 | 76.6315 | 64.9895 | 0 | 0 | 0 | 0 | 421.4003 | 958.9322 | 1133.0186 | 1194.1324 | 0 | 0 | 0 | 0 | -0.1101 | -3.5806 | -7.348 | -38.8823 | 0 | 0 | 0 | 0 | -114.4102 | -408.9164 | -492.4005 | -415.1488 | 0.39518 | 0.022118 | 0.022118 | 0.022118 | -45.2131 | -9.0443 | -10.8908 | -9.1822
6 | 28 | 11 | 775.6091 | 767.3729 | 755.259 | 859.1093 | 378.8299 | 100.3275 | 0 | 0 | 42.3764 | 72.9598 | 75.4266 | 65.403 | 0 | 0 | 0 | 0 | 434.8032 | 990.2421 | 1183.7563 | 1257.5813 | 0 | 0 | 0 | 0 | -0.30282 | -10.2782 | -16.6187 | -41.0966 | 0 | 0 | 0 | 0 | -80.0975 | -385.8782 | -487.3052 | -422.7784 | 0.39679 | 0.022118 | 0.022118 | 0.022118 | -31.7821 | -8.5348 | -10.7781 | -9.3509
6 | 28 | 12 | 802.901 | 795.9064 | 785.1931 | 894.9881 | 378.8299 | 100.3275 | 0 | 0 | 41.3221 | 72.2789 | 72.1743 | 65.4689 | 0 | 0 | 0 | 0 | 448.2629 | 1001.6771 | 1206.6354 | 1279.633 | 0 | 0 | 0 | 0 | -0.36079 | -9.4343 | -23.6609 | -42.3074 | 0 | 0 | 0 | 0 | -65.1532 | -368.9428 | -469.9558 | -407.8064 | 0.39234 | 0.022118 | 0.022118 | 0.022118 | -25.5624 | -8.1602 | -10.3944 | -9.0198
6 | 28 | 13 | 826.0883 | 820.7883 | 811.9202 | 927.4159 | 378.8299 | 100.3275 | 0 | 0 | 40.8628 | 72.5453 | 74.5293 | 65.5943 | 0 | 0 | 0 | 0 | 550.1408 | 1123.7642 | 1364.0124 | 1440.5006 | 0 | 0 | 0 | 0 | -0.38195 | -9.3107 | -9.4036 | -45.5526 | 0 | 0 | 0 | 0 | -143.3632 | -466.538 | -617.2178 | -533.1264 | 0.39433 | 0.022118 | 0.022118 | 0.022118 | -56.5322 | -10.3188 | -13.6515 | -11.7916
6 | 28 | 14 | 854.5597 | 851.0267 | 844.1701 | 966.5381 | 378.8299 | 100.3275 | 0 | 0 | 40.1152 | 74.321 | 76.8503 | 65.4887 | 0 | 0 | 0 | 0 | 622.0211 | 1200.2962 | 1464.1398 | 1549.6667 | 0 | 0 | 0 | 0 | -0.3137 | -7.5183 | -13.626 | -32.7469 | 0 | 0 | 0 | 0 | -186.0928 | -516.3998 | -683.194 | -615.8704 | 0.39259 | 0.022448 | 0.022118 | 0.021917 | -73.0578 | -11.592 | -15.1108 | -13.4977
6 | 28 | 15 | 876.7721 | 875.0656 | 870.3138 | 998.7157 | 378.8299 | 100.3275 | 0 | 0 | 41.2016 | 73.2275 | 72.7909 | 65.3764 | 0 | 0 | 0 | 0 | 638.2054 | 1209.531 | 1469.8103 | 1536.5044 | 0 | 0 | 0 | 0 | -0.21253 | -11.0416 | -13.5795 | -32.9311 | 0 | 0 | 0 | 0 | -181.2523 | -496.9788 | -658.708 | -570.2339 | 0.38933 | 0.022983 | 0.021613 | 0.020742 | -70.5664 | -11.4223 | -14.2366 | -11.8275
6 | 28 | 16 | 891.6497 | 893.6035 | 893.0225 | 1028.6964 | 378.8299 | 100.3275 | 0 | 0 | 40.8131 | 77.6569 | 77.6722 | 69.6925 | 0 | 0 | 0 | 0 | 665.8639 | 1207.3512 | 1464.5368 | 1555.6694 | 0 | 0 | 0 | 0 | -0.086391 | -3.2471 | -2.0112 | -19.72 | 0 | 0 | 0 | 0 | -193.7708 | -488.4849 | -647.1753 | -576.9456 | 0.39725 | 0.023616 | 0.020937 | 0.02146 | -76.9759 | -11.5359 | -13.5496 | -12.3815
6 | 28 | 17 | 898.0194 | 903.9278 | 907.9066 | 1050.0557 | 378.8299 | 100.3275 | 0 | 0 | 42.0824 | 78.0546 | 77.8107 | 81.5147 | 0 | 0 | 0 | 0 | 664.2917 | 1146.2294 | 1404.5045 | 1489.7147 | 141.5984 | 151.5027 | 151.5027 | 151.5027 | -0.075549 | -1.9953 | -10.4034 | 16.3723 | 0 | 0 | 0 | 0 | -328.7074 | -570.1911 | -715.5079 | -689.0487 | 0.40602 | 0.342 | 0.42749 | 0.2585 | -133.4622 | -195.0072 | -305.8711 | -178.1171
6 | 28 | 18 | 891.161 | 900.8325 | 909.0425 | 1055.0059 | 378.8299 | 100.3275 | 0 | 0 | 46.3579 | 78.6907 | 79.2419 | 86.1219 | 0 | 0 | 0 | 0 | 679.4227 | 1053.8629 | 1290.4475 | 1345.6916 | 141.5984 | 151.5027 | 151.5027 | 151.5027 | -0.085891 | -1.7686 | -9.0152 | -2.803 | 0 | 0 | 0 | 0 | -354.962 | -481.7827 | -603.1344 | -525.5073 | 0.4027 | 0.42494 | 0.41159 | 0.40375 | -142.9416 | -204.7276 | -248.2425 | -212.1728
6 | 28 | 19 | 867.3406 | 878.9261 | 889.221 | 1033.7181 | 378.8299 | 100.3275 | 0 | 0 | 53.1779 | 97.1873 | 97.0995 | 103.5978 | 0 | 0 | 0 | 0 | 620.0632 | 825.9761 | 1023.3419 | 1113.3194 | 141.5984 | 151.5027 | 151.5027 | 151.5027 | -0.13546 | 1.3448 | 5.4587 | 12.8484 | 0 | 0 | 0 | 0 | -326.1934 | -297.4123 | -388.1819 | -347.5503 | 0.40839 | 0.42225 | 0.40697 | 0.39265 | -133.2135 | -125.5821 | -157.9783 | -136.4645
6 | 28 | 20 | 844.8285 | 856.6491 | 867.2056 | 1008.4384 | 378.8299 | 100.3275 | 0 | 0 | 55.2006 | 104.5951 | 104.7404 | 110.6128 | 0 | 0 | 0 | 0 | 581.0114 | 696.8293 | 875.5036 | 1006.5591 | 141.5984 | 151.5027 | 151.5027 | 151.5027 | 0.051078 | 1.7885 | 0.22429 | 22.6329 | 0 | 0 | 0 | 0 | -311.8628 | -198.394 | -264.7653 | -282.8691 | 0.40942 | 0.43553 | 0.40598 | 0.39629 | -127.6838 | -86.4063 | -107.4903 | -112.0978
6 | 28 | 21 | 836.6548 | 849.2038 | 860.7681 | 1002.1915 | 378.8299 | 100.3275 | 0 | 0 | 55.4775 | 106.9698 | 106.5775 | 115.2009 | 0 | 0 | 0 | 0 | 615.8146 | 718.5793 | 872.9541 | 1033.0002 | 141.5984 | 151.5027 | 151.5027 | 151.5027 | 0.1868 | 3.6506 | 4.6254 | 15.5011 | 0 | 0 | 0 | 0 | -355.2524 | -231.8261 | -274.8916 | -313.0134 | 0.4094 | 0.43476 | 0.40586 | 0.39679 | -145.4398 | -100.7895 | -111.5684 | -124.2013
6 | 28 | 22 | 814.4679 | 828.2235 | 841.486 | 981.9441 | 378.8299 | 100.3275 | 0 | 0 | 54.1844 | 107.4675 | 111.7947 | 117.0008 | 0 | 0 | 0 | 0 | 555.1806 | 658.0329 | 779.8895 | 931.1372 | 141.5984 | 151.5027 | 151.5027 | 151.5027 | 0.56589 | 7.1835 | 21.3312 | 18.0559 | 0 | 0 | 0 | 0 | -315.8913 | -196.2905 | -223.032 | -235.7524 | 0.40731 | 0.42231 | 0.40449 | 0.39511 | -128.6664 | -82.8957 | -90.2153 | -93.1486
6 | 28 | 23 | 733.4963 | 746.5164 | 759.1846 | 886.5395 | 378.8299 | 100.3275 | 0 | 0 | 52.4638 | 105.8783 | 114.8812 | 117.6299 | 0 | 0 | 0 | 0 | 482.1248 | 580.9844 | 687.4628 | 817.7375 | 0 | 0 | 0 | 0 | 0.86072 | 8.5753 | 10.4037 | 12.515 | 0 | 0 | 0 | 0 | -180.783 | -49.2491 | -53.5631 | -61.3429 | 0.40299 | 0.42067 | 0.40353 | 0.39408 | -72.8529 | -20.7178 | -21.6142 | -24.1741
6 | 28 | 24 | 645.2263 | 654.0009 | 661.9055 | 769.8035 | 378.8299 | 100.3275 | 0 | 0 | 50.5919 | 117.8828 | 113.3406 | 119.1124 | 0 | 0 | 0 | 0 | 428.4618 | 526.5261 | 634.3624 | 730.2141 | 0 | 0 | 0 | 0 | 0.70639 | 2.2699 | 9.9457 | 43.4304 | 0 | 0 | 0 | 0 | -213.3637 | -93.0055 | -95.7432 | -122.9533 | 0.40134 | 0.42366 | 0.4104 | 0.39542 | -85.6323 | -39.4026 | -39.2933 | -48.6176
6 | 29 | 1 | 582.1365 | 586.9043 | 590.362 | 683.2317 | 378.8299 | 100.3275 | 0 | 0 | 42.5591 | 110.7182 | 119.9975 | 121.3971 | 0 | 0 | 0 | 0 | 360.6971 | 461.3464 | 573.9243 | 642.0401 | 0 | 0 | 0 | 0 | -0.18156 | 7.39 | 9.8833 | 7.6415 | 0 | 0 | 0 | 0 | -199.7681 | -92.8777 | -113.443 | -87.847 | 0.4071 | 0.42843 | 0.41669 | 0.39372 | -81.3264 | -39.7919 | -47.2705 | -34.587
6 | 29 | 2 | 540.5269 | 541.7032 | 541.1229 | 622.739 | 378.8299 | 100.3275 | 0 | 0 | 39.8469 | 120.7083 | 120.474 | 120.6528 | 0 | 0 | 0 | 0 | 309.8959 | 410.592 | 512.0731 | 565.4507 | 0 | 0 | 0 | 0 | -0.15304 | 2.3298 | 3.088 | 4.2416 | 0 | 0 | 0 | 0 | -187.8928 | -92.2543 | -94.5121 | -67.6061 | 0.40672 | 0.42869 | 0.41639 | 0.39335 | -76.4191 | -39.5482 | -39.3534 | -26.5928
6 | 29 | 3 | 516.2086 | 514.3346 | 510.3283 | 584.1395 | 378.8299 | 100.3275 | 0 | 0 | 39.9646 | 118.6765 | 111.3868 | 115.4728 | 0 | 0 | 0 | 0 | 289.4087 | 388.1804 | 485.0835 | 525.9523 | 0 | 0 | 0 | 0 | -0.19755 | 2.0422 | 6.9263 | 2.0245 | 0 | 0 | 0 | 0 | -191.797 | -94.8919 | -93.0683 | -59.3101 | 0.40558 | 0.42977 | 0.41648 | 0.39426 | -77.7892 | -40.7818 | -38.7615 | -23.3836
6 | 29 | 4 | 505.9604 | 501.0714 | 493.5614 | 561.5058 | 378.8299 | 100.3275 | 0 | 0 | 41.6303 | 106.7014 | 106.8248 | 114.0477 | 0 | 0 | 0 | 0 | 293.57 | 388.4807 | 480.6729 | 520.7742 | 0 | 0 | 0 | 0 | -0.1659 | 5.4869 | 10.9218 | 3.4936 | 0 | 0 | 0 | 0 | -207.9039 | -99.9251 | -104.8581 | -76.8097 | 0.40646 | 0.42931 | 0.41675 | 0.39303 | -84.5042 | -42.8988 | -43.7 | -30.1883
6 | 29 | 5 | 500.4041 | 493.0286 | 482.609 | 546.1137 | 378.8299 | 100.3275 | 0 | 0 | 45.3344 | 108.2494 | 105.1606 | 108.0259 | 0 | 0 | 0 | 0 | 280.3122 | 380.1157 | 465.8854 | 495 | 0 | 0 | 0 | 0 | -0.21113 | 6.4443 | 6.1629 | 6.037 | 0 | 0 | 0 | 0 | -203.8612 | -102.1083 | -94.5999 | -62.9492 | 0.40796 | 0.42719 | 0.41626 | 0.3916 | -83.1677 | -43.6192 | -39.3778 | -24.6509
6 | 29 | 6 | 524.9449 | 514.6873 | 500.7453 | 563.5831 | 378.8299 | 100.3275 | 0 | 0 | 51.5581 | 101.5255 | 95.2544 | 98.883 | 0 | 0 | 0 | 0 | 270.0409 | 486.0213 | 583.7619 | 594.7149 | 0 | 0 | 0 | 0 | -0.22792 | -1.6022 | -1.9043 | 2.9611 | 0 | 0 | 0 | 0 | -175.2561 | -171.5848 | -176.3668 | -132.9759 | 0.40606 | 0.43154 | 0.41548 | 0.38797 | -71.1648 | -74.0455 | -73.2771 | -51.5902
6 | 29 | 7 | 574.0202 | 562.3952 | 546.7273 | 615.0127 | 378.8299 | 100.3275 | 0 | 0 | 51.6182 | 87.703 | 81.0806 | 82.2829 | 0 | 0 | 0 | 0 | 255.709 | 592.4532 | 700.164 | 705.4061 | 0 | 0 | 0 | 0 | -0.097427 | -2.1426 | -4.303 | 2.4776 | 0 | 0 | 0 | 0 | -112.0395 | -215.9459 | -230.2142 | -175.1539 | 0.39763 | 0.41039 | 0.41696 | 0.37762 | -44.5499 | -88.6223 | -95.9894 | -66.1418
6 | 29 | 8 | 634.5669 | 622.7977 | 606.7895 | 683.9581 | 378.8299 | 100.3275 | 0 | 0 | 44.8444 | 78.9369 | 78.372 | 78.0186 | 0 | 0 | 0 | 0 | 307.6737 | 746.7308 | 896.6541 | 928.1252 | 0 | 0 | 0 | 0 | -0.087247 | -2.4516 | -7.9348 | 35.2141 | 0 | 0 | 0 | 0 | -96.6939 | -300.7458 | -360.3018 | -357.3998 | 0.39542 | 0.54534 | 0.3925 | 0.14136 | -38.2343 | -164.0077 | -141.4169 | -50.5235
6 | 29 | 9 | 691.6215 | 681.3264 | 666.8894 | 754.7544 | 378.8299 | 100.3275 | 0 | 0 | 43.4923 | 77.3879 | 77.1155 | 75.6425 | 0 | 0 | 0 | 0 | 366.1861 | 877.3925 | 1051.6493 | 1101.0104 | 0 | 0 | 0 | 0 | -0.082518 | -2.8015 | -9.8796 | -45.5414 | 0 | 0 | 0 | 0 | -96.8043 | -370.98 | -451.9959 | -376.3571 | 0.3881 | 0.022118 | 0.022118 | 0.021036 | -37.5697 | -8.2053 | -9.9972 | -7.9171
6 | 29 | 10 | 733.4832 | 723.8282 | 710.0822 | 805.3181 | 378.8299 | 100.3275 | 0 | 0 | 47.6296 | 76.9053 | 76.6315 | 64.9895 | 0 | 0 | 0 | 0 | 407.8856 | 959.167 | 1147.5959 | 1210.0319 | 0 | 0 | 0 | 0 | -0.1101 | -3.5806 | -7.348 | -38.8823 | 0 | 0 | 0 | 0 | -100.7518 | -408.991 | -506.7972 | -430.8211 | 0.39518 | 0.022118 | 0.022118 | 0.022118 | -39.8155 | -9.046 | -11.2093 | -9.5288
6 | 29 | 11 | 772.9955 | 764.6938 | 752.5027 | 855.8429 | 378.8299 | 100.3275 | 0 | 0 | 42.3764 | 72.9598 | 75.4266 | 65.403 | 0 | 0 | 0 | 0 | 422.0337 | 984.7965 | 1180.0614 | 1261.8365 | 0 | 0 | 0 | 0 | -0.30282 | -10.2782 | -16.6187 | -41.0966 | 0 | 0 | 0 | 0 | -69.9417 | -383.1118 | -486.3665 | -430.3 | 0.39679 | 0.022118 | 0.022118 | 0.022118 | -27.7523 | -8.4736 | -10.7574 | -9.5173
6 | 29 | 12 | 803.6651 | 796.698 | 786.0176 | 895.9737 | 378.8299 | 100.3275 | 0 | 0 | 41.3221 | 72.2789 | 72.1743 | 65.4689 | 0 | 0 | 0 | 0 | 491.7904 | 1057.0765 | 1269.5957 | 1354.5547 | 0 | 0 | 0 | 0 | -0.36079 | -9.4343 | -23.6609 | -42.3074 | 0 | 0 | 0 | 0 | -107.9165 | -423.5506 | -532.0915 | -481.7424 | 0.39234 | 0.022118 | 0.022118 | 0.022118 | -42.3404 | -9.368 | -11.7687 | -10.6551
6 | 29 | 13 | 827.0275 | 821.7583 | 812.9269 | 928.6164 | 378.8299 | 100.3275 | 0 | 0 | 40.8628 | 72.5453 | 74.5293 | 65.5943 | 0 | 0 | 0 | 0 | 523.3166 | 1090.4188 | 1321.7227 | 1432.5251 | 0 | 0 | 0 | 0 | -0.38195 | -9.3107 | -9.4036 | -45.5526 | 0 | 0 | 0 | 0 | -115.5999 | -432.2226 | -573.9215 | -523.9504 | 0.39433 | 0.022118 | 0.022118 | 0.022118 | -45.5843 | -9.5598 | -12.6939 | -11.5886
6 | 29 | 14 | 857.155 | 853.6983 | 846.9324 | 969.8233 | 378.8299 | 100.3275 | 0 | 0 | 40.1152 | 74.321 | 76.8503 | 65.4887 | 0 | 0 | 0 | 0 | 580.0735 | 1158.6092 | 1378.9249 | 1487.6349 | 0 | 0 | 0 | 0 | -0.3137 | -7.5183 | -13.626 | -32.7469 | 0 | 0 | 0 | 0 | -141.5499 | -472.0412 | -595.2168 | -550.5534 | 0.39259 | 0.022448 | 0.022118 | 0.021917 | -55.5708 | -10.5963 | -13.1649 | -12.0662
6 | 29 | 15 | 882.7789 | 881.2411 | 876.6889 | 1006.2894 | 378.8299 | 100.3275 | 0 | 0 | 41.2016 | 73.2275 | 72.7909 | 65.3764 | 0 | 0 | 0 | 0 | 628.3971 | 1202.1355 | 1432.7742 | 1558.9062 | 0 | 0 | 0 | 0 | -0.21253 | -11.0416 | -13.5795 | -32.9311 | 0 | 0 | 0 | 0 | -165.4372 | -483.4079 | -615.2968 | -585.0621 | 0.38933 | 0.022983 | 0.021613 | 0.020742 | -64.4092 | -11.1104 | -13.2984 | -12.1351
6 | 29 | 16 | 901.5472 | 903.776 | 903.5205 | 1041.1653 | 378.8299 | 100.3275 | 0 | 0 | 40.8131 | 77.6569 | 77.6722 | 69.6925 | 0 | 0 | 0 | 0 | 662.1292 | 1194.0849 | 1404.3322 | 1532.4845 | 0 | 0 | 0 | 0 | -0.086391 | -3.2471 | -2.0112 | -19.72 | 0 | 0 | 0 | 0 | -180.1387 | -465.0462 | -576.4726 | -541.2918 | 0.39725 | 0.023616 | 0.020937 | 0.02146 | -71.5605 | -10.9824 | -12.0693 | -11.6164
6 | 29 | 17 | 910.9944 | 917.2615 | 921.6649 | 1066.3952 | 378.8299 | 100.3275 | 0 | 0 | 42.0824 | 78.0546 | 77.8107 | 81.5147 | 0 | 0 | 0 | 0 | 694.6978 | 1158.964 | 1343.0759 | 1448.523 | 141.5984 | 151.5027 | 151.5027 | 151.5027 | -0.075549 | -1.9953 | -10.4034 | 16.3723 | 0 | 0 | 0 | 0 | -346.1385 | -569.5919 | -640.321 | -631.5175 | 0.40602 | 0.342 | 0.42749 | 0.2585 | -140.5396 | -194.8023 | -273.7296 | -163.2454
6 | 29 | 18 | 903.4572 | 913.4658 | 922.0745 | 1070.4797 | 378.8299 | 100.3275 | 0 | 0 | 46.3579 | 78.6907 | 79.2419 | 86.1219 | 0 | 0 | 0 | 0 | 627.0292 | 984.936 | 1141.9965 | 1221.5889 | 141.5984 | 151.5027 | 151.5027 | 151.5027 | -0.085891 | -1.7686 | -9.0152 | -2.803 | 0 | 0 | 0 | 0 | -290.2723 | -400.2225 | -441.6515 | -385.9309 | 0.4027 | 0.42494 | 0.41159 | 0.40375 | -116.8913 | -170.0696 | -181.7781 | -155.8191
6 | 29 | 19 | 873.1354 | 884.8686 | 895.3374 | 1040.969 | 378.8299 | 100.3275 | 0 | 0 | 53.1779 | 97.1873 | 97.0995 | 103.5978 | 0 | 0 | 0 | 0 | 535.3191 | 725.52 | 872.5359 | 1004.5432 | 141.5984 | 151.5027 | 151.5027 | 151.5027 | -0.13546 | 1.3448 | 5.4587 | 12.8484 | 0 | 0 | 0 | 0 | -235.6544 | -191.0138 | -231.2595 | -231.5231 | 0.40839 | 0.42225 | 0.40697 | 0.39265 | -96.2385 | -80.6554 | -94.1157 | -90.9068
6 | 29 | 20 | 849.8071 | 861.7552 | 872.4619 | 1014.6702 | 378.8299 | 100.3275 | 0 | 0 | 55.2006 | 104.5951 | 104.7404 | 110.6128 | 0 | 0 | 0 | 0 | 481.9108 | 593.6959 | 738.2921 | 890.3652 | 141.5984 | 151.5027 | 151.5027 | 151.5027 | 0.051078 | 1.7885 | 0.22429 | 22.6329 | 0 | 0 | 0 | 0 | -207.7837 | -90.1547 | -122.2977 | -160.4434 | 0.40942 | 0.43553 | 0.40598 | 0.39629 | -85.0714 | -39.265 | -49.6508 | -63.5819
6 | 29 | 21 | 833.9028 | 846.3657 | 857.8277 | 998.6893 | 378.8299 | 100.3275 | 0 | 0 | 55.4775 | 106.9698 | 106.5775 | 115.2009 | 0 | 0 | 0 | 0 | 445.5133 | 552.4771 | 670.014 | 821.299 | 141.5984 | 151.5027 | 151.5027 | 151.5027 | 0.1868 | 3.6506 | 4.6254 | 15.5011 | 0 | 0 | 0 | 0 | -187.703 | -68.562 | -74.8919 | -104.8144 | 0.4094 | 0.43476 | 0.40586 | 0.39679 | -76.8453 | -29.8082 | -30.3959 | -41.5895
6 | 29 | 22 | 811.4244 | 825.0943 | 838.2553 | 978.1057 | 378.8299 | 100.3275 | 0 | 0 | 54.1844 | 107.4675 | 111.7947 | 117.0008 | 0 | 0 | 0 | 0 | 409.0705 | 515.4152 | 622.722 | 751.1037 | 141.5984 | 151.5027 | 151.5027 | 151.5027 | 0.56589 | 7.1835 | 21.3312 | 18.0559 | 0 | 0 | 0 | 0 | -172.8247 | -56.802 | -69.0953 | -59.5574 | 0.40731 | 0.42231 | 0.40449 | 0.39511 | -70.3936 | -23.9881 | -27.9487 | -23.5318
6 | 29 | 23 | 738.8806 | 752.0535 | 764.9028 | 893.3346 | 378.8299 | 100.3275 | 0 | 0 | 52.4638 | 105.8783 | 114.8812 | 117.6299 | 0 | 0 | 0 | 0 | 393.2738 | 503.0591 | 591.8669 | 713.1427 | 0 | 0 | 0 | 0 | 0.86072 | 8.5753 | 10.4037 | 12.515 | 0 | 0 | 0 | 0 | -86.5476 | 34.2133 | 47.7511 | 50.047 | 0.40299 | 0.42067 | 0.40353 | 0.39408 | -34.8774 | 14.3926 | 19.2689 | 19.7226
6 | 29 | 24 | 659.3046 | 668.4753 | 676.8491 | 787.5575 | 378.8299 | 100.3275 | 0 | 0 | 50.5919 | 117.8828 | 113.3406 | 119.1124 | 0 | 0 | 0 | 0 | 386.8414 | 490.1694 | 578.6437 | 700.574 | 0 | 0 | 0 | 0 | 0.70639 | 2.2699 | 9.9457 | 43.4304 | 0 | 0 | 0 | 0 | -157.665 | -42.1743 | -25.0809 | -75.5593 | 0.40134 | 0.42366 | 0.4104 | 0.39542 | -63.2779 | -17.8675 | -10.2933 | -29.8773
6 | 30 | 1 | 594.6293 | 599.747 | 603.6191 | 698.9806 | 378.8299 | 100.3275 | 0 | 0 | 42.5591 | 110.7182 | 119.9975 | 121.3971 | 0 | 0 | 0 | 0 | 348.217 | 447.6293 | 534.2064 | 640.1424 | 0 | 0 | 0 | 0 | -0.18156 | 7.39 | 9.8833 | 7.6415 | 0 | 0 | 0 | 0 | -174.7952 | -66.3179 | -60.4681 | -70.2005 | 0.4071 | 0.42843 | 0.41669 | 0.39372 | -71.1599 | -28.4128 | -25.1964 | -27.6392
6 | 30 | 2 | 552.1503 | 553.6495 | 553.4514 | 637.3818 | 378.8299 | 100.3275 | 0 | 0 | 39.8469 | 120.7083 | 120.474 | 120.6528 | 0 | 0 | 0 | 0 | 369.0137 | 464.5952 | 529.8053 | 628.2099 | 0 | 0 | 0 | 0 | -0.15304 | 2.3298 | 3.088 | 4.2416 | 0 | 0 | 0 | 0 | -235.3871 | -134.3112 | -99.9158 | -115.7225 | 0.40672 | 0.42869 | 0.41639 | 0.39335 | -95.7358 | -57.5775 | -41.6035 | -45.5193
6 | 30 | 3 | 524.7381 | 523.097 | 519.3662 | 594.8699 | 378.8299 | 100.3275 | 0 | 0 | 39.9646 | 118.6765 | 111.3868 | 115.4728 | 0 | 0 | 0 | 0 | 366.4145 | 460.4141 | 508.288 | 592.3779 | 0 | 0 | 0 | 0 | -0.19755 | 2.0422 | 6.9263 | 2.0245 | 0 | 0 | 0 | 0 | -260.2733 | -158.3632 | -107.2349 | -115.0053 | 0.40558 | 0.42977 | 0.41648 | 0.39426 | -105.5619 | -68.06 | -44.6617 | -45.3419
6 | 30 | 4 | 507.6813 | 502.8231 | 495.3485 | 563.611 | 378.8299 | 100.3275 | 0 | 0 | 41.6303 | 106.7014 | 106.8248 | 114.0477 | 0 | 0 | 0 | 0 | 352.3941 | 441.0748 | 479.5819 | 555.0344 | 0 | 0 | 0 | 0 | -0.1659 | 5.4869 | 10.9218 | 3.4936 | 0 | 0 | 0 | 0 | -265.0072 | -150.7675 | -101.9801 | -108.9648 | 0.40646 | 0.42931 | 0.41675 | 0.39303 | -107.7143 | -64.7259 | -42.5006 | -42.8261
6 | 30 | 5 | 493.5831 | 485.9799 | 475.2885 | 537.3797 | 378.8299 | 100.3275 | 0 | 0 | 45.3344 | 108.2494 | 105.1606 | 108.0259 | 0 | 0 | 0 | 0 | 331.3449 | 419.1434 | 459.0738 | 526.5283 | 0 | 0 | 0 | 0 | -0.21113 | 6.4443 | 6.1629 | 6.037 | 0 | 0 | 0 | 0 | -261.7149 | -148.1847 | -95.1088 | -103.2115 | 0.40796 | 0.42719 | 0.41626 | 0.3916 | -106.7698 | -63.3024 | -39.5897 | -40.4176
6 | 30 | 6 | 497.5631 | 486.47 | 471.5343 | 528.8115 | 378.8299 | 100.3275 | 0 | 0 | 51.5581 | 101.5255 | 95.2544 | 98.883 | 0 | 0 | 0 | 0 | 313.0285 | 529.6322 | 594.9439 | 638.5071 | 0 | 0 | 0 | 0 | -0.22792 | -1.6022 | -1.9043 | 2.9611 | 0 | 0 | 0 | 0 | -245.6254 | -243.413 | -216.7598 | -211.5397 | 0.40606 | 0.43154 | 0.41548 | 0.38797 | -99.7391 | -105.0421 | -90.0596 | -82.0704
6 | 30 | 7 | 514.7781 | 501.4053 | 483.6623 | 540.0038 | 378.8299 | 100.3275 | 0 | 0 | 51.6182 | 87.703 | 81.0806 | 82.2829 | 0 | 0 | 0 | 0 | 295.6062 | 640.6861 | 723.1273 | 747.7297 | 0 | 0 | 0 | 0 | -0.097427 | -2.1426 | -4.303 | 2.4776 | 0 | 0 | 0 | 0 | -211.1788 | -325.1688 | -316.2426 | -292.4864 | 0.39763 | 0.41039 | 0.41696 | 0.37762 | -83.9703 | -133.4464 | -131.8596 | -110.449
6 | 30 | 8 | 552.6652 | 538.5101 | 519.6711 | 580.3716 | 378.8299 | 100.3275 | 0 | 0 | 44.8444 | 78.9369 | 78.372 | 78.0186 | 0 | 0 | 0 | 0 | 354.2531 | 794.4018 | 898.1277 | 928.7046 | 0 | 0 | 0 | 0 | -0.087247 | -2.4516 | -7.9348 | 35.2141 | 0 | 0 | 0 | 0 | -225.1749 | -432.7045 | -448.8938 | -461.5658 | 0.39542 | 0.54534 | 0.3925 | 0.14136 | -89.0377 | -235.9696 | -176.1889 | -65.2488
6 | 30 | 9 | 602.5123 | 589.6321 | 572.1284 | 642.0915 | 378.8299 | 100.3275 | 0 | 0 | 43.4923 | 77.3879 | 77.1155 | 75.6425 | 0 | 0 | 0 | 0 | 412.607 | 921.9769 | 1042.4557 | 1080.7665 | 0 | 0 | 0 | 0 | -0.082518 | -2.8015 | -9.8796 | -45.5414 | 0 | 0 | 0 | 0 | -232.3344 | -507.2588 | -537.5633 | -468.776 | 0.3881 | 0.022118 | 0.022118 | 0.021036 | -90.169 | -11.2194 | -11.8898 | -9.8613
6 | 30 | 10 | 653.4248 | 641.4398 | 624.9295 | 704.0712 | 378.8299 | 100.3275 | 0 | 0 | 47.6296 | 76.9053 | 76.6315 | 64.9895 | 0 | 0 | 0 | 0 | 430.8798 | 985.8529 | 1118.6836 | 1159.147 | 0 | 0 | 0 | 0 | -0.1101 | -3.5806 | -7.348 | -38.8823 | 0 | 0 | 0 | 0 | -203.8045 | -518.0652 | -563.0376 | -481.1831 | 0.39518 | 0.022118 | 0.022118 | 0.022118 | -80.5402 | -11.4585 | -12.4532 | -10.6427
6 | 30 | 11 | 699.0041 | 688.5466 | 673.7976 | 762.2595 | 378.8299 | 100.3275 | 0 | 0 | 42.3764 | 72.9598 | 75.4266 | 65.403 | 0 | 0 | 0 | 0 | 425.5754 | 1004.9907 | 1145.9201 | 1189.482 | 0 | 0 | 0 | 0 | -0.30282 | -10.2782 | -16.6187 | -41.0966 | 0 | 0 | 0 | 0 | -147.4747 | -479.4532 | -530.9304 | -451.5288 | 0.39679 | 0.022118 | 0.022118 | 0.022118 | -58.5168 | -10.6044 | -11.743 | -9.9868
6 | 30 | 12 | 730.2325 | 721.1304 | 707.9172 | 803.1142 | 378.8299 | 100.3275 | 0 | 0 | 41.3221 | 72.2789 | 72.1743 | 65.4689 | 0 | 0 | 0 | 0 | 441.7381 | 1031.7177 | 1184.623 | 1236.7032 | 0 | 0 | 0 | 0 | -0.36079 | -9.4343 | -23.6609 | -42.3074 | 0 | 0 | 0 | 0 | -131.2968 | -473.7593 | -525.2192 | -456.7505 | 0.39234 | 0.022118 | 0.022118 | 0.022118 | -51.5135 | -10.4785 | -11.6167 | -10.1023
6 | 30 | 13 | 764.0546 | 756.9407 | 745.92 | 848.9325 | 378.8299 | 100.3275 | 0 | 0 | 40.8628 | 72.5453 | 74.5293 | 65.5943 | 0 | 0 | 0 | 0 | 462.4292 | 1059.4896 | 1225.9326 | 1279.4668 | 0 | 0 | 0 | 0 | -0.38195 | -9.3107 | -9.4036 | -45.5526 | 0 | 0 | 0 | 0 | -117.6854 | -466.111 | -545.1383 | -450.576 | 0.39433 | 0.022118 | 0.022118 | 0.022118 | -46.4067 | -10.3093 | -12.0573 | -9.9657
6 | 30 | 14 | 792.2915 | 786.933 | 777.9099 | 887.7407 | 378.8299 | 100.3275 | 0 | 0 | 40.1152 | 74.321 | 76.8503 | 65.4887 | 0 | 0 | 0 | 0 | 471.91 | 1080.6502 | 1268.4924 | 1334.2716 | 0 | 0 | 0 | 0 | -0.3137 | -7.5183 | -13.626 | -32.7469 | 0 | 0 | 0 | 0 | -98.2499 | -460.8474 | -553.8069 | -479.2727 | 0.39259 | 0.022448 | 0.022118 | 0.021917 | -38.5717 | -10.345 | -12.249 | -10.504
6 | 30 | 15 | 819.0071 | 815.6051 | 808.8408 | 925.6092 | 378.8299 | 100.3275 | 0 | 0 | 41.2016 | 73.2275 | 72.7909 | 65.3764 | 0 | 0 | 0 | 0 | 474.7348 | 1076.5126 | 1283.3471 | 1339.1912 | 0 | 0 | 0 | 0 | -0.21253 | -11.0416 | -13.5795 | -32.9311 | 0 | 0 | 0 | 0 | -75.5467 | -423.421 | -533.7178 | -446.0272 | 0.38933 | 0.022983 | 0.021613 | 0.020742 | -29.4124 | -9.7317 | -11.5352 | -9.2513
6 | 30 | 16 | 838.5782 | 838.9709 | 836.5367 | 961.5175 | 378.8299 | 100.3275 | 0 | 0 | 40.8131 | 77.6569 | 77.6722 | 69.6925 | 0 | 0 | 0 | 0 | 460.3718 | 1024.6021 | 1242.067 | 1311.4708 | 0 | 0 | 0 | 0 | -0.086391 | -3.2471 | -2.0112 | -19.72 | 0 | 0 | 0 | 0 | -41.3502 | -360.3684 | -481.1913 | -399.9258 | 0.39725 | 0.023616 | 0.020937 | 0.02146 | -16.4264 | -8.5103 | -10.0745 | -8.5826
6 | 30 | 17 | 851.6299 | 856.1733 | 858.5319 | 991.3337 | 378.8299 | 100.3275 | 0 | 0 | 42.0824 | 78.0546 | 77.8107 | 81.5147 | 0 | 0 | 0 | 0 | 410.3329 | 901.0856 | 1087.6722 | 1133.2548 | 141.5984 | 151.5027 | 151.5027 | 151.5027 | -0.075549 | -1.9953 | -10.4034 | 16.3723 | 0 | 0 | 0 | 0 | -121.1382 | -372.8017 | -448.0503 | -391.3108 | 0.40602 | 0.342 | 0.42749 | 0.2585 | -49.1847 | -127.4994 | -191.5362 | -101.1527
6 | 30 | 18 | 856.6043 | 865.2542 | 872.2513 | 1011.2448 | 378.8299 | 100.3275 | 0 | 0 | 46.3579 | 78.6907 | 79.2419 | 86.1219 | 0 | 0 | 0 | 0 | 343.789 | 720.0793 | 876.573 | 913.6939 | 141.5984 | 151.5027 | 151.5027 | 151.5027 | -0.085891 | -1.7686 | -9.0152 | -2.803 | 0 | 0 | 0 | 0 | -53.885 | -183.5774 | -226.0511 | -137.2708 | 0.4027 | 0.42494 | 0.41159 | 0.40375 | -21.6992 | -78.0089 | -93.0398 | -55.4229
6 | 30 | 19 | 852.4471 | 863.5588 | 873.2891 | 1014.7336 | 378.8299 | 100.3275 | 0 | 0 | 53.1779 | 97.1873 | 97.0995 | 103.5978 | 0 | 0 | 0 | 0 | 285.5458 | 502.1947 | 652.3957 | 728.8282 | 141.5984 | 151.5027 | 151.5027 | 151.5027 | -0.13546 | 1.3448 | 5.4587 | 12.8484 | 0 | 0 | 0 | 0 | -6.5694 | 11.0017 | -33.1677 | 17.9564 | 0.40839 | 0.42225 | 0.40697 | 0.39265 | -2.6829 | 4.6455 | -13.4982 | 7.0505
6 | 30 | 20 | 829.7638 | 841.1098 | 851.101 | 989.2528 | 378.8299 | 100.3275 | 0 | 0 | 55.2006 | 104.5951 | 104.7404 | 110.6128 | 0 | 0 | 0 | 0 | 294.9019 | 427.5079 | 575.7473 | 690.4056 | 141.5984 | 151.5027 | 151.5027 | 151.5027 | 0.051078 | 1.7885 | 0.22429 | 22.6329 | 0 | 0 | 0 | 0 | -40.818 | 55.388 | 18.8863 | 14.0988 | 0.40942 | 0.43553 | 0.40598 | 0.39629 | -16.7118 | 24.1231 | 7.6675 | 5.5872
6 | 30 | 21 | 818.0204 | 830.0058 | 840.9003 | 978.5469 | 378.8299 | 100.3275 | 0 | 0 | 55.4775 | 106.9698 | 106.5775 | 115.2009 | 0 | 0 | 0 | 0 | 294.0118 | 415.9996 | 541.043 | 669.0406 | 141.5984 | 151.5027 | 151.5027 | 151.5027 | 0.1868 | 3.6506 | 4.6254 | 15.5011 | 0 | 0 | 0 | 0 | -52.0839 | 51.5556 | 37.1517 | 27.3015 | 0.4094 | 0.43476 | 0.40586 | 0.39679 | -21.3231 | 22.4145 | 15.0785 | 10.833
6 | 30 | 22 | 798.3973 | 811.6783 | 824.3774 | 961.5948 | 378.8299 | 100.3275 | 0 | 0 | 54.1844 | 107.4675 | 111.7947 | 117.0008 | 0 | 0 | 0 | 0 | 245.8099 | 366.7701 | 472.3438 | 591.8277 | 141.5984 | 151.5027 | 151.5027 | 151.5027 | 0.56589 | 7.1835 | 21.3312 | 18.0559 | 0 | 0 | 0 | 0 | -22.5913 | 78.4271 | 67.4049 | 83.2078 | 0.40731 | 0.42231 | 0.40449 | 0.39511 | -9.2017 | 33.1207 | 27.2649 | 32.8764
6 | 30 | 23 | 730.0444 | 742.9492 | 755.4798 | 882.1193 | 378.8299 | 100.3275 | 0 | 0 | 52.4638 | 105.8783 | 114.8812 | 117.6299 | 0 | 0 | 0 | 0 | 211.9939 | 331.7898 | 438.2626 | 547.9588 | 0 | 0 | 0 | 0 | 0.86072 | 8.5753 | 10.4037 | 12.515 | 0 | 0 | 0 | 0 | 85.896 | 196.3783 | 191.9323 | 204.0155 | 0.40299 | 0.42067 | 0.40353 | 0.39408 | 34.6148 | 82.6112 | 77.4501 | 80.3987
6 | 30 | 24 | 654.6169 | 663.6393 | 671.8367 | 781.5857 | 378.8299 | 100.3275 | 0 | 0 | 50.5919 | 117.8828 | 113.3406 | 119.1124 | 0 | 0 | 0 | 0 | 211.4855 | 328.9399 | 442.9966 | 542.1275 | 0 | 0 | 0 | 0 | 0.70639 | 2.2699 | 9.9457 | 43.4304 | 0 | 0 | 0 | 0 | 13.0032 | 114.2193 | 105.5538 | 76.9154 | 0.40134 | 0.42366 | 0.4104 | 0.39542 | 5.2188 | 48.39 | 43.3196 | 30.4135
7 | 1 | 1 | 594.4573 | 599.0959 | 602.3702 | 696.9176 | 378.8299 | 100.3275 | 0 | 0 | 30.3891 | 138.3128 | 137.6639 | 123.1092 | 0 | 0 | 0 | 0 | 213.3786 | 329.8703 | 432.18 | 519.8562 | 0 | 0 | 0 | 0 | -0.22327 | 2.6167 | 6.371 | 3.0798 | 0 | 0 | 0 | 0 | -27.917 | 27.9686 | 26.1552 | 50.8723 | 0.3644 | 0.37066 | 0.38218 | 0.36382 | -10.173 | 10.3668 | 9.9959 | 18.5085
7 | 1 | 2 | 551.8825 | 553.0586 | 552.4547 | 635.805 | 378.8299 | 100.3275 | 0 | 0 | 29.3981 | 139.3146 | 136.854 | 117.5889 | 0 | 0 | 0 | 0 | 204.4551 | 317.0383 | 398.8188 | 474.3108 | 0 | 0 | 0 | 0 | -0.22327 | 5.1009 | 11.0503 | 0 | 0 | 0 | 0 | 0 | -60.5774 | -8.7226 | 5.7316 | 43.9053 | 0.3644 | 0.36878 | 0.38135 | 0.36382 | -22.0746 | -3.2167 | 2.1858 | 15.9737
7 | 1 | 3 | 523.4445 | 521.2878 | 516.9098 | 591.3506 | 378.8299 | 100.3275 | 0 | 0 | 28.341 | 135.7717 | 132.5774 | 96.5859 | 0 | 0 | 0 | 0 | 201.9673 | 309.0069 | 374.0418 | 430.7603 | 0 | 0 | 0 | 0 | -0.17534 | 8.6491 | 12.2104 | 0 | 0 | 0 | 0 | 0 | -85.5183 | -32.4673 | -1.9198 | 64.0045 | 0.36651 | 0.3648 | 0.37847 | 0.36382 | -31.343 | -11.8442 | -0.72659 | 23.2862
7 | 1 | 4 | 504.2389 | 498.9689 | 490.9803 | 558.0211 | 378.8299 | 100.3275 | 0 | 0 | 32.4728 | 111.7312 | 107.7752 | 105.1904 | 0 | 0 | 0 | 0 | 180.7151 | 282.9412 | 337.4305 | 380.8882 | 0 | 0 | 0 | 0 | -0.041319 | 13.0833 | 12.2186 | 0 | 0 | 0 | 0 | 0 | -87.7376 | -9.1142 | 33.556 | 71.9425 | 0.36512 | 0.37056 | 0.38415 | 0.36382 | -32.0351 | -3.3774 | 12.8905 | 26.1742
7 | 1 | 5 | 490.9336 | 482.5986 | 470.9927 | 531.4574 | 378.8299 | 100.3275 | 0 | 0 | 46.8243 | 95.4305 | 92.4125 | 92.5738 | 0 | 0 | 0 | 0 | 167.2184 | 268.2506 | 312.7947 | 337.6466 | 0 | 0 | 0 | 0 | 0.65105 | 3.0627 | -4.6844 | 24.6002 | 0 | 0 | 0 | 0 | -102.5901 | 15.5272 | 70.4699 | 76.6368 | 0.36404 | 0.37803 | 0.38589 | 0.36382 | -37.3473 | 5.8698 | 27.1935 | 27.8821
7 | 1 | 6 | 490.683 | 479.3298 | 464.0772 | 519.8617 | 378.8299 | 100.3275 | 0 | 0 | 51.3113 | 94.2331 | 91.8548 | 89.7018 | 0 | 0 | 0 | 0 | 179.7676 | 394.4041 | 457.3918 | 469.9999 | 0 | 0 | 0 | 0 | 0.36984 | 8.7777 | 12.0012 | -10.6542 | 0 | 0 | 0 | 0 | -119.5956 | -118.4126 | -97.1706 | -29.1859 | 0.36811 | 0.37383 | 0.38312 | 0.36387 | -44.0238 | -44.2664 | -37.2276 | -10.6198
7 | 1 | 7 | 498.0112 | 483.8374 | 465.1231 | 517.5728 | 378.8299 | 100.3275 | 0 | 0 | 50.3416 | 90.8559 | 88.4773 | 71.2051 | 0 | 0 | 0 | 0 | 194.9913 | 543.4611 | 628.4029 | 633.6189 | 0 | 0 | 0 | 0 | -0.13886 | -3.2681 | -3.674 | 0 | 0 | 0 | 0 | 0 | -126.0128 | -247.5389 | -248.0831 | -187.2512 | 0.37184 | 0.3586 | 0.37474 | 0.37002 | -46.8564 | -88.7665 | -92.9655 | -69.2859
7 | 1 | 8 | 523.5857 | 508.3812 | 488.2837 | 542.7993 | 378.8299 | 100.3275 | 0 | 0 | 40.5996 | 72.2394 | 69.7741 | 68.4323 | 0 | 0 | 0 | 0 | 244.0646 | 686.0174 | 795.6414 | 804.0805 | 0 | 0 | 0 | 0 | -0.22327 | -2.7345 | -3.1792 | 0 | 0 | 0 | 0 | 0 | -139.6851 | -347.4686 | -373.9527 | -329.7135 | 0.37003 | 0.38103 | 0.36475 | 0.38586 | -51.6872 | -132.3952 | -136.3997 | -127.2246
7 | 1 | 9 | 572.4068 | 558.133 | 538.9462 | 602.0086 | 378.8299 | 100.3275 | 0 | 0 | 48.7484 | 52.1772 | 51.098 | 62.2803 | 0 | 0 | 0 | 0 | 294.603 | 808.1216 | 939.3388 | 955.1291 | 0 | 0 | 0 | 0 | -0.22327 | -12.8963 | -18.1998 | -0.48 | 0 | 0 | 0 | 0 | -149.5512 | -389.5969 | -433.2908 | -414.9208 | 0.36691 | 0.38398 | 0.38398 | 0 | -54.8724 | -149.5955 | -166.3728 | 0
7 | 1 | 10 | 623.7063 | 610.3047 | 592.0789 | 664.3328 | 378.8299 | 100.3275 | 0 | 0 | 44.8995 | 42.3411 | 43.166 | 55.8007 | 0 | 0 | 0 | 0 | 326.767 | 882.3281 | 1030.5848 | 1054.5411 | 0 | 0 | 0 | 0 | -0.22327 | -12.2718 | -24 | -35.3479 | 0 | 0 | 0 | 0 | -126.5669 | -402.4202 | -457.6718 | -410.6611 | 0.36691 | 0.38398 | 0.38398 | 0 | -46.4391 | -154.5194 | -175.7345 | 0
7 | 1 | 11 | 670.5949 | 658.5026 | 641.7622 | 723.1713 | 378.8299 | 100.3275 | 0 | 0 | 45.1402 | 42.912 | 44.2697 | 52.4433 | 0 | 0 | 0 | 0 | 349.1676 | 924.5595 | 1088.0942 | 1116.925 | 0 | 0 | 0 | 0 | -0.22327 | -12 | -24 | -48 | 0 | 0 | 0 | 0 | -102.3196 | -397.2964 | -466.6017 | -398.197 | 0.36691 | 0.38398 | 0.38398 | 0 | -37.5425 | -152.5519 | -179.1634 | 0
7 | 1 | 12 | 713.3324 | 702.6397 | 687.4683 | 777.4445 | 378.8299 | 100.3275 | 0 | 0 | 43.7818 | 44.408 | 45.7514 | 47.6023 | 0 | 0 | 0 | 0 | 367.992 | 949.8144 | 1134.2984 | 1166.3269 | 0 | 0 | 0 | 0 | -0.22327 | -12 | -24 | -48 | 0 | 0 | 0 | 0 | -77.048 | -379.9102 | -468.5816 | -388.4846 | 0.36691 | 0.38398 | 0.38398 | 0 | -28.27 | -145.8761 | -179.9236 | 0
7 | 1 | 13 | 748.5324 | 739.678 | 726.5082 | 824.2578 | 378.8299 | 100.3275 | 0 | 0 | 40.6124 | 46.0364 | 48.8638 | 47.754 | 0 | 0 | 0 | 0 | 385.5029 | 969.5427 | 1184.8998 | 1217.5069 | 0 | 0 | 0 | 0 | -0.22327 | -8.6338 | -13.3198 | -48 | 0 | 0 | 0 | 0 | -56.1895 | -367.5947 | -493.9355 | -393.0031 | 0.36382 | 0.38398 | 0.38398 | 0 | -20.443 | -141.1472 | -189.6589 | 0
7 | 1 | 14 | 788.9567 | 781.7883 | 770.5011 | 876.8015 | 378.8299 | 100.3275 | 0 | 0 | 48.9887 | 46.5556 | 47.5471 | 49.854 | 0 | 0 | 0 | 0 | 401.0069 | 993.5543 | 1227.6904 | 1268.2285 | 0 | 0 | 0 | 0 | -0.22327 | -6.4208 | -14.0709 | -31.3986 | 0 | 0 | 0 | 0 | -39.6455 | -352.2283 | -490.6655 | -409.8823 | 0.36561 | 0.38398 | 0.38398 | 0 | -14.4947 | -135.2469 | -188.4033 | 0
7 | 1 | 15 | 822.888 | 817.497 | 808.232 | 922.279 | 378.8299 | 100.3275 | 0 | 0 | 43.1114 | 54.5156 | 51.9895 | 62.5602 | 0 | 0 | 0 | 0 | 403.9271 | 992.2533 | 1217.6837 | 1258.9074 | 0 | 0 | 0 | 0 | -0.22327 | -0.60004 | 0 | 0.15638 | 0 | 0 | 0 | 0 | -2.7571 | -328.9993 | -461.4411 | -399.3449 | 0.36533 | 0.38398 | 0.38025 | 0 | -1.0072 | -126.3276 | -175.4626 | 0
7 | 1 | 16 | 856.9357 | 855.5397 | 850.835 | 975.6585 | 378.8299 | 100.3275 | 0 | 0 | 40.6723 | 61.8214 | 72.2107 | 81.0568 | 0 | 0 | 0 | 0 | 395.5015 | 960.2745 | 1180.9857 | 1220.0836 | 0 | 0 | 0 | 0 | -0.22327 | -0.60004 | -2.4 | 0.70581 | 0 | 0 | 0 | 0 | 42.1553 | -266.2835 | -399.9614 | -326.1877 | 0.37414 | 0.38398 | 0.38398 | 0.38586 | 15.7719 | -102.2463 | -153.5752 | -125.8637
7 | 1 | 17 | 885.3457 | 888.7202 | 889.561 | 1025.5997 | 378.8299 | 100.3275 | 0 | 0 | 43.9105 | 84.1373 | 80.7416 | 83.8291 | 0 | 0 | 0 | 0 | 398.51 | 899.5308 | 1113.3518 | 1160.0365 | 283.1967 | 303.0055 | 303.0055 | 303.0055 | -0.22327 | -1.3833 | -1.7395 | -2.4 | 0 | 0 | 0 | 0 | -218.8781 | -496.8974 | -605.7984 | -518.8713 | 0.38366 | 0.35923 | 0.36981 | 0.37601 | -83.9738 | -178.4984 | -224.0287 | -195.103
7 | 1 | 18 | 898.4676 | 906.3576 | 912.3444 | 1056.5304 | 378.8299 | 100.3275 | 0 | 0 | 47.3402 | 85.16 | 80.7034 | 87.2065 | 0 | 0 | 0 | 0 | 427.7815 | 819.7843 | 1041.3031 | 1114.6931 | 283.1967 | 303.0055 | 303.0055 | 303.0055 | -0.22327 | -1.199 | -0.44921 | 0 | 0 | 0 | 0 | 0 | -238.4575 | -400.7206 | -512.2184 | -448.3748 | 0.38585 | 0.38166 | 0.38652 | 0.37341 | -92.0097 | -152.9384 | -197.9852 | -167.4276
7 | 1 | 19 | 893.7168 | 904.4323 | 913.6163 | 1060.7866 | 378.8299 | 100.3275 | 0 | 0 | 51.6452 | 97.2778 | 94.627 | 94.9068 | 0 | 0 | 0 | 0 | 504.653 | 716.0884 | 908.4829 | 1007.7778 | 283.1967 | 303.0055 | 303.0055 | 303.0055 | -0.22327 | -3.4122 | -1.6507 | 22.0516 | 0 | 0 | 0 | 0 | -324.3847 | -308.8546 | -390.8484 | -366.9551 | 0.38793 | 0.39411 | 0.38919 | 0.38458 | -125.8402 | -121.7223 | -152.1139 | -141.123
7 | 1 | 20 | 871.4987 | 882.4941 | 891.9946 | 1036.0183 | 378.8299 | 100.3275 | 0 | 0 | 49.4163 | 101.6417 | 106.9003 | 113.4035 | 0 | 0 | 0 | 0 | 535.8155 | 649.6289 | 801.0579 | 931.811 | 283.1967 | 303.0055 | 303.0055 | 303.0055 | -0.13782 | 10.1876 | 12.6965 | 29.2764 | 0 | 0 | 0 | 0 | -375.6219 | -282.2971 | -331.6654 | -341.4781 | 0.38829 | 0.40541 | 0.3998 | 0.38892 | -145.8513 | -114.4447 | -132.6004 | -132.8065
7 | 1 | 21 | 856.0378 | 867.819 | 878.4069 | 1021.5838 | 378.8299 | 100.3275 | 0 | 0 | 49.7069 | 114.9544 | 112.6736 | 120.3532 | 0 | 0 | 0 | 0 | 493.1736 | 597.7696 | 722.2971 | 877.9777 | 283.1967 | 303.0055 | 303.0055 | 303.0055 | 0.117 | 0 | 13.1327 | 16 | 0 | 0 | 0 | 0 | -348.9862 | -248.2379 | -272.702 | -295.7526 | 0.38736 | 0.40087 | 0.39574 | 0.38805 | -135.1842 | -99.5112 | -107.9182 | -114.7675
7 | 1 | 22 | 826.062 | 839.3922 | 852.1108 | 993.6682 | 378.8299 | 100.3275 | 0 | 0 | 50.1179 | 113.1533 | 116.5974 | 125.0056 | 0 | 0 | 0 | 0 | 448.5403 | 553.8818 | 670.3267 | 808.5057 | 283.1967 | 303.0055 | 303.0055 | 303.0055 | 0.17673 | 1.1225 | 6.6886 | 13.9091 | 0 | 0 | 0 | 0 | -334.7995 | -232.0983 | -244.5074 | -256.7577 | 0.38147 | 0.39646 | 0.3914 | 0.38267 | -127.7151 | -92.0183 | -95.699 | -98.2538
7 | 1 | 23 | 743.1472 | 755.6416 | 767.642 | 895.6254 | 378.8299 | 100.3275 | 0 | 0 | 48.1554 | 120.2222 | 126.2279 | 133.8858 | 0 | 0 | 0 | 0 | 435.0794 | 536.7686 | 646.4416 | 765.6866 | 0 | 0 | 0 | 0 | 0.39182 | 2.6167 | 0.91442 | 18.7363 | 0 | 0 | 0 | 0 | -119.3093 | -4.2934 | -5.9418 | -22.6833 | 0.37334 | 0.38975 | 0.38502 | 0.37572 | -44.5427 | -1.6733 | -2.2877 | -8.5225
7 | 1 | 24 | 652.5013 | 661.0384 | 668.6338 | 777.2567 | 378.8299 | 100.3275 | 0 | 0 | 43.775 | 131.1282 | 135.5718 | 134.0002 | 0 | 0 | 0 | 0 | 424.8279 | 523.3321 | 633.3933 | 736.1049 | 0 | 0 | 0 | 0 | 0.88365 | 0.93779 | 6.3013 | 16 | 0 | 0 | 0 | 0 | -195.8152 | -94.6872 | -106.6326 | -108.8484 | 0.36396 | 0.38033 | 0.38357 | 0.36382 | -71.2687 | -36.0124 | -40.9009 | -39.6014
7 | 2 | 1 | 587.7005 | 592.1493 | 595.199 | 688.3981 | 378.8299 | 100.3275 | 0 | 0 | 30.3891 | 138.3128 | 137.6639 | 123.1092 | 0 | 0 | 0 | 0 | 411.8018 | 507.9431 | 604.606 | 701.8569 | 0 | 0 | 0 | 0 | -0.22327 | 2.6167 | 6.371 | 3.0798 | 0 | 0 | 0 | 0 | -233.0971 | -157.0507 | -153.4419 | -139.6478 | 0.3644 | 0.37066 | 0.38218 | 0.36382 | -84.9412 | -58.2122 | -58.6417 | -50.8069
7 | 2 | 2 | 547.1503 | 548.197 | 547.4399 | 629.8507 | 378.8299 | 100.3275 | 0 | 0 | 29.3981 | 139.3146 | 136.854 | 117.5889 | 0 | 0 | 0 | 0 | 391.6802 | 484.0718 | 565.5532 | 642.6526 | 0 | 0 | 0 | 0 | -0.22327 | 5.1009 | 11.0503 | 0 | 0 | 0 | 0 | 0 | -252.5346 | -180.6178 | -166.0176 | -130.3909 | 0.3644 | 0.36878 | 0.38135 | 0.36382 | -92.0243 | -66.608 | -63.3115 | -47.439
7 | 2 | 3 | 524.3794 | 522.2566 | 517.9193 | 592.5577 | 378.8299 | 100.3275 | 0 | 0 | 28.341 | 135.7717 | 132.5774 | 96.5859 | 0 | 0 | 0 | 0 | 401.3795 | 487.2892 | 556.2055 | 608.7866 | 0 | 0 | 0 | 0 | -0.17534 | 8.6491 | 12.2104 | 0 | 0 | 0 | 0 | 0 | -283.9957 | -209.7809 | -183.074 | -112.8147 | 0.36651 | 0.3648 | 0.37847 | 0.36382 | -104.0862 | -76.5286 | -69.288 | -41.0444
7 | 2 | 4 | 511.9794 | 506.9468 | 499.2407 | 567.8552 | 378.8299 | 100.3275 | 0 | 0 | 32.4728 | 111.7312 | 107.7752 | 105.1904 | 0 | 0 | 0 | 0 | 388.0845 | 470.7016 | 519.5273 | 565.521 | 0 | 0 | 0 | 0 | -0.041319 | 13.0833 | 12.2186 | 0 | 0 | 0 | 0 | 0 | -287.3665 | -188.8967 | -140.2804 | -102.8562 | 0.36512 | 0.37056 | 0.38415 | 0.36382 | -104.9243 | -69.998 | -53.8884 | -37.4213
7 | 2 | 5 | 513.0351 | 505.364 | 494.5469 | 559.4845 | 378.8299 | 100.3275 | 0 | 0 | 46.8243 | 95.4305 | 92.4125 | 92.5738 | 0 | 0 | 0 | 0 | 353.2636 | 438.9299 | 472.6071 | 516.0757 | 0 | 0 | 0 | 0 | 0.65105 | 3.0627 | -4.6844 | 24.6002 | 0 | 0 | 0 | 0 | -266.5337 | -132.3866 | -65.7883 | -73.7652 | 0.36404 | 0.37803 | 0.38589 | 0.36382 | -97.0299 | -50.0461 | -25.3869 | -26.8374
7 | 2 | 6 | 537.3234 | 527.3601 | 513.7586 | 578.9666 | 378.8299 | 100.3275 | 0 | 0 | 51.3113 | 94.2331 | 91.8548 | 89.7018 | 0 | 0 | 0 | 0 | 355.3403 | 549.2537 | 589.0655 | 619.892 | 0 | 0 | 0 | 0 | 0.36984 | 8.7777 | 12.0012 | -10.6542 | 0 | 0 | 0 | 0 | -248.5279 | -225.2318 | -179.1628 | -119.973 | 0.36811 | 0.37383 | 0.38312 | 0.36387 | -91.4845 | -84.1988 | -68.6402 | -43.6544
7 | 2 | 7 | 584.8173 | 573.1922 | 557.5029 | 627.4357 | 378.8299 | 100.3275 | 0 | 0 | 50.3416 | 90.8559 | 88.4773 | 71.2051 | 0 | 0 | 0 | 0 | 343.1841 | 663.0844 | 717.2989 | 727.6781 | 0 | 0 | 0 | 0 | -0.13886 | -3.2681 | -3.674 | 0 | 0 | 0 | 0 | 0 | -187.3994 | -277.8075 | -244.5993 | -171.4476 | 0.37184 | 0.3586 | 0.37474 | 0.37002 | -69.6823 | -99.6207 | -91.66 | -63.4383
7 | 2 | 8 | 642.2222 | 630.4742 | 614.4778 | 692.8486 | 378.8299 | 100.3275 | 0 | 0 | 40.5996 | 72.2394 | 69.7741 | 68.4323 | 0 | 0 | 0 | 0 | 388.9723 | 816.6017 | 903.6361 | 914.9369 | 0 | 0 | 0 | 0 | -0.22327 | -2.7345 | -3.1792 | 0 | 0 | 0 | 0 | 0 | -165.9562 | -355.9599 | -355.7532 | -290.5206 | 0.37003 | 0.38103 | 0.36475 | 0.38586 | -61.4082 | -135.6306 | -129.7614 | -112.1015
7 | 2 | 9 | 700.6812 | 690.138 | 675.3772 | 764.2232 | 378.8299 | 100.3275 | 0 | 0 | 48.7484 | 52.1772 | 51.098 | 62.2803 | 0 | 0 | 0 | 0 | 461.9574 | 954.2905 | 1060.9972 | 1081.2077 | 0 | 0 | 0 | 0 | -0.22327 | -12.8963 | -18.1998 | -0.48 | 0 | 0 | 0 | 0 | -188.6312 | -403.7609 | -418.5181 | -378.7849 | 0.36691 | 0.38398 | 0.38398 | 0 | -69.2114 | -155.0341 | -160.7005 | 0
7 | 2 | 10 | 747.2876 | 737.4909 | 723.5424 | 820.652 | 378.8299 | 100.3275 | 0 | 0 | 44.8995 | 42.3411 | 43.166 | 55.8007 | 0 | 0 | 0 | 0 | 511.8911 | 1054.5391 | 1183.0447 | 1213.2179 | 0 | 0 | 0 | 0 | -0.22327 | -12.2718 | -24 | -35.3479 | 0 | 0 | 0 | 0 | -188.1096 | -447.4451 | -478.6682 | -413.0187 | 0.36691 | 0.38398 | 0.38398 | 0 | -69.02 | -171.8078 | -183.7966 | 0
7 | 2 | 11 | 796.4606 | 788.0338 | 775.6426 | 882.3584 | 378.8299 | 100.3275 | 0 | 0 | 45.1402 | 42.912 | 44.2697 | 52.4433 | 0 | 0 | 0 | 0 | 521.0224 | 1086.0831 | 1227.4002 | 1272.3383 | 0 | 0 | 0 | 0 | -0.22327 | -12 | -24 | -48 | 0 | 0 | 0 | 0 | -148.3087 | -429.2887 | -472.0273 | -394.4233 | 0.36691 | 0.38398 | 0.38398 | 0 | -54.4165 | -164.8362 | -181.2467 | 0
7 | 2 | 12 | 834.079 | 826.905 | 815.9086 | 930.1654 | 378.8299 | 100.3275 | 0 | 0 | 43.7818 | 44.408 | 45.7514 | 47.6023 | 0 | 0 | 0 | 0 | 538.6288 | 1109.1041 | 1258.0229 | 1334.4586 | 0 | 0 | 0 | 0 | -0.22327 | -12 | -24 | -48 | 0 | 0 | 0 | 0 | -126.9382 | -414.9346 | -463.8658 | -403.8955 | 0.36691 | 0.38398 | 0.38398 | 0 | -46.5754 | -159.3246 | -178.1129 | 0
7 | 2 | 13 | 869.9089 | 864.5927 | 855.6213 | 977.7798 | 378.8299 | 100.3275 | 0 | 0 | 40.6124 | 46.0364 | 48.8638 | 47.754 | 0 | 0 | 0 | 0 | 588.3715 | 1167.4027 | 1317.403 | 1409.5207 | 0 | 0 | 0 | 0 | -0.22327 | -8.6338 | -13.3198 | -48 | 0 | 0 | 0 | 0 | -137.6816 | -440.54 | -497.3256 | -431.4949 | 0.36382 | 0.38398 | 0.38398 | 0 | -50.0916 | -169.1564 | -190.9606 | 0
7 | 2 | 14 | 907.618 | 903.9107 | 896.7304 | 1026.8968 | 378.8299 | 100.3275 | 0 | 0 | 48.9887 | 46.5556 | 47.5471 | 49.854 | 0 | 0 | 0 | 0 | 635.7537 | 1218.083 | 1374.1562 | 1445.7257 | 0 | 0 | 0 | 0 | -0.22327 | -6.4208 | -14.0709 | -31.3986 | 0 | 0 | 0 | 0 | -155.731 | -454.6345 | -510.9019 | -437.2842 | 0.36561 | 0.38398 | 0.38398 | 0 | -56.9364 | -174.5683 | -196.1736 | 0
7 | 2 | 15 | 936.2818 | 934.2025 | 928.8673 | 1065.7268 | 378.8299 | 100.3275 | 0 | 0 | 43.1114 | 54.5156 | 51.9895 | 62.5602 | 0 | 0 | 0 | 0 | 643.7305 | 1221.4875 | 1394.7897 | 1470.445 | 0 | 0 | 0 | 0 | -0.22327 | -0.60004 | 0 | 0.15638 | 0 | 0 | 0 | 0 | -129.1667 | -441.528 | -517.9118 | -467.4348 | 0.36533 | 0.38398 | 0.38025 | 0 | -47.1879 | -169.5358 | -196.9355 | 0
7 | 2 | 16 | 955.0905 | 956.576 | 955.2915 | 1099.8833 | 378.8299 | 100.3275 | 0 | 0 | 40.6723 | 61.8214 | 72.2107 | 81.0568 | 0 | 0 | 0 | 0 | 644.022 | 1193.5871 | 1349.5866 | 1415.5669 | 0 | 0 | 0 | 0 | -0.22327 | -0.60004 | -2.4 | 0.70581 | 0 | 0 | 0 | 0 | -108.2104 | -398.5599 | -464.1058 | -397.4462 | 0.37414 | 0.38398 | 0.38398 | 0.38586 | -40.4855 | -153.0371 | -178.205 | -153.3597
7 | 2 | 17 | 962.2904 | 967.9429 | 971.4886 | 1123.0515 | 378.8299 | 100.3275 | 0 | 0 | 43.9105 | 84.1373 | 80.7416 | 83.8291 | 0 | 0 | 0 | 0 | 613.9744 | 1098.3688 | 1243.4559 | 1306.7841 | 283.1967 | 303.0055 | 303.0055 | 303.0055 | -0.22327 | -1.3833 | -1.7395 | -2.4 | 0 | 0 | 0 | 0 | -357.3978 | -616.5127 | -653.9749 | -568.1671 | 0.38366 | 0.35923 | 0.36981 | 0.37601 | -137.1177 | -221.4673 | -241.8447 | -213.6389
7 | 2 | 18 | 955.579 | 965.1793 | 973.1979 | 1128.9347 | 378.8299 | 100.3275 | 0 | 0 | 47.3402 | 85.16 | 80.7034 | 87.2065 | 0 | 0 | 0 | 0 | 553.1171 | 931.281 | 1071.3888 | 1133.524 | 283.1967 | 303.0055 | 303.0055 | 303.0055 | -0.22327 | -1.199 | -0.44921 | 0 | 0 | 0 | 0 | 0 | -306.6816 | -453.3957 | -481.4505 | -394.8013 | 0.38585 | 0.38166 | 0.38652 | 0.37341 | -118.3342 | -173.0423 | -186.0927 | -147.4228
7 | 2 | 19 | 928.5782 | 940.3722 | 950.8393 | 1105.1104 | 378.8299 | 100.3275 | 0 | 0 | 51.6452 | 97.2778 | 94.627 | 94.9068 | 0 | 0 | 0 | 0 | 485.7949 | 696.185 | 822.4237 | 900.1804 | 283.1967 | 303.0055 | 303.0055 | 303.0055 | -0.22327 | -3.4122 | -1.6507 | 22.0516 | 0 | 0 | 0 | 0 | -270.6653 | -253.0114 | -267.5661 | -215.0339 | 0.38793 | 0.39411 | 0.38919 | 0.38458 | -105.0005 | -99.714 | -104.1338 | -82.6974
7 | 2 | 20 | 894.2606 | 905.9841 | 916.3521 | 1065.0465 | 378.8299 | 100.3275 | 0 | 0 | 49.4163 | 101.6417 | 106.9003 | 113.4035 | 0 | 0 | 0 | 0 | 443.8209 | 564.8245 | 681.0045 | 800.8797 | 283.1967 | 303.0055 | 303.0055 | 303.0055 | -0.13782 | 10.1876 | 12.6965 | 29.2764 | 0 | 0 | 0 | 0 | -260.8654 | -174.0027 | -187.2546 | -181.5185 | 0.38829 | 0.40541 | 0.3998 | 0.38892 | -101.2921 | -70.5416 | -74.8647 | -70.5956
7 | 2 | 21 | 875.4926 | 887.8972 | 899.2281 | 1046.3989 | 378.8299 | 100.3275 | 0 | 0 | 49.7069 | 114.9544 | 112.6736 | 120.3532 | 0 | 0 | 0 | 0 | 435.7097 | 544.6793 | 653.4442 | 793.1482 | 283.1967 | 303.0055 | 303.0055 | 303.0055 | 0.117 | 0 | 13.1327 | 16 | 0 | 0 | 0 | 0 | -272.0676 | -175.0694 | -183.0278 | -186.108 | 0.38736 | 0.40087 | 0.39574 | 0.38805 | -105.3888 | -70.1801 | -72.4308 | -72.2197
7 | 2 | 22 | 836.6055 | 850.2929 | 863.4382 | 1007.1879 | 378.8299 | 100.3275 | 0 | 0 | 50.1179 | 113.1533 | 116.5974 | 125.0056 | 0 | 0 | 0 | 0 | 400.1806 | 508.1297 | 573.1495 | 698.4779 | 283.1967 | 303.0055 | 303.0055 | 303.0055 | 0.17673 | 1.1225 | 6.6886 | 13.9091 | 0 | 0 | 0 | 0 | -275.8963 | -175.4456 | -136.0028 | -133.2102 | 0.38147 | 0.39646 | 0.3914 | 0.38267 | -105.2455 | -69.5576 | -53.2308 | -50.9757
7 | 2 | 23 | 746.2937 | 758.921 | 771.0817 | 899.7576 | 378.8299 | 100.3275 | 0 | 0 | 48.1554 | 120.2222 | 126.2279 | 133.8858 | 0 | 0 | 0 | 0 | 354.0891 | 459.0759 | 529.8744 | 627.5727 | 0 | 0 | 0 | 0 | 0.39182 | 2.6167 | 0.91442 | 18.7363 | 0 | 0 | 0 | 0 | -35.1726 | 76.6788 | 114.0649 | 119.5627 | 0.37334 | 0.38975 | 0.38502 | 0.37572 | -13.1312 | 29.8855 | 43.917 | 44.9221
7 | 2 | 24 | 658.1656 | 666.8946 | 674.7193 | 784.5201 | 378.8299 | 100.3275 | 0 | 0 | 43.775 | 131.1282 | 135.5718 | 134.0002 | 0 | 0 | 0 | 0 | 372.185 | 471.0044 | 529.4479 | 621.5378 | 0 | 0 | 0 | 0 | 0.88365 | 0.93779 | 6.3013 | 16 | 0 | 0 | 0 | 0 | -137.5079 | -36.5032 | 3.3983 | 12.9821 | 0.36396 | 0.38033 | 0.38357 | 0.36382 | -50.0472 | -13.8833 | 1.3035 | 4.7232
7 | 3 | 1 | 596.3054 | 601.0273 | 604.4023 | 699.364 | 378.8299 | 100.3275 | 0 | 0 | 30.3891 | 138.3128 | 137.6639 | 123.1092 | 0 | 0 | 0 | 0 | 371.8412 | 469.3845 | 514.6219 | 602.9 | 0 | 0 | 0 | 0 | -0.22327 | 2.6167 | 6.371 | 3.0798 | 0 | 0 | 0 | 0 | -184.5316 | -109.6142 | -54.2546 | -29.725 | 0.3644 | 0.37066 | 0.38218 | 0.36382 | -67.2438 | -40.6294 | -20.7348 | -10.8146
7 | 3 | 2 | 556.8287 | 558.1734 | 557.7709 | 642.1511 | 378.8299 | 100.3275 | 0 | 0 | 29.3981 | 139.3146 | 136.854 | 117.5889 | 0 | 0 | 0 | 0 | 351.3997 | 451.1175 | 501.366 | 592.296 | 0 | 0 | 0 | 0 | -0.22327 | 5.1009 | 11.0503 | 0 | 0 | 0 | 0 | 0 | -202.5756 | -137.687 | -91.4994 | -67.7339 | 0.3644 | 0.36878 | 0.38135 | 0.36382 | -73.8191 | -50.776 | -34.8937 | -24.643
7 | 3 | 3 | 532.5277 | 530.6568 | 526.6191 | 602.9169 | 378.8299 | 100.3275 | 0 | 0 | 28.341 | 135.7717 | 132.5774 | 96.5859 | 0 | 0 | 0 | 0 | 312.7821 | 411.5129 | 443.6281 | 549.0897 | 0 | 0 | 0 | 0 | -0.17534 | 8.6491 | 12.2104 | 0 | 0 | 0 | 0 | 0 | -187.25 | -125.6044 | -61.7968 | -42.7587 | 0.36651 | 0.3648 | 0.37847 | 0.36382 | -68.6283 | -45.8208 | -23.3882 | -15.5565
7 | 3 | 4 | 517.8488 | 513.0014 | 505.5156 | 575.3308 | 378.8299 | 100.3275 | 0 | 0 | 32.4728 | 111.7312 | 107.7752 | 105.1904 | 0 | 0 | 0 | 0 | 277.3558 | 374.8633 | 402.2583 | 492.8021 | 0 | 0 | 0 | 0 | -0.041319 | 13.0833 | 12.2186 | 0 | 0 | 0 | 0 | 0 | -170.7684 | -87.0039 | -16.7364 | -22.6617 | 0.36512 | 0.37056 | 0.38415 | 0.36382 | -62.3516 | -32.2404 | -6.4293 | -8.2448
7 | 3 | 5 | 515.2579 | 507.6667 | 496.9453 | 562.3518 | 378.8299 | 100.3275 | 0 | 0 | 46.8243 | 95.4305 | 92.4125 | 92.5738 | 0 | 0 | 0 | 0 | 288.0865 | 385.7343 | 411.6515 | 480.7157 | 0 | 0 | 0 | 0 | 0.65105 | 3.0627 | -4.6844 | 24.6002 | 0 | 0 | 0 | 0 | -199.1339 | -76.8883 | -2.4343 | -35.5378 | 0.36404 | 0.37803 | 0.38589 | 0.36382 | -72.4934 | -29.0661 | -0.93938 | -12.9294
7 | 3 | 6 | 537.6383 | 527.7 | 514.129 | 579.4231 | 378.8299 | 100.3275 | 0 | 0 | 51.3113 | 94.2331 | 91.8548 | 89.7018 | 0 | 0 | 0 | 0 | 263.5839 | 488.0265 | 543.119 | 583.1769 | 0 | 0 | 0 | 0 | 0.36984 | 8.7777 | 12.0012 | -10.6542 | 0 | 0 | 0 | 0 | -156.4566 | -163.6647 | -132.846 | -82.8015 | 0.36811 | 0.37383 | 0.38312 | 0.36387 | -57.5925 | -61.183 | -50.8955 | -30.1288
7 | 3 | 7 | 585.0608 | 573.4548 | 557.789 | 627.7883 | 378.8299 | 100.3275 | 0 | 0 | 50.3416 | 90.8559 | 88.4773 | 71.2051 | 0 | 0 | 0 | 0 | 224.7108 | 583.1911 | 664.8627 | 677.3141 | 0 | 0 | 0 | 0 | -0.13886 | -3.2681 | -3.674 | 0 | 0 | 0 | 0 | 0 | -68.6826 | -197.6515 | -191.877 | -120.731 | 0.37184 | 0.3586 | 0.37474 | 0.37002 | -25.5388 | -70.8771 | -71.9031 | -44.6724
7 | 3 | 8 | 640.6984 | 628.9158 | 612.879 | 690.9576 | 378.8299 | 100.3275 | 0 | 0 | 40.5996 | 72.2394 | 69.7741 | 68.4323 | 0 | 0 | 0 | 0 | 238.9258 | 690.6029 | 791.8321 | 811.0239 | 0 | 0 | 0 | 0 | -0.22327 | -2.7345 | -3.1792 | 0 | 0 | 0 | 0 | 0 | -17.4335 | -231.5195 | -245.5481 | -188.4985 | 0.37003 | 0.38103 | 0.36475 | 0.38586 | -6.4509 | -88.2153 | -89.5639 | -72.7348
7 | 3 | 9 | 696.1681 | 685.5131 | 670.6209 | 758.588 | 378.8299 | 100.3275 | 0 | 0 | 48.7484 | 52.1772 | 51.098 | 62.2803 | 0 | 0 | 0 | 0 | 263.521 | 778.6434 | 893.9111 | 926.4191 | 0 | 0 | 0 | 0 | -0.22327 | -12.8963 | -18.1998 | -0.48 | 0 | 0 | 0 | 0 | 5.292 | -232.7387 | -256.1884 | -229.6315 | 0.36691 | 0.38398 | 0.38398 | 0 | 1.9417 | -89.3659 | -98.3699 | 0
7 | 3 | 10 | 739.4088 | 729.4029 | 715.2075 | 810.7622 | 378.8299 | 100.3275 | 0 | 0 | 44.8995 | 42.3411 | 43.166 | 55.8007 | 0 | 0 | 0 | 0 | 287.4742 | 838.1539 | 963.4353 | 1016.6438 | 0 | 0 | 0 | 0 | -0.22327 | -12.2718 | -24 | -35.3479 | 0 | 0 | 0 | 0 | 28.4285 | -239.1478 | -267.3939 | -226.3343 | 0.36691 | 0.38398 | 0.38398 | 0 | 10.4308 | -91.8268 | -102.6726 | 0
7 | 3 | 11 | 786.3489 | 777.6576 | 764.9541 | 869.6801 | 378.8299 | 100.3275 | 0 | 0 | 45.1402 | 42.912 | 44.2697 | 52.4433 | 0 | 0 | 0 | 0 | 303.6961 | 865.1272 | 994.272 | 1067.9555 | 0 | 0 | 0 | 0 | -0.22327 | -12 | -24 | -48 | 0 | 0 | 0 | 0 | 58.9059 | -218.7091 | -249.5876 | -202.7187 | 0.36691 | 0.38398 | 0.38398 | 0 | 21.6134 | -83.9789 | -95.8354 | 0
7 | 3 | 12 | 826.4502 | 819.0846 | 807.8626 | 920.6297 | 378.8299 | 100.3275 | 0 | 0 | 43.7818 | 44.408 | 45.7514 | 47.6023 | 0 | 0 | 0 | 0 | 312.0072 | 871.2493 | 1001.2534 | 1098.0134 | 0 | 0 | 0 | 0 | -0.22327 | -12 | -24 | -48 | 0 | 0 | 0 | 0 | 92.0546 | -184.9003 | -215.1423 | -176.9859 | 0.36691 | 0.38398 | 0.38398 | 0 | 33.7761 | -70.9971 | -82.6093 | 0
7 | 3 | 13 | 863.041 | 857.5562 | 848.3864 | 969.2093 | 378.8299 | 100.3275 | 0 | 0 | 40.6124 | 46.0364 | 48.8638 | 47.754 | 0 | 0 | 0 | 0 | 310.9031 | 863.7758 | 993.8977 | 1072.8862 | 0 | 0 | 0 | 0 | -0.22327 | -8.6338 | -13.3198 | -48 | 0 | 0 | 0 | 0 | 132.9189 | -143.9497 | -181.0553 | -103.4309 | 0.36382 | 0.38398 | 0.38398 | 0 | 48.3588 | -55.2731 | -69.5207 | 0
7 | 3 | 14 | 902.6846 | 898.8667 | 891.5572 | 1020.7795 | 378.8299 | 100.3275 | 0 | 0 | 48.9887 | 46.5556 | 47.5471 | 49.854 | 0 | 0 | 0 | 0 | 305.3674 | 859.4563 | 988.4589 | 1070.0309 | 0 | 0 | 0 | 0 | -0.22327 | -6.4208 | -14.0709 | -31.3986 | 0 | 0 | 0 | 0 | 169.7219 | -101.0517 | -130.3779 | -67.7068 | 0.36561 | 0.38398 | 0.38398 | 0 | 62.0516 | -38.8014 | -50.0619 | 0
7 | 3 | 15 | 934.3659 | 932.2587 | 926.8921 | 1063.4067 | 378.8299 | 100.3275 | 0 | 0 | 43.1114 | 54.5156 | 51.9895 | 62.5602 | 0 | 0 | 0 | 0 | 291.3464 | 837.2755 | 969.9924 | 1058.184 | 0 | 0 | 0 | 0 | -0.22327 | -0.60004 | 0 | 0.15638 | 0 | 0 | 0 | 0 | 221.3014 | -59.2599 | -95.0898 | -57.4938 | 0.36533 | 0.38398 | 0.38025 | 0 | 80.8472 | -22.7543 | -36.1578 | 0
7 | 3 | 16 | 960.7105 | 962.3747 | 961.3031 | 1107.0467 | 378.8299 | 100.3275 | 0 | 0 | 40.6723 | 61.8214 | 72.2107 | 81.0568 | 0 | 0 | 0 | 0 | 283.2268 | 806.4544 | 960.2695 | 1018.6522 | 0 | 0 | 0 | 0 | -0.22327 | -0.60004 | -2.4 | 0.70581 | 0 | 0 | 0 | 0 | 258.2048 | -5.6285 | -68.777 | 6.6318 | 0.37414 | 0.38398 | 0.38398 | 0.38586 | 96.6039 | -2.1612 | -26.4087 | 2.559
7 | 3 | 17 | 976.843 | 982.9222 | 986.9742 | 1141.4672 | 378.8299 | 100.3275 | 0 | 0 | 43.9105 | 84.1373 | 80.7416 | 83.8291 | 0 | 0 | 0 | 0 | 274.097 | 743.1529 | 883.8045 | 917.7842 | 283.1967 | 303.0055 | 303.0055 | 303.0055 | -0.22327 | -1.3833 | -1.7395 | -2.4 | 0 | 0 | 0 | 0 | -2.9678 | -246.3176 | -278.8379 | -160.7515 | 0.38366 | 0.35923 | 0.36981 | 0.37601 | -1.1386 | -88.4837 | -103.1163 | -60.4448
7 | 3 | 18 | 972.8271 | 982.9247 | 991.5331 | 1150.7306 | 378.8299 | 100.3275 | 0 | 0 | 47.3402 | 85.16 | 80.7034 | 87.2065 | 0 | 0 | 0 | 0 | 257.0194 | 627.7711 | 744.9166 | 765.1876 | 283.1967 | 303.0055 | 303.0055 | 303.0055 | -0.22327 | -1.199 | -0.44921 | 0 | 0 | 0 | 0 | 0 | 6.6642 | -132.1404 | -136.6432 | -4.669 | 0.38585 | 0.38166 | 0.38652 | 0.37341 | 2.5714 | -50.4325 | -52.816 | -1.7435
7 | 3 | 19 | 946.0553 | 958.3494 | 969.4093 | 1127.1813 | 378.8299 | 100.3275 | 0 | 0 | 51.6452 | 97.2778 | 94.627 | 94.9068 | 0 | 0 | 0 | 0 | 249.2585 | 450.2426 | 541.6351 | 567.95 | 283.1967 | 303.0055 | 303.0055 | 303.0055 | -0.22327 | -3.4122 | -1.6507 | 22.0516 | 0 | 0 | 0 | 0 | -16.6517 | 10.9083 | 31.7925 | 139.2674 | 0.38793 | 0.39411 | 0.38919 | 0.38458 | -6.4598 | 4.299 | 12.3733 | 53.5592
7 | 3 | 20 | 915.3215 | 927.6379 | 938.7082 | 1091.6076 | 378.8299 | 100.3275 | 0 | 0 | 49.4163 | 101.6417 | 106.9003 | 113.4035 | 0 | 0 | 0 | 0 | 329.2882 | 439.2409 | 519.6859 | 563.924 | 283.1967 | 303.0055 | 303.0055 | 303.0055 | -0.13782 | 10.1876 | 12.6965 | 29.2764 | 0 | 0 | 0 | 0 | -125.2718 | -26.7654 | -3.5799 | 81.9983 | 0.38829 | 0.40541 | 0.3998 | 0.38892 | -48.6421 | -10.8508 | -1.4312 | 31.8905
7 | 3 | 21 | 895.2037 | 908.1591 | 920.1421 | 1071.2423 | 378.8299 | 100.3275 | 0 | 0 | 49.7069 | 114.9544 | 112.6736 | 120.3532 | 0 | 0 | 0 | 0 | 385.4179 | 478.7429 | 574.8835 | 624.8252 | 283.1967 | 303.0055 | 303.0055 | 303.0055 | 0.117 | 0 | 13.1327 | 16 | 0 | 0 | 0 | 0 | -202.0646 | -88.8712 | -83.5531 | 7.0585 | 0.38736 | 0.40087 | 0.39574 | 0.38805 | -78.2723 | -35.6258 | -33.065 | 2.7391
7 | 3 | 22 | 851.9194 | 866.0378 | 879.6938 | 1026.5011 | 378.8299 | 100.3275 | 0 | 0 | 50.1179 | 113.1533 | 116.5974 | 125.0056 | 0 | 0 | 0 | 0 | 411.5299 | 500.9621 | 564.2477 | 630.0261 | 283.1967 | 303.0055 | 303.0055 | 303.0055 | 0.17673 | 1.1225 | 6.6886 | 13.9091 | 0 | 0 | 0 | 0 | -271.9318 | -152.533 | -110.8453 | -45.4451 | 0.38147 | 0.39646 | 0.3914 | 0.38267 | -103.7331 | -60.4736 | -43.3843 | -17.3905
7 | 3 | 23 | 762.2003 | 775.2807 | 787.9783 | 919.8376 | 378.8299 | 100.3275 | 0 | 0 | 48.1554 | 120.2222 | 126.2279 | 133.8858 | 0 | 0 | 0 | 0 | 359.4579 | 445.5173 | 495.7104 | 561.937 | 0 | 0 | 0 | 0 | 0.39182 | 2.6167 | 0.91442 | 18.7363 | 0 | 0 | 0 | 0 | -24.6348 | 106.597 | 165.1256 | 205.2785 | 0.37334 | 0.38975 | 0.38502 | 0.37572 | -9.1971 | 41.5461 | 63.5762 | 77.1272
7 | 3 | 24 | 672.3402 | 681.4787 | 689.7891 | 802.4352 | 378.8299 | 100.3275 | 0 | 0 | 43.775 | 131.1282 | 135.5718 | 134.0002 | 0 | 0 | 0 | 0 | 292.32 | 376.3443 | 447.3123 | 504.4373 | 0 | 0 | 0 | 0 | 0.88365 | 0.93779 | 6.3013 | 16 | 0 | 0 | 0 | 0 | -43.4684 | 72.7409 | 100.6037 | 147.9977 | 0.36396 | 0.38033 | 0.38357 | 0.36382 | -15.8207 | 27.6655 | 38.5884 | 53.8448
7 | 4 | 1 | 604.8256 | 609.7943 | 613.4622 | 710.1351 | 378.8299 | 100.3275 | 0 | 0 | 30.3891 | 138.3128 | 137.6639 | 123.1092 | 0 | 0 | 0 | 0 | 218.6426 | 300.15 | 378.1269 | 430.7775 | 0 | 0 | 0 | 0 | -0.22327 | 2.6167 | 6.371 | 3.0798 | 0 | 0 | 0 | 0 | -22.8128 | 68.3874 | 91.3004 | 153.1686 | 0.3644 | 0.37066 | 0.38218 | 0.36382 | -8.313 | 25.3483 | 34.8928 | 55.726
7 | 4 | 2 | 561.3737 | 562.8516 | 562.6073 | 647.9026 | 378.8299 | 100.3275 | 0 | 0 | 29.3981 | 139.3146 | 136.854 | 117.5889 | 0 | 0 | 0 | 0 | 174.5226 | 251.6582 | 318.0112 | 368.2607 | 0 | 0 | 0 | 0 | -0.22327 | 5.1009 | 11.0503 | 0 | 0 | 0 | 0 | 0 | -21.1537 | 66.4505 | 96.6918 | 162.053 | 0.3644 | 0.36878 | 0.38135 | 0.36382 | -7.7085 | 24.5055 | 36.8738 | 58.9584
7 | 4 | 3 | 534.779 | 532.9704 | 529.0065 | 605.7522 | 378.8299 | 100.3275 | 0 | 0 | 28.341 | 135.7717 | 132.5774 | 96.5859 | 0 | 0 | 0 | 0 | 162.8281 | 234.8458 | 288.5988 | 340.4017 | 0 | 0 | 0 | 0 | -0.17534 | 8.6491 | 12.2104 | 0 | 0 | 0 | 0 | 0 | -35.0446 | 53.3764 | 95.6198 | 168.7646 | 0.36651 | 0.3648 | 0.37847 | 0.36382 | -12.8441 | 19.4718 | 36.1892 | 61.4002
7 | 4 | 4 | 520.2164 | 515.4222 | 507.9987 | 578.2671 | 378.8299 | 100.3275 | 0 | 0 | 32.4728 | 111.7312 | 107.7752 | 105.1904 | 0 | 0 | 0 | 0 | 150.0927 | 216.2742 | 267.996 | 318.8295 | 0 | 0 | 0 | 0 | -0.041319 | 13.0833 | 12.2186 | 0 | 0 | 0 | 0 | 0 | -41.1378 | 74.006 | 120.009 | 154.2472 | 0.36512 | 0.37056 | 0.38415 | 0.36382 | -15.0204 | 27.4238 | 46.1012 | 56.1185
7 | 4 | 5 | 517.3129 | 509.744 | 499.047 | 564.8124 | 378.8299 | 100.3275 | 0 | 0 | 46.8243 | 95.4305 | 92.4125 | 92.5738 | 0 | 0 | 0 | 0 | 132.6367 | 197.7458 | 243.9641 | 281.4264 | 0 | 0 | 0 | 0 | 0.65105 | 3.0627 | -4.6844 | 24.6002 | 0 | 0 | 0 | 0 | -41.6292 | 113.1775 | 167.3547 | 166.212 | 0.36404 | 0.37803 | 0.38589 | 0.36382 | -15.1548 | 42.7845 | 64.5802 | 60.4715
7 | 4 | 6 | 538.2315 | 528.2422 | 514.6067 | 579.9213 | 378.8299 | 100.3275 | 0 | 0 | 51.3113 | 94.2331 | 91.8548 | 89.7018 | 0 | 0 | 0 | 0 | 107.9901 | 291.8796 | 358.2812 | 374.486 | 0 | 0 | 0 | 0 | 0.36984 | 8.7777 | 12.0012 | -10.6542 | 0 | 0 | 0 | 0 | -0.2697 | 33.0243 | 52.4695 | 126.3877 | 0.36811 | 0.37383 | 0.38312 | 0.36387 | -0.099277 | 12.3455 | 20.1019 | 45.9885
7 | 4 | 7 | 583.8418 | 572.1075 | 556.2841 | 625.904 | 378.8299 | 100.3275 | 0 | 0 | 50.3416 | 90.8559 | 88.4773 | 71.2051 | 0 | 0 | 0 | 0 | 124.9859 | 430.7802 | 525.7308 | 530.1768 | 0 | 0 | 0 | 0 | -0.13886 | -3.2681 | -3.674 | 0 | 0 | 0 | 0 | 0 | 29.8233 | -46.588 | -54.25 | 24.522 | 0.37184 | 0.3586 | 0.37474 | 0.37002 | 11.0895 | -16.7063 | -20.3294 | 9.0735
7 | 4 | 8 | 642.3914 | 630.5558 | 614.4502 | 692.7212 | 378.8299 | 100.3275 | 0 | 0 | 40.5996 | 72.2394 | 69.7741 | 68.4323 | 0 | 0 | 0 | 0 | 183.9797 | 580.0099 | 693.3364 | 701.6304 | 0 | 0 | 0 | 0 | -0.22327 | -2.7345 | -3.1792 | 0 | 0 | 0 | 0 | 0 | 39.2056 | -119.2865 | -145.4811 | -77.3415 | 0.37003 | 0.38103 | 0.36475 | 0.38586 | 14.5071 | -45.4515 | -53.0644 | -29.8433
7 | 4 | 9 | 699.5065 | 688.8468 | 673.9429 | 762.4336 | 378.8299 | 100.3275 | 0 | 0 | 48.7484 | 52.1772 | 51.098 | 62.2803 | 0 | 0 | 0 | 0 | 243.6248 | 698.0681 | 821.9618 | 837.8946 | 0 | 0 | 0 | 0 | -0.22327 | -12.8963 | -18.1998 | -0.48 | 0 | 0 | 0 | 0 | 28.5267 | -148.8297 | -180.917 | -137.2613 | 0.36691 | 0.38398 | 0.38398 | 0 | 10.4668 | -57.1469 | -69.4676 | 0
7 | 4 | 10 | 744.8226 | 734.883 | 720.7611 | 817.2724 | 378.8299 | 100.3275 | 0 | 0 | 44.8995 | 42.3411 | 43.166 | 55.8007 | 0 | 0 | 0 | 0 | 285.9892 | 774.6122 | 911.0416 | 932.1859 | 0 | 0 | 0 | 0 | -0.22327 | -12.2718 | -24 | -35.3479 | 0 | 0 | 0 | 0 | 35.3273 | -170.1259 | -209.4464 | -135.3664 | 0.36691 | 0.38398 | 0.38398 | 0 | 12.9621 | -65.3241 | -80.4222 | 0
7 | 4 | 11 | 792.1315 | 783.5228 | 770.9124 | 876.6769 | 378.8299 | 100.3275 | 0 | 0 | 45.1402 | 42.912 | 44.2697 | 52.4433 | 0 | 0 | 0 | 0 | 309.4365 | 803.624 | 946.3475 | 970.961 | 0 | 0 | 0 | 0 | -0.22327 | -12 | -24 | -48 | 0 | 0 | 0 | 0 | 58.9481 | -151.3406 | -195.7048 | -98.7274 | 0.36691 | 0.38398 | 0.38398 | 0 | 21.6289 | -58.111 | -75.1458 | 0
7 | 4 | 12 | 832.8697 | 825.614 | 814.5181 | 928.4646 | 378.8299 | 100.3275 | 0 | 0 | 43.7818 | 44.408 | 45.7514 | 47.6023 | 0 | 0 | 0 | 0 | 321.5665 | 812.5252 | 950.8933 | 977.9631 | 0 | 0 | 0 | 0 | -0.22327 | -12 | -24 | -48 | 0 | 0 | 0 | 0 | 88.9147 | -119.6467 | -158.1267 | -49.1008 | 0.36691 | 0.38398 | 0.38398 | 0 | 32.624 | -45.9413 | -60.7167 | 0
7 | 4 | 13 | 874.1413 | 868.8991 | 860.0127 | 982.9509 | 378.8299 | 100.3275 | 0 | 0 | 40.6124 | 46.0364 | 48.8638 | 47.754 | 0 | 0 | 0 | 0 | 322.4255 | 801.627 | 936.6747 | 964.5351 | 0 | 0 | 0 | 0 | -0.22327 | -8.6338 | -13.3198 | -48 | 0 | 0 | 0 | 0 | 132.4967 | -70.4579 | -112.206 | 18.6618 | 0.36382 | 0.38398 | 0.38398 | 0 | 48.2052 | -27.0541 | -43.0843 | 0
7 | 4 | 14 | 917.6173 | 914.148 | 907.247 | 1039.3468 | 378.8299 | 100.3275 | 0 | 0 | 48.9887 | 46.5556 | 47.5471 | 49.854 | 0 | 0 | 0 | 0 | 313.5151 | 791.7689 | 927.7413 | 959.9297 | 0 | 0 | 0 | 0 | -0.22327 | -6.4208 | -14.0709 | -31.3986 | 0 | 0 | 0 | 0 | 176.5069 | -18.0832 | -53.9705 | 60.9617 | 0.36561 | 0.38398 | 0.38398 | 0 | 64.5322 | -6.9435 | -20.7233 | 0
7 | 4 | 15 | 948.5491 | 946.7704 | 941.7886 | 1081.0325 | 378.8299 | 100.3275 | 0 | 0 | 43.1114 | 54.5156 | 51.9895 | 62.5602 | 0 | 0 | 0 | 0 | 295.9371 | 761.5038 | 901.545 | 935.7371 | 0 | 0 | 0 | 0 | -0.22327 | -0.60004 | 0 | 0.15638 | 0 | 0 | 0 | 0 | 230.894 | 31.0235 | -11.7459 | 82.5789 | 0.36533 | 0.38398 | 0.38025 | 0 | 84.3516 | 11.9122 | -4.4664 | 0
7 | 4 | 16 | 970.7595 | 972.6361 | 971.812 | 1119.4599 | 378.8299 | 100.3275 | 0 | 0 | 40.6723 | 61.8214 | 72.2107 | 81.0568 | 0 | 0 | 0 | 0 | 269.6612 | 709.0632 | 844.7262 | 881.73 | 0 | 0 | 0 | 0 | -0.22327 | -0.60004 | -2.4 | 0.70581 | 0 | 0 | 0 | 0 | 281.8194 | 102.0242 | 57.2751 | 155.9673 | 0.37414 | 0.38398 | 0.38398 | 0.38586 | 105.439 | 39.1748 | 21.9922 | 60.182
7 | 4 | 17 | 985.5799 | 991.837 | 996.0957 | 1152.2346 | 378.8299 | 100.3275 | 0 | 0 | 43.9105 | 84.1373 | 80.7416 | 83.8291 | 0 | 0 | 0 | 0 | 238.1692 | 635.8178 | 742.2661 | 783.7935 | 283.1967 | 303.0055 | 303.0055 | 303.0055 | -0.22327 | -1.3833 | -1.7395 | -2.4 | 0 | 0 | 0 | 0 | 41.6969 | -130.0677 | -128.178 | -15.9934 | 0.38366 | 0.35923 | 0.36981 | 0.37601 | 15.9973 | -46.7237 | -47.4012 | -6.0137
7 | 4 | 18 | 976.146 | 986.2747 | 994.9164 | 1154.6864 | 378.8299 | 100.3275 | 0 | 0 | 47.3402 | 85.16 | 80.7034 | 87.2065 | 0 | 0 | 0 | 0 | 211.6428 | 515.4488 | 620.1264 | 657.1612 | 283.1967 | 303.0055 | 303.0055 | 303.0055 | -0.22327 | -1.199 | -0.44921 | 0 | 0 | 0 | 0 | 0 | 55.3597 | -16.468 | -8.4696 | 107.3132 | 0.38585 | 0.38166 | 0.38652 | 0.37341 | 21.3607 | -6.2852 | -3.2737 | 40.0718
7 | 4 | 19 | 948.4325 | 960.7307 | 971.7917 | 1129.9474 | 378.8299 | 100.3275 | 0 | 0 | 51.6452 | 97.2778 | 94.627 | 94.9068 | 0 | 0 | 0 | 0 | 215.6766 | 377.9147 | 452.4111 | 496.2784 | 283.1967 | 303.0055 | 303.0055 | 303.0055 | -0.22327 | -3.4122 | -1.6507 | 22.0516 | 0 | 0 | 0 | 0 | 19.3074 | 85.6174 | 123.3988 | 213.7051 | 0.38793 | 0.39411 | 0.38919 | 0.38458 | 7.49 | 33.7426 | 48.0255 | 82.1863
7 | 4 | 20 | 910.6795 | 922.8062 | 933.6484 | 1085.5355 | 378.8299 | 100.3275 | 0 | 0 | 49.4163 | 101.6417 | 106.9003 | 113.4035 | 0 | 0 | 0 | 0 | 282.9409 | 363.3734 | 459.5686 | 541.8025 | 283.1967 | 303.0055 | 303.0055 | 303.0055 | -0.13782 | 10.1876 | 12.6965 | 29.2764 | 0 | 0 | 0 | 0 | -83.5666 | 44.2704 | 51.4776 | 98.0477 | 0.38829 | 0.40541 | 0.3998 | 0.38892 | -32.4483 | 17.9475 | 20.5808 | 38.1324
7 | 4 | 21 | 885.3721 | 897.9902 | 909.5702 | 1058.6199 | 378.8299 | 100.3275 | 0 | 0 | 49.7069 | 114.9544 | 112.6736 | 120.3532 | 0 | 0 | 0 | 0 | 341.4283 | 409.0329 | 503.4042 | 583.6741 | 283.1967 | 303.0055 | 303.0055 | 303.0055 | 0.117 | 0 | 13.1327 | 16 | 0 | 0 | 0 | 0 | -167.9067 | -29.33 | -22.6458 | 35.5871 | 0.38736 | 0.40087 | 0.39574 | 0.38805 | -65.0407 | -11.7575 | -8.9618 | 13.8097
7 | 4 | 22 | 845.5784 | 859.4898 | 872.8989 | 1018.399 | 378.8299 | 100.3275 | 0 | 0 | 50.1179 | 113.1533 | 116.5974 | 125.0056 | 0 | 0 | 0 | 0 | 297.7331 | 365.1926 | 433.2406 | 484.7404 | 283.1967 | 303.0055 | 303.0055 | 303.0055 | 0.17673 | 1.1225 | 6.6886 | 13.9091 | 0 | 0 | 0 | 0 | -164.476 | -23.3115 | 13.3669 | 91.7384 | 0.38147 | 0.39646 | 0.3914 | 0.38267 | -62.7422 | -9.2421 | 5.2317 | 35.1057
7 | 4 | 23 | 757.5907 | 770.5293 | 783.0582 | 913.9798 | 378.8299 | 100.3275 | 0 | 0 | 48.1554 | 120.2222 | 126.2279 | 133.8858 | 0 | 0 | 0 | 0 | 223.2539 | 288.1829 | 355.2118 | 421.8888 | 0 | 0 | 0 | 0 | 0.39182 | 2.6167 | 0.91442 | 18.7363 | 0 | 0 | 0 | 0 | 106.9596 | 259.18 | 300.7042 | 339.4689 | 0.37334 | 0.38975 | 0.38502 | 0.37572 | 39.9321 | 101.0153 | 115.7763 | 127.5451
7 | 4 | 24 | 668.41 | 677.427 | 685.5928 | 797.4384 | 378.8299 | 100.3275 | 0 | 0 | 43.775 | 131.1282 | 135.5718 | 134.0002 | 0 | 0 | 0 | 0 | 195.4431 | 254.7328 | 328.0034 | 379.3722 | 0 | 0 | 0 | 0 | 0.88365 | 0.93779 | 6.3013 | 16 | 0 | 0 | 0 | 0 | 49.4783 | 190.3007 | 215.7163 | 268.066 | 0.36396 | 0.38033 | 0.38357 | 0.36382 | 18.0081 | 72.377 | 82.742 | 97.5282
7 | 5 | 1 | 608.2813 | 613.3394 | 617.1126 | 714.464 | 378.8299 | 100.3275 | 0 | 0 | 30.3891 | 138.3128 | 137.6639 | 123.1092 | 0 | 0 | 0 | 0 | 182.2397 | 237.4717 | 301.3214 | 325.1544 | 0 | 0 | 0 | 0 | -0.22327 | 2.6167 | 6.371 | 3.0798 | 0 | 0 | 0 | 0 | 17.0459 | 134.6108 | 171.7563 | 263.1206 | 0.3644 | 0.37066 | 0.38218 | 0.36382 | 6.2116 | 49.8946 | 65.6411 | 95.729
7 | 5 | 2 | 566.7997 | 568.4256 | 568.3562 | 654.7278 | 378.8299 | 100.3275 | 0 | 0 | 29.3981 | 139.3146 | 136.854 | 117.5889 | 0 | 0 | 0 | 0 | 164.9129 | 212.4514 | 271.7174 | 288.4441 | 0 | 0 | 0 | 0 | -0.22327 | 5.1009 | 11.0503 | 0 | 0 | 0 | 0 | 0 | -6.1179 | 111.2313 | 148.7344 | 248.6948 | 0.3644 | 0.36878 | 0.38135 | 0.36382 | -2.2294 | 41.0197 | 56.7205 | 90.4806
7 | 5 | 3 | 539.8746 | 538.2107 | 534.4183 | 612.1833 | 378.8299 | 100.3275 | 0 | 0 | 28.341 | 135.7717 | 132.5774 | 96.5859 | 0 | 0 | 0 | 0 | 131.4706 | 171.5217 | 239.0021 | 255.3628 | 0 | 0 | 0 | 0 | -0.17534 | 8.6491 | 12.2104 | 0 | 0 | 0 | 0 | 0 | 1.4084 | 121.9407 | 150.6284 | 260.2346 | 0.36651 | 0.3648 | 0.37847 | 0.36382 | 0.5162 | 44.4843 | 57.0083 | 94.679
7 | 5 | 4 | 525.2259 | 520.5862 | 513.3465 | 584.6345 | 378.8299 | 100.3275 | 0 | 0 | 32.4728 | 111.7312 | 107.7752 | 105.1904 | 0 | 0 | 0 | 0 | 122.1209 | 152.7559 | 210.1813 | 219.765 | 0 | 0 | 0 | 0 | -0.041319 | 13.0833 | 12.2186 | 0 | 0 | 0 | 0 | 0 | -8.1564 | 142.6883 | 183.1714 | 259.6792 | 0.36512 | 0.37056 | 0.38415 | 0.36382 | -2.9781 | 52.8749 | 70.3649 | 94.4769
7 | 5 | 5 | 521.6836 | 514.2744 | 503.7688 | 570.4599 | 378.8299 | 100.3275 | 0 | 0 | 46.8243 | 95.4305 | 92.4125 | 92.5738 | 0 | 0 | 0 | 0 | 114.8018 | 146.3483 | 190.7889 | 200.6126 | 0 | 0 | 0 | 0 | 0.65105 | 3.0627 | -4.6844 | 24.6002 | 0 | 0 | 0 | 0 | -19.4235 | 169.1054 | 225.2517 | 252.6734 | 0.36404 | 0.37803 | 0.38589 | 0.36382 | -7.071 | 63.927 | 86.922 | 91.9281
7 | 5 | 6 | 542.4542 | 532.6539 | 519.2466 | 585.5057 | 378.8299 | 100.3275 | 0 | 0 | 51.3113 | 94.2331 | 91.8548 | 89.7018 | 0 | 0 | 0 | 0 | 120.0096 | 263.4634 | 328.575 | 336.0275 | 0 | 0 | 0 | 0 | 0.36984 | 8.7777 | 12.0012 | -10.6542 | 0 | 0 | 0 | 0 | -8.0665 | 65.8522 | 86.8156 | 170.4306 | 0.36811 | 0.37383 | 0.38312 | 0.36387 | -2.9693 | 24.6176 | 33.2605 | 62.0143
7 | 5 | 7 | 586.9646 | 575.4186 | 559.8242 | 630.2128 | 378.8299 | 100.3275 | 0 | 0 | 50.3416 | 90.8559 | 88.4773 | 71.2051 | 0 | 0 | 0 | 0 | 136.1872 | 410.4814 | 494.3407 | 502.4596 | 0 | 0 | 0 | 0 | -0.13886 | -3.2681 | -3.674 | 0 | 0 | 0 | 0 | 0 | 21.7447 | -22.978 | -19.3198 | 56.548 | 0.37184 | 0.3586 | 0.37474 | 0.37002 | 8.0855 | -8.2398 | -7.2398 | 20.9237
7 | 5 | 8 | 644.9717 | 633.3224 | 617.4443 | 696.395 | 378.8299 | 100.3275 | 0 | 0 | 40.5996 | 72.2394 | 69.7741 | 68.4323 | 0 | 0 | 0 | 0 | 189.7393 | 559.1379 | 661.5644 | 684.3847 | 0 | 0 | 0 | 0 | -0.22327 | -2.7345 | -3.1792 | 0 | 0 | 0 | 0 | 0 | 36.0262 | -95.6478 | -110.7151 | -56.422 | 0.37003 | 0.38103 | 0.36475 | 0.38586 | 13.3307 | -36.4445 | -40.3834 | -21.7712
7 | 5 | 9 | 702.4626 | 692.0037 | 677.3448 | 766.5959 | 378.8299 | 100.3275 | 0 | 0 | 48.7484 | 52.1772 | 51.098 | 62.2803 | 0 | 0 | 0 | 0 | 238.3117 | 672.1733 | 790.7441 | 822.2801 | 0 | 0 | 0 | 0 | -0.22327 | -12.8963 | -18.1998 | -0.48 | 0 | 0 | 0 | 0 | 36.7959 | -119.778 | -146.2974 | -117.4845 | 0.36691 | 0.38398 | 0.38398 | 0 | 13.5009 | -45.9918 | -56.1745 | 0
7 | 5 | 10 | 750.3191 | 740.657 | 726.8711 | 824.6573 | 378.8299 | 100.3275 | 0 | 0 | 44.8995 | 42.3411 | 43.166 | 55.8007 | 0 | 0 | 0 | 0 | 275.3485 | 742.9493 | 870.7452 | 899.5331 | 0 | 0 | 0 | 0 | -0.22327 | -12.2718 | -24 | -35.3479 | 0 | 0 | 0 | 0 | 51.4645 | -132.6891 | -163.0401 | -95.3286 | 0.36691 | 0.38398 | 0.38398 | 0 | 18.8831 | -50.9493 | -62.6033 | 0
7 | 5 | 11 | 801.5483 | 793.3238 | 781.1756 | 888.9925 | 378.8299 | 100.3275 | 0 | 0 | 45.1402 | 42.912 | 44.2697 | 52.4433 | 0 | 0 | 0 | 0 | 294.3967 | 772.6046 | 902.5804 | 937.4347 | 0 | 0 | 0 | 0 | -0.22327 | -12 | -24 | -48 | 0 | 0 | 0 | 0 | 83.4047 | -110.5202 | -141.6746 | -52.8855 | 0.36691 | 0.38398 | 0.38398 | 0 | 30.6023 | -42.437 | -54.3995 | 0
7 | 5 | 12 | 840.9189 | 834.0042 | 823.3189 | 939.0378 | 378.8299 | 100.3275 | 0 | 0 | 43.7818 | 44.408 | 45.7514 | 47.6023 | 0 | 0 | 0 | 0 | 306.361 | 785.1417 | 916.3205 | 965.4943 | 0 | 0 | 0 | 0 | -0.22327 | -12 | -24 | -48 | 0 | 0 | 0 | 0 | 112.1695 | -83.8731 | -114.7531 | -26.0587 | 0.36691 | 0.38398 | 0.38398 | 0 | 41.1566 | -32.2052 | -44.0623 | 0
7 | 5 | 13 | 874.9259 | 869.82 | 861.1017 | 984.3618 | 378.8299 | 100.3275 | 0 | 0 | 40.6124 | 46.0364 | 48.8638 | 47.754 | 0 | 0 | 0 | 0 | 323.292 | 800.6513 | 939.1937 | 999.6432 | 0 | 0 | 0 | 0 | -0.22327 | -8.6338 | -13.3198 | -48 | 0 | 0 | 0 | 0 | 132.4149 | -68.5613 | -113.6359 | -15.0355 | 0.36382 | 0.38398 | 0.38398 | 0 | 48.1754 | -26.3258 | -43.6334 | 0
7 | 5 | 14 | 915.0088 | 911.5761 | 904.7251 | 1036.4634 | 378.8299 | 100.3275 | 0 | 0 | 48.9887 | 46.5556 | 47.5471 | 49.854 | 0 | 0 | 0 | 0 | 335.0848 | 808.6624 | 953.5902 | 1039.2756 | 0 | 0 | 0 | 0 | -0.22327 | -6.4208 | -14.0709 | -31.3986 | 0 | 0 | 0 | 0 | 152.3287 | -37.5485 | -82.3412 | -21.2676 | 0.36561 | 0.38398 | 0.38398 | 0 | 55.6925 | -14.4177 | -31.617 | 0
7 | 5 | 15 | 948.4816 | 946.8101 | 941.9619 | 1081.3503 | 378.8299 | 100.3275 | 0 | 0 | 43.1114 | 54.5156 | 51.9895 | 62.5602 | 0 | 0 | 0 | 0 | 337.9656 | 808.4458 | 943.4299 | 1033.638 | 0 | 0 | 0 | 0 | -0.22327 | -0.60004 | 0 | 0.15638 | 0 | 0 | 0 | 0 | 188.798 | -15.8787 | -53.4575 | -15.0043 | 0.36533 | 0.38398 | 0.38025 | 0 | 68.9728 | -6.097 | -20.3272 | 0
7 | 5 | 16 | 971.459 | 973.4694 | 972.8104 | 1120.763 | 378.8299 | 100.3275 | 0 | 0 | 40.6723 | 61.8214 | 72.2107 | 81.0568 | 0 | 0 | 0 | 0 | 340.4405 | 779.6051 | 896.3824 | 948.7875 | 0 | 0 | 0 | 0 | -0.22327 | -0.60004 | -2.4 | 0.70581 | 0 | 0 | 0 | 0 | 211.7396 | 32.3155 | 6.6173 | 90.2129 | 0.37414 | 0.38398 | 0.38398 | 0.38586 | 79.2196 | 12.4084 | 2.5409 | 34.8098
7 | 5 | 17 | 984.6509 | 990.9934 | 995.36 | 1151.4749 | 378.8299 | 100.3275 | 0 | 0 | 43.9105 | 84.1373 | 80.7416 | 83.8291 | 0 | 0 | 0 | 0 | 342.4252 | 734.009 | 842.0141 | 909.7262 | 283.1967 | 303.0055 | 303.0055 | 303.0055 | -0.22327 | -1.3833 | -1.7395 | -2.4 | 0 | 0 | 0 | 0 | -63.4882 | -229.1025 | -228.6617 | -142.6858 | 0.38366 | 0.35923 | 0.36981 | 0.37601 | -24.3576 | -82.2995 | -84.5608 | -53.6519
7 | 5 | 18 | 974.8904 | 985.0918 | 993.8261 | 1153.5018 | 378.8299 | 100.3275 | 0 | 0 | 47.3402 | 85.16 | 80.7034 | 87.2065 | 0 | 0 | 0 | 0 | 417.6988 | 700.7002 | 821.7364 | 878.7776 | 283.1967 | 303.0055 | 303.0055 | 303.0055 | -0.22327 | -1.199 | -0.44921 | 0 | 0 | 0 | 0 | 0 | -151.952 | -202.9024 | -211.17 | -115.4878 | 0.38585 | 0.38166 | 0.38652 | 0.37341 | -58.6312 | -77.4394 | -81.6225 | -43.1243
7 | 5 | 19 | 945.3706 | 957.6938 | 968.7911 | 1126.4966 | 378.8299 | 100.3275 | 0 | 0 | 51.6452 | 97.2778 | 94.627 | 94.9068 | 0 | 0 | 0 | 0 | 470.2718 | 608.9869 | 727.5316 | 800.786 | 283.1967 | 303.0055 | 303.0055 | 303.0055 | -0.22327 | -3.4122 | -1.6507 | 22.0516 | 0 | 0 | 0 | 0 | -238.3498 | -148.4916 | -154.7222 | -94.2533 | 0.38793 | 0.39411 | 0.38919 | 0.38458 | -92.4642 | -58.5219 | -60.2162 | -36.2478
7 | 5 | 20 | 912.6816 | 924.978 | 936.0281 | 1088.4791 | 378.8299 | 100.3275 | 0 | 0 | 49.4163 | 101.6417 | 106.9003 | 113.4035 | 0 | 0 | 0 | 0 | 496.8235 | 558.3217 | 683.371 | 768.1245 | 283.1967 | 303.0055 | 303.0055 | 303.0055 | -0.13782 | 10.1876 | 12.6965 | 29.2764 | 0 | 0 | 0 | 0 | -295.4471 | -148.506 | -169.9451 | -125.3307 | 0.38829 | 0.40541 | 0.3998 | 0.38892 | -114.72 | -60.2051 | -67.9444 | -48.7432
7 | 5 | 21 | 891.2984 | 904.1924 | 916.1057 | 1066.4965 | 378.8299 | 100.3275 | 0 | 0 | 49.7069 | 114.9544 | 112.6736 | 120.3532 | 0 | 0 | 0 | 0 | 504.3216 | 554.5564 | 657.2629 | 755.6409 | 283.1967 | 303.0055 | 303.0055 | 303.0055 | 0.117 | 0 | 13.1327 | 16 | 0 | 0 | 0 | 0 | -324.8736 | -168.6513 | -169.969 | -128.5031 | 0.38736 | 0.40087 | 0.39574 | 0.38805 | -125.8439 | -67.6072 | -67.2629 | -49.866
7 | 5 | 22 | 856.7666 | 871.0567 | 884.9181 | 1032.7441 | 378.8299 | 100.3275 | 0 | 0 | 50.1179 | 113.1533 | 116.5974 | 125.0056 | 0 | 0 | 0 | 0 | 496.2612 | 542.2354 | 627.923 | 731.7666 | 283.1967 | 303.0055 | 303.0055 | 303.0055 | 0.17673 | 1.1225 | 6.6886 | 13.9091 | 0 | 0 | 0 | 0 | -351.8159 | -188.7875 | -169.2964 | -140.9427 | 0.38147 | 0.39646 | 0.3914 | 0.38267 | -134.2063 | -74.8472 | -66.2618 | -53.9347
7 | 5 | 23 | 768.7521 | 782.0451 | 794.9961 | 928.2041 | 378.8299 | 100.3275 | 0 | 0 | 48.1554 | 120.2222 | 126.2279 | 133.8858 | 0 | 0 | 0 | 0 | 490.6593 | 535.2359 | 623.3127 | 730.6795 | 0 | 0 | 0 | 0 | 0.39182 | 2.6167 | 0.91442 | 18.7363 | 0 | 0 | 0 | 0 | -149.2843 | 23.6428 | 44.5411 | 44.9026 | 0.37334 | 0.38975 | 0.38502 | 0.37572 | -55.7335 | 9.2148 | 17.1491 | 16.8708
7 | 5 | 24 | 677.2311 | 686.5343 | 695.0414 | 808.7031 | 378.8299 | 100.3275 | 0 | 0 | 43.775 | 131.1282 | 135.5718 | 134.0002 | 0 | 0 | 0 | 0 | 529.7401 | 587.0486 | 674.9526 | 745.4514 | 0 | 0 | 0 | 0 | 0.88365 | 0.93779 | 6.3013 | 16 | 0 | 0 | 0 | 0 | -275.9976 | -132.9077 | -121.7843 | -86.7485 | 0.36396 | 0.38033 | 0.38357 | 0.36382 | -100.4518 | -50.5488 | -46.7126 | -31.561
7 | 6 | 1 | 610.5893 | 615.7517 | 619.6509 | 717.5201 | 378.8299 | 100.3275 | 0 | 0 | 30.3891 | 138.3128 | 137.6639 | 123.1092 | 0 | 0 | 0 | 0 | 525.5205 | 561.3196 | 652.7964 | 698.8835 | 0 | 0 | 0 | 0 | -0.22327 | 2.6167 | 6.371 | 3.0798 | 0 | 0 | 0 | 0 | -323.9269 | -186.8248 | -177.1804 | -107.5525 | 0.3644 | 0.37066 | 0.38218 | 0.36382 | -118.0398 | -69.2481 | -67.714 | -39.1299
7 | 6 | 2 | 565.9117 | 567.5492 | 567.4958 | 653.7433 | 378.8299 | 100.3275 | 0 | 0 | 29.3981 | 139.3146 | 136.854 | 117.5889 | 0 | 0 | 0 | 0 | 454.5482 | 474.0168 | 563.5856 | 609.0479 | 0 | 0 | 0 | 0 | -0.22327 | 5.1009 | 11.0503 | 0 | 0 | 0 | 0 | 0 | -296.6412 | -151.2106 | -143.9941 | -72.8936 | 0.3644 | 0.36878 | 0.38135 | 0.36382 | -108.0969 | -55.7632 | -54.9127 | -26.5203
7 | 6 | 3 | 537.8789 | 536.1873 | 532.3638 | 609.7716 | 378.8299 | 100.3275 | 0 | 0 | 28.341 | 135.7717 | 132.5774 | 96.5859 | 0 | 0 | 0 | 0 | 418.1516 | 425.9221 | 483.6442 | 528.344 | 0 | 0 | 0 | 0 | -0.17534 | 8.6491 | 12.2104 | 0 | 0 | 0 | 0 | 0 | -287.2683 | -134.483 | -96.0682 | -15.1584 | 0.36651 | 0.3648 | 0.37847 | 0.36382 | -105.2856 | -49.0597 | -36.3589 | -5.5149
7 | 6 | 4 | 522.1156 | 517.4142 | 510.103 | 580.8076 | 378.8299 | 100.3275 | 0 | 0 | 32.4728 | 111.7312 | 107.7752 | 105.1904 | 0 | 0 | 0 | 0 | 352.4812 | 355.7764 | 413.008 | 450.4503 | 0 | 0 | 0 | 0 | -0.041319 | 13.0833 | 12.2186 | 0 | 0 | 0 | 0 | 0 | -241.627 | -63.5042 | -22.8988 | 25.1669 | 0.36512 | 0.37056 | 0.38415 | 0.36382 | -88.2237 | -23.5323 | -8.7965 | 9.1563
7 | 6 | 5 | 517.2986 | 509.7941 | 499.1772 | 565.0334 | 378.8299 | 100.3275 | 0 | 0 | 46.8243 | 95.4305 | 92.4125 | 92.5738 | 0 | 0 | 0 | 0 | 348.1691 | 350.9193 | 402.5826 | 428.531 | 0 | 0 | 0 | 0 | 0.65105 | 3.0627 | -4.6844 | 24.6002 | 0 | 0 | 0 | 0 | -257.1758 | -39.9459 | 8.8664 | 19.3285 | 0.36404 | 0.37803 | 0.38589 | 0.36382 | -93.6232 | -15.1008 | 3.4214 | 7.0321
7 | 6 | 6 | 537.0907 | 527.1616 | 513.6029 | 578.8233 | 378.8299 | 100.3275 | 0 | 0 | 51.3113 | 94.2331 | 91.8548 | 89.7018 | 0 | 0 | 0 | 0 | 379.4027 | 460.2041 | 503.5678 | 560.4268 | 0 | 0 | 0 | 0 | 0.36984 | 8.7777 | 12.0012 | -10.6542 | 0 | 0 | 0 | 0 | -272.823 | -136.3808 | -93.8208 | -60.6512 | 0.36811 | 0.37383 | 0.38312 | 0.36387 | -100.4277 | -50.9834 | -35.9443 | -22.069
7 | 6 | 7 | 578.9599 | 567.2081 | 551.371 | 620.1897 | 378.8299 | 100.3275 | 0 | 0 | 50.3416 | 90.8559 | 88.4773 | 71.2051 | 0 | 0 | 0 | 0 | 349.2347 | 551.9338 | 613.6331 | 641.6575 | 0 | 0 | 0 | 0 | -0.13886 | -3.2681 | -3.674 | 0 | 0 | 0 | 0 | 0 | -199.3074 | -172.641 | -147.0654 | -92.673 | 0.37184 | 0.3586 | 0.37474 | 0.37002 | -74.1102 | -61.9084 | -55.1106 | -34.2905
7 | 6 | 8 | 635.0295 | 623.1156 | 606.925 | 683.9128 | 378.8299 | 100.3275 | 0 | 0 | 40.5996 | 72.2394 | 69.7741 | 68.4323 | 0 | 0 | 0 | 0 | 388.3779 | 704.2638 | 787.5257 | 811.0661 | 0 | 0 | 0 | 0 | -0.22327 | -2.7345 | -3.1792 | 0 | 0 | 0 | 0 | 0 | -172.5547 | -250.9805 | -247.1956 | -195.5856 | 0.37003 | 0.38103 | 0.36475 | 0.38586 | -63.8498 | -95.6306 | -90.1649 | -75.4695
7 | 6 | 9 | 698.1752 | 687.6051 | 672.8151 | 761.224 | 378.8299 | 100.3275 | 0 | 0 | 48.7484 | 52.1772 | 51.098 | 62.2803 | 0 | 0 | 0 | 0 | 369.6131 | 736.5362 | 817.9435 | 886.5935 | 0 | 0 | 0 | 0 | -0.22327 | -12.8963 | -18.1998 | -0.48 | 0 | 0 | 0 | 0 | -98.7929 | -188.5394 | -178.0265 | -187.1698 | 0.36691 | 0.38398 | 0.38398 | 0 | -36.2485 | -72.3945 | -68.3577 | 0
7 | 6 | 10 | 741.7816 | 731.8793 | 717.8087 | 813.8905 | 378.8299 | 100.3275 | 0 | 0 | 44.8995 | 42.3411 | 43.166 | 55.8007 | 0 | 0 | 0 | 0 | 386.2438 | 785.5901 | 874.4677 | 926.8206 | 0 | 0 | 0 | 0 | -0.22327 | -12.2718 | -24 | -35.3479 | 0 | 0 | 0 | 0 | -67.9683 | -184.1076 | -175.8249 | -133.383 | 0.36691 | 0.38398 | 0.38398 | 0 | -24.9385 | -70.6928 | -67.5124 | 0
7 | 6 | 11 | 785.9971 | 777.3356 | 764.6698 | 869.383 | 378.8299 | 100.3275 | 0 | 0 | 45.1402 | 42.912 | 44.2697 | 52.4433 | 0 | 0 | 0 | 0 | 425.2401 | 862.0312 | 978.4543 | 1013.3999 | 0 | 0 | 0 | 0 | -0.22327 | -12 | -24 | -48 | 0 | 0 | 0 | 0 | -62.9898 | -215.935 | -234.0543 | -148.4602 | 0.36691 | 0.38398 | 0.38398 | 0 | -23.1118 | -82.9137 | -89.871 | 0
7 | 6 | 12 | 828.0571 | 820.7809 | 809.6676 | 922.8196 | 378.8299 | 100.3275 | 0 | 0 | 43.7818 | 44.408 | 45.7514 | 47.6023 | 0 | 0 | 0 | 0 | 462.2107 | 902.7354 | 1025.6615 | 1067.6706 | 0 | 0 | 0 | 0 | -0.22327 | -12 | -24 | -48 | 0 | 0 | 0 | 0 | -56.5421 | -214.69 | -237.7454 | -144.4533 | 0.36691 | 0.38398 | 0.38398 | 0 | -20.7461 | -82.4356 | -91.2883 | 0
7 | 6 | 13 | 863.0969 | 857.6553 | 848.5393 | 969.4338 | 378.8299 | 100.3275 | 0 | 0 | 40.6124 | 46.0364 | 48.8638 | 47.754 | 0 | 0 | 0 | 0 | 561.7157 | 992.4354 | 1132.2763 | 1202.2839 | 0 | 0 | 0 | 0 | -0.22327 | -8.6338 | -13.3198 | -48 | 0 | 0 | 0 | 0 | -117.8378 | -272.5101 | -319.2809 | -232.6041 | 0.36382 | 0.38398 | 0.38398 | 0 | -42.872 | -104.6371 | -122.5959 | 0
7 | 6 | 14 | 903.4616 | 899.7013 | 892.462 | 1021.8911 | 378.8299 | 100.3275 | 0 | 0 | 48.9887 | 46.5556 | 47.5471 | 49.854 | 0 | 0 | 0 | 0 | 620.5349 | 1049.962 | 1223.1787 | 1301.0994 | 0 | 0 | 0 | 0 | -0.22327 | -6.4208 | -14.0709 | -31.3986 | 0 | 0 | 0 | 0 | -144.6686 | -290.7229 | -364.1929 | -297.6637 | 0.36561 | 0.38398 | 0.38398 | 0 | -52.8919 | -111.6304 | -139.841 | 0
7 | 6 | 15 | 936.8291 | 934.8194 | 929.57 | 1066.6172 | 378.8299 | 100.3275 | 0 | 0 | 43.1114 | 54.5156 | 51.9895 | 62.5602 | 0 | 0 | 0 | 0 | 642.427 | 1056.9848 | 1234.0659 | 1317.154 | 0 | 0 | 0 | 0 | -0.22327 | -0.60004 | 0 | 0.15638 | 0 | 0 | 0 | 0 | -127.316 | -276.4085 | -356.4854 | -313.2534 | 0.36533 | 0.38398 | 0.38025 | 0 | -46.5118 | -106.134 | -135.5533 | 0
7 | 6 | 16 | 957.8538 | 959.4529 | 958.3051 | 1103.5005 | 378.8299 | 100.3275 | 0 | 0 | 40.6723 | 61.8214 | 72.2107 | 81.0568 | 0 | 0 | 0 | 0 | 692.0381 | 1068.3612 | 1213.35 | 1298.8911 | 0 | 0 | 0 | 0 | -0.22327 | -0.60004 | -2.4 | 0.70581 | 0 | 0 | 0 | 0 | -153.4632 | -270.457 | -324.8556 | -277.1532 | 0.37414 | 0.38398 | 0.38398 | 0.38586 | -57.4163 | -103.8488 | -124.7364 | -106.9431
7 | 6 | 17 | 966.9675 | 972.7684 | 976.4909 | 1129.0118 | 378.8299 | 100.3275 | 0 | 0 | 43.9105 | 84.1373 | 80.7416 | 83.8291 | 0 | 0 | 0 | 0 | 641.0673 | 968.5704 | 1116.8552 | 1216.3772 | 283.1967 | 303.0055 | 303.0055 | 303.0055 | -0.22327 | -1.3833 | -1.7395 | -2.4 | 0 | 0 | 0 | 0 | -379.8137 | -481.8888 | -522.3719 | -471.7998 | 0.38366 | 0.35923 | 0.36981 | 0.37601 | -145.7177 | -173.1069 | -193.1769 | -177.4035
7 | 6 | 18 | 958.1883 | 967.863 | 975.9699 | 1132.2292 | 378.8299 | 100.3275 | 0 | 0 | 47.3402 | 85.16 | 80.7034 | 87.2065 | 0 | 0 | 0 | 0 | 616.2132 | 857.3398 | 999.6193 | 1104.969 | 283.1967 | 303.0055 | 303.0055 | 303.0055 | -0.22327 | -1.199 | -0.44921 | 0 | 0 | 0 | 0 | 0 | -367.1685 | -376.7707 | -406.909 | -362.9519 | 0.38585 | 0.38166 | 0.38652 | 0.37341 | -141.6732 | -143.7978 | -157.2805 | -135.5299
7 | 6 | 19 | 925.1767 | 936.8622 | 947.2001 | 1100.7736 | 378.8299 | 100.3275 | 0 | 0 | 51.6452 | 97.2778 | 94.627 | 94.9068 | 0 | 0 | 0 | 0 | 560.3266 | 666.0888 | 805.3579 | 927.6629 | 283.1967 | 303.0055 | 303.0055 | 303.0055 | -0.22327 | -3.4122 | -1.6507 | 22.0516 | 0 | 0 | 0 | 0 | -348.5985 | -226.4252 | -254.1396 | -246.8533 | 0.38793 | 0.39411 | 0.38919 | 0.38458 | -135.2335 | -89.2362 | -98.9083 | -94.9344
7 | 6 | 20 | 891.1005 | 902.7195 | 912.9629 | 1061.0039 | 378.8299 | 100.3275 | 0 | 0 | 49.4163 | 101.6417 | 106.9003 | 113.4035 | 0 | 0 | 0 | 0 | 541.201 | 570.1118 | 705.0943 | 827.2033 | 283.1967 | 303.0055 | 303.0055 | 303.0055 | -0.13782 | 10.1876 | 12.6965 | 29.2764 | 0 | 0 | 0 | 0 | -361.4056 | -182.5547 | -214.7337 | -211.8847 | 0.38829 | 0.40541 | 0.3998 | 0.38892 | -140.3312 | -74.0086 | -85.8509 | -82.4055
7 | 6 | 21 | 864.3632 | 876.435 | 887.3705 | 1032.2911 | 378.8299 | 100.3275 | 0 | 0 | 49.7069 | 114.9544 | 112.6736 | 120.3532 | 0 | 0 | 0 | 0 | 516.9755 | 534.8407 | 637.4659 | 754.3054 | 283.1967 | 303.0055 | 303.0055 | 303.0055 | 0.117 | 0 | 13.1327 | 16 | 0 | 0 | 0 | 0 | -364.4628 | -176.693 | -178.9072 | -161.373 | 0.38736 | 0.40087 | 0.39574 | 0.38805 | -141.1792 | -70.8309 | -70.8001 | -62.6212
7 | 6 | 22 | 824.3353 | 837.6657 | 850.3875 | 991.6707 | 378.8299 | 100.3275 | 0 | 0 | 50.1179 | 113.1533 | 116.5974 | 125.0056 | 0 | 0 | 0 | 0 | 407.0737 | 433.0624 | 525.6565 | 620.3099 | 283.1967 | 303.0055 | 303.0055 | 303.0055 | 0.17673 | 1.1225 | 6.6886 | 13.9091 | 0 | 0 | 0 | 0 | -295.0596 | -113.0054 | -101.5605 | -70.5593 | 0.38147 | 0.39646 | 0.3914 | 0.38267 | -112.5556 | -44.8024 | -39.7503 | -27.001
7 | 6 | 23 | 749.3672 | 762.0794 | 774.3405 | 903.6276 | 378.8299 | 100.3275 | 0 | 0 | 48.1554 | 120.2222 | 126.2279 | 133.8858 | 0 | 0 | 0 | 0 | 343.0871 | 363.031 | 458.914 | 527.9178 | 0 | 0 | 0 | 0 | 0.39182 | 2.6167 | 0.91442 | 18.7363 | 0 | 0 | 0 | 0 | -21.097 | 175.8821 | 188.2843 | 223.0878 | 0.37334 | 0.38975 | 0.38502 | 0.37572 | -7.8763 | 68.5499 | 72.4927 | 83.8185
7 | 6 | 24 | 667.8814 | 676.8932 | 685.0533 | 796.8074 | 378.8299 | 100.3275 | 0 | 0 | 43.775 | 131.1282 | 135.5718 | 134.0002 | 0 | 0 | 0 | 0 | 379.4059 | 393.0604 | 485.6282 | 565.9902 | 0 | 0 | 0 | 0 | 0.88365 | 0.93779 | 6.3013 | 16 | 0 | 0 | 0 | 0 | -135.0131 | 51.4393 | 57.552 | 80.817 | 0.36396 | 0.38033 | 0.38357 | 0.36382 | -49.1392 | 19.5639 | 22.0751 | 29.403
7 | 7 | 1 | 603.7812 | 608.7232 | 612.3594 | 708.8275 | 378.8299 | 100.3275 | 0 | 0 | 30.3891 | 138.3128 | 137.6639 | 123.1092 | 0 | 0 | 0 | 0 | 411.7521 | 416.8605 | 497.5307 | 578.4033 | 0 | 0 | 0 | 0 | -0.22327 | 2.6167 | 6.371 | 3.0798 | 0 | 0 | 0 | 0 | -216.9667 | -49.3943 | -29.2062 | 4.2352 | 0.3644 | 0.37066 | 0.38218 | 0.36382 | -79.0632 | -18.3084 | -11.1619 | 1.5408
7 | 7 | 2 | 561.1872 | 562.6631 | 562.4166 | 647.6793 | 378.8299 | 100.3275 | 0 | 0 | 29.3981 | 139.3146 | 136.854 | 117.5889 | 0 | 0 | 0 | 0 | 365.8162 | 367.2309 | 430.8353 | 517.665 | 0 | 0 | 0 | 0 | -0.22327 | 5.1009 | 11.0503 | 0 | 0 | 0 | 0 | 0 | -212.6337 | -49.3107 | -16.323 | 12.4254 | 0.3644 | 0.36878 | 0.38135 | 0.36382 | -77.4843 | -18.1847 | -6.2248 | 4.5206
7 | 7 | 3 | 531.1822 | 529.2788 | 525.203 | 601.24 | 378.8299 | 100.3275 | 0 | 0 | 28.341 | 135.7717 | 132.5774 | 96.5859 | 0 | 0 | 0 | 0 | 332.7182 | 335.1432 | 386.6339 | 463.1431 | 0 | 0 | 0 | 0 | -0.17534 | 8.6491 | 12.2104 | 0 | 0 | 0 | 0 | 0 | -208.5315 | -50.6126 | -6.2188 | 41.511 | 0.36651 | 0.3648 | 0.37847 | 0.36382 | -76.4281 | -18.4636 | -2.3536 | 15.1026
7 | 7 | 4 | 513.0943 | 508.1095 | 500.4608 | 569.3216 | 378.8299 | 100.3275 | 0 | 0 | 32.4728 | 111.7312 | 107.7752 | 105.1904 | 0 | 0 | 0 | 0 | 308.0069 | 308.8562 | 358.9591 | 462.9676 | 0 | 0 | 0 | 0 | -0.041319 | 13.0833 | 12.2186 | 0 | 0 | 0 | 0 | 0 | -206.174 | -25.8887 | 21.508 | 1.1636 | 0.36512 | 0.37056 | 0.38415 | 0.36382 | -75.279 | -9.5934 | 8.2623 | 0.42333
7 | 7 | 5 | 501.7851 | 493.7959 | 482.6021 | 545.2917 | 378.8299 | 100.3275 | 0 | 0 | 46.8243 | 95.4305 | 92.4125 | 92.5738 | 0 | 0 | 0 | 0 | 328.8972 | 326.9347 | 374.1264 | 455.3217 | 0 | 0 | 0 | 0 | 0.65105 | 3.0627 | -4.6844 | 24.6002 | 0 | 0 | 0 | 0 | -253.4174 | -31.9595 | 20.7475 | -27.204 | 0.36404 | 0.37803 | 0.38589 | 0.36382 | -92.255 | -12.0817 | 8.0062 | -9.8974
7 | 7 | 6 | 501.379 | 490.3751 | 475.5392 | 533.529 | 378.8299 | 100.3275 | 0 | 0 | 51.3113 | 94.2331 | 91.8548 | 89.7018 | 0 | 0 | 0 | 0 | 288.8369 | 394.4755 | 453.7487 | 500.5385 | 0 | 0 | 0 | 0 | 0.36984 | 8.7777 | 12.0012 | -10.6542 | 0 | 0 | 0 | 0 | -217.9689 | -107.4387 | -82.0655 | -46.0571 | 0.36811 | 0.37383 | 0.38312 | 0.36387 | -80.2356 | -40.1639 | -31.4407 | -16.7587
7 | 7 | 7 | 516.1896 | 502.5774 | 484.531 | 540.6821 | 378.8299 | 100.3275 | 0 | 0 | 50.3416 | 90.8559 | 88.4773 | 71.2051 | 0 | 0 | 0 | 0 | 256.1955 | 499.6699 | 569.7781 | 630.8771 | 0 | 0 | 0 | 0 | -0.13886 | -3.2681 | -3.674 | 0 | 0 | 0 | 0 | 0 | -169.0385 | -185.0078 | -170.0504 | -161.4001 | 0.37184 | 0.3586 | 0.37474 | 0.37002 | -62.8551 | -66.3431 | -63.7239 | -59.7206
7 | 7 | 8 | 545.699 | 531.1719 | 511.8801 | 570.8902 | 378.8299 | 100.3275 | 0 | 0 | 40.5996 | 72.2394 | 69.7741 | 68.4323 | 0 | 0 | 0 | 0 | 248.0683 | 608.4949 | 705.6645 | 808.1268 | 0 | 0 | 0 | 0 | -0.22327 | -2.7345 | -3.1792 | 0 | 0 | 0 | 0 | 0 | -121.5755 | -247.1553 | -260.3794 | -305.6689 | 0.37003 | 0.38103 | 0.36475 | 0.38586 | -44.9862 | -94.173 | -94.9737 | -117.9467
7 | 7 | 9 | 594.3491 | 580.7539 | 562.3746 | 629.9061 | 378.8299 | 100.3275 | 0 | 0 | 48.7484 | 52.1772 | 51.098 | 62.2803 | 0 | 0 | 0 | 0 | 273.0047 | 712.9975 | 824.9565 | 942.892 | 0 | 0 | 0 | 0 | -0.22327 | -12.8963 | -18.1998 | -0.48 | 0 | 0 | 0 | 0 | -106.0107 | -271.8519 | -295.4801 | -374.7862 | 0.36691 | 0.38398 | 0.38398 | 0 | -38.8968 | -104.3844 | -113.457 | 0
7 | 7 | 10 | 644.9091 | 632.1718 | 614.7368 | 691.3214 | 378.8299 | 100.3275 | 0 | 0 | 44.8995 | 42.3411 | 43.166 | 55.8007 | 0 | 0 | 0 | 0 | 301.4701 | 798.7776 | 920.4296 | 1003.2142 | 0 | 0 | 0 | 0 | -0.22327 | -12.2718 | -24 | -35.3479 | 0 | 0 | 0 | 0 | -80.0671 | -297.0026 | -324.8587 | -332.3456 | 0.36691 | 0.38398 | 0.38398 | 0 | -29.3777 | -114.0416 | -124.7376 | 0
7 | 7 | 11 | 692.0731 | 680.6517 | 664.7098 | 750.503 | 378.8299 | 100.3275 | 0 | 0 | 45.1402 | 42.912 | 44.2697 | 52.4433 | 0 | 0 | 0 | 0 | 331.6217 | 854.1096 | 980.2631 | 1039.4974 | 0 | 0 | 0 | 0 | -0.22327 | -12 | -24 | -48 | 0 | 0 | 0 | 0 | -63.2954 | -304.6974 | -335.823 | -293.4377 | 0.36691 | 0.38398 | 0.38398 | 0 | -23.224 | -116.9962 | -128.9476 | 0
7 | 7 | 12 | 729.3227 | 719.1475 | 704.593 | 797.8593 | 378.8299 | 100.3275 | 0 | 0 | 43.7818 | 44.408 | 45.7514 | 47.6023 | 0 | 0 | 0 | 0 | 384.3966 | 918.5042 | 1052.5785 | 1131.063 | 0 | 0 | 0 | 0 | -0.22327 | -12 | -24 | -48 | 0 | 0 | 0 | 0 | -77.4624 | -332.0922 | -369.7369 | -332.8059 | 0.36691 | 0.38398 | 0.38398 | 0 | -28.422 | -127.5152 | -141.9697 | 0
7 | 7 | 13 | 765.897 | 757.5905 | 745.0733 | 846.3752 | 378.8299 | 100.3275 | 0 | 0 | 40.6124 | 46.0364 | 48.8638 | 47.754 | 0 | 0 | 0 | 0 | 462.9452 | 1000.635 | 1153.0158 | 1296.05 | 0 | 0 | 0 | 0 | -0.22327 | -8.6338 | -13.3198 | -48 | 0 | 0 | 0 | 0 | -116.2672 | -380.7745 | -443.4864 | -449.4288 | 0.36382 | 0.38398 | 0.38398 | 0 | -42.3005 | -146.2079 | -170.2877 | 0
7 | 7 | 14 | 801.1421 | 794.3681 | 783.5512 | 892.3589 | 378.8299 | 100.3275 | 0 | 0 | 48.9887 | 46.5556 | 47.5471 | 49.854 | 0 | 0 | 0 | 0 | 559.6727 | 1102.6743 | 1255.5717 | 1358.2171 | 0 | 0 | 0 | 0 | -0.22327 | -6.4208 | -14.0709 | -31.3986 | 0 | 0 | 0 | 0 | -186.1259 | -448.7684 | -505.4967 | -484.3136 | 0.36561 | 0.38398 | 0.38398 | 0 | -68.049 | -172.3159 | -194.0981 | 0
7 | 7 | 15 | 834.4434 | 829.4211 | 820.5953 | 937.012 | 378.8299 | 100.3275 | 0 | 0 | 43.1114 | 54.5156 | 51.9895 | 62.5602 | 0 | 0 | 0 | 0 | 648.9118 | 1186.68 | 1335.6346 | 1430.6127 | 0 | 0 | 0 | 0 | -0.22327 | -0.60004 | 0 | 0.15638 | 0 | 0 | 0 | 0 | -236.1864 | -511.502 | -567.0288 | -556.3173 | 0.36533 | 0.38398 | 0.38025 | 0 | -86.285 | -196.4041 | -215.6122 | 0
7 | 7 | 16 | 860.0533 | 858.7793 | 854.2211 | 979.7165 | 378.8299 | 100.3275 | 0 | 0 | 40.6723 | 61.8214 | 72.2107 | 81.0568 | 0 | 0 | 0 | 0 | 713.0998 | 1219.8077 | 1364.4583 | 1451.0269 | 0 | 0 | 0 | 0 | -0.22327 | -0.60004 | -2.4 | 0.70581 | 0 | 0 | 0 | 0 | -272.3254 | -522.5772 | -580.0479 | -553.073 | 0.37414 | 0.38398 | 0.38398 | 0.38586 | -101.887 | -200.6566 | -222.7239 | -213.4104
7 | 7 | 17 | 883.4148 | 886.7587 | 887.5646 | 1023.2521 | 378.8299 | 100.3275 | 0 | 0 | 43.9105 | 84.1373 | 80.7416 | 83.8291 | 0 | 0 | 0 | 0 | 730.4888 | 1174.2917 | 1318.4343 | 1379.1169 | 283.1967 | 303.0055 | 303.0055 | 303.0055 | -0.22327 | -1.3833 | -1.7395 | -2.4 | 0 | 0 | 0 | 0 | -552.7878 | -773.6199 | -812.8772 | -740.2993 | 0.38366 | 0.35923 | 0.36981 | 0.37601 | -212.0802 | -277.9042 | -300.6079 | -278.3631
7 | 7 | 18 | 890.1642 | 897.8338 | 903.5602 | 1046.1076 | 378.8299 | 100.3275 | 0 | 0 | 47.3402 | 85.16 | 80.7034 | 87.2065 | 0 | 0 | 0 | 0 | 670.4404 | 1005.7922 | 1137.7952 | 1199.1621 | 283.1967 | 303.0055 | 303.0055 | 303.0055 | -0.22327 | -1.199 | -0.44921 | 0 | 0 | 0 | 0 | 0 | -489.4198 | -595.2524 | -617.4946 | -543.2665 | 0.38585 | 0.38166 | 0.38652 | 0.37341 | -188.8443 | -227.1832 | -238.6771 | -202.8612
7 | 7 | 19 | 879.3513 | 889.6637 | 898.37 | 1042.6739 | 378.8299 | 100.3275 | 0 | 0 | 51.6452 | 97.2778 | 94.627 | 94.9068 | 0 | 0 | 0 | 0 | 622.7013 | 796.3683 | 907.8205 | 1013.0265 | 283.1967 | 303.0055 | 303.0055 | 303.0055 | -0.22327 | -3.4122 | -1.6507 | 22.0516 | 0 | 0 | 0 | 0 | -456.7985 | -403.9032 | -405.4322 | -390.3165 | 0.38793 | 0.39411 | 0.38919 | 0.38458 | -177.208 | -159.1819 | -157.7898 | -150.1072
7 | 7 | 20 | 851.2161 | 861.6405 | 870.4647 | 1010.4387 | 378.8299 | 100.3275 | 0 | 0 | 49.4163 | 101.6417 | 106.9003 | 113.4035 | 0 | 0 | 0 | 0 | 591.1614 | 689.27 | 805.5324 | 910.101 | 283.1967 | 303.0055 | 303.0055 | 303.0055 | -0.13782 | 10.1876 | 12.6965 | 29.2764 | 0 | 0 | 0 | 0 | -451.2504 | -342.7918 | -357.6699 | -345.3476 | 0.38829 | 0.40541 | 0.3998 | 0.38892 | -175.2173 | -138.9696 | -142.997 | -134.3114
7 | 7 | 21 | 832.6242 | 843.7411 | 853.5418 | 992.0366 | 378.8299 | 100.3275 | 0 | 0 | 49.7069 | 114.9544 | 112.6736 | 120.3532 | 0 | 0 | 0 | 0 | 548.5919 | 637.8886 | 755.9698 | 846.9453 | 283.1967 | 303.0055 | 303.0055 | 303.0055 | 0.117 | 0 | 13.1327 | 16 | 0 | 0 | 0 | 0 | -427.8182 | -312.4349 | -331.2398 | -294.2674 | 0.38736 | 0.40087 | 0.39574 | 0.38805 | -165.7207 | -125.2458 | -131.0837 | -114.1912
7 | 7 | 22 | 800.6408 | 813.256 | 825.1278 | 961.6107 | 378.8299 | 100.3275 | 0 | 0 | 50.1179 | 113.1533 | 116.5974 | 125.0056 | 0 | 0 | 0 | 0 | 557.6293 | 640.1328 | 742.7623 | 848.7164 | 283.1967 | 303.0055 | 303.0055 | 303.0055 | 0.17673 | 1.1225 | 6.6886 | 13.9091 | 0 | 0 | 0 | 0 | -469.3097 | -344.4855 | -343.9259 | -329.0259 | 0.38147 | 0.39646 | 0.3914 | 0.38267 | -179.0264 | -136.5756 | -134.611 | -125.9088
7 | 7 | 23 | 729.9974 | 742.125 | 753.6913 | 879.0543 | 378.8299 | 100.3275 | 0 | 0 | 48.1554 | 120.2222 | 126.2279 | 133.8858 | 0 | 0 | 0 | 0 | 522.5957 | 592.5459 | 679.4261 | 843.9501 | 0 | 0 | 0 | 0 | 0.39182 | 2.6167 | 0.91442 | 18.7363 | 0 | 0 | 0 | 0 | -219.9755 | -73.5872 | -52.8771 | -117.5178 | 0.37334 | 0.38975 | 0.38502 | 0.37572 | -82.1252 | -28.6806 | -20.3586 | -44.1538
7 | 7 | 24 | 653.6702 | 662.2471 | 669.8901 | 778.7565 | 378.8299 | 100.3275 | 0 | 0 | 43.775 | 131.1282 | 135.5718 | 134.0002 | 0 | 0 | 0 | 0 | 479.9347 | 540.4591 | 621.1322 | 776.4215 | 0 | 0 | 0 | 0 | 0.88365 | 0.93779 | 6.3013 | 16 | 0 | 0 | 0 | 0 | -249.7531 | -110.6054 | -93.1152 | -147.6651 | 0.36396 | 0.38033 | 0.38357 | 0.36382 | -90.8999 | -42.0665 | -35.716 | -53.7238
7 | 8 | 1 | 594.4625 | 599.1101 | 602.3957 | 696.957 | 378.8299 | 100.3275 | 0 | 0 | 30.3891 | 138.3128 | 137.6639 | 123.1092 | 0 | 0 | 0 | 0 | 448.9755 | 494.655 | 576.4085 | 705.4252 | 0 | 0 | 0 | 0 | -0.22327 | 2.6167 | 6.371 | 3.0798 | 0 | 0 | 0 | 0 | -263.5087 | -136.8019 | -118.0478 | -134.6572 | 0.3644 | 0.37066 | 0.38218 | 0.36382 | -96.0232 | -50.7068 | -45.115 | -48.9912
7 | 8 | 2 | 551.8873 | 553.0719 | 552.4785 | 635.8419 | 378.8299 | 100.3275 | 0 | 0 | 29.3981 | 139.3146 | 136.854 | 117.5889 | 0 | 0 | 0 | 0 | 413.9805 | 439.1 | 506.2827 | 608.436 | 0 | 0 | 0 | 0 | -0.22327 | 5.1009 | 11.0503 | 0 | 0 | 0 | 0 | 0 | -270.0979 | -130.7711 | -101.7084 | -90.183 | 0.3644 | 0.36878 | 0.38135 | 0.36382 | -98.4244 | -48.2256 | -38.7869 | -32.8105
7 | 8 | 3 | 523.4498 | 521.3025 | 516.9361 | 591.3913 | 378.8299 | 100.3275 | 0 | 0 | 28.341 | 135.7717 | 132.5774 | 96.5859 | 0 | 0 | 0 | 0 | 360.0157 | 374.5354 | 440.8749 | 536.7385 | 0 | 0 | 0 | 0 | -0.17534 | 8.6491 | 12.2104 | 0 | 0 | 0 | 0 | 0 | -243.5614 | -97.9812 | -68.7266 | -41.9331 | 0.36651 | 0.3648 | 0.37847 | 0.36382 | -89.2668 | -35.7438 | -26.0109 | -15.2562
7 | 8 | 4 | 504.2443 | 498.9837 | 491.0068 | 558.0621 | 378.8299 | 100.3275 | 0 | 0 | 32.4728 | 111.7312 | 107.7752 | 105.1904 | 0 | 0 | 0 | 0 | 334.3506 | 343.5331 | 406.6346 | 487.5785 | 0 | 0 | 0 | 0 | -0.041319 | 13.0833 | 12.2186 | 0 | 0 | 0 | 0 | 0 | -241.3677 | -69.6913 | -35.6215 | -34.7068 | 0.36512 | 0.37056 | 0.38415 | 0.36382 | -88.129 | -25.825 | -13.6839 | -12.6271
7 | 8 | 5 | 490.9393 | 482.6142 | 471.0208 | 531.5007 | 378.8299 | 100.3275 | 0 | 0 | 46.8243 | 95.4305 | 92.4125 | 92.5738 | 0 | 0 | 0 | 0 | 299.9382 | 303.2824 | 370.3583 | 440.6874 | 0 | 0 | 0 | 0 | 0.65105 | 3.0627 | -4.6844 | 24.6002 | 0 | 0 | 0 | 0 | -235.3042 | -19.4889 | 12.9343 | -26.3606 | 0.36404 | 0.37803 | 0.38589 | 0.36382 | -85.661 | -7.3674 | 4.9912 | -9.5906
7 | 8 | 6 | 490.6908 | 479.3512 | 464.1155 | 519.9209 | 378.8299 | 100.3275 | 0 | 0 | 51.3113 | 94.2331 | 91.8548 | 89.7018 | 0 | 0 | 0 | 0 | 272.7212 | 367.6847 | 450.4799 | 515.1555 | 0 | 0 | 0 | 0 | 0.36984 | 8.7777 | 12.0012 | -10.6542 | 0 | 0 | 0 | 0 | -212.5414 | -91.6717 | -90.2204 | -74.2822 | 0.36811 | 0.37383 | 0.38312 | 0.36387 | -78.2377 | -34.2698 | -34.5649 | -27.029
7 | 8 | 7 | 498.0201 | 483.8618 | 465.1666 | 517.6402 | 378.8299 | 100.3275 | 0 | 0 | 50.3416 | 90.8559 | 88.4773 | 71.2051 | 0 | 0 | 0 | 0 | 288.1738 | 522.2743 | 621.8322 | 695.8694 | 0 | 0 | 0 | 0 | -0.13886 | -3.2681 | -3.674 | 0 | 0 | 0 | 0 | 0 | -219.1864 | -226.3278 | -241.4689 | -249.4344 | 0.37184 | 0.3586 | 0.37474 | 0.37002 | -81.502 | -81.1603 | -90.487 | -92.2947
7 | 8 | 8 | 523.592 | 508.3984 | 488.3146 | 542.847 | 378.8299 | 100.3275 | 0 | 0 | 40.5996 | 72.2394 | 69.7741 | 68.4323 | 0 | 0 | 0 | 0 | 363.8635 | 703.0617 | 821.7801 | 926.6978 | 0 | 0 | 0 | 0 | -0.22327 | -2.7345 | -3.1792 | 0 | 0 | 0 | 0 | 0 | -259.4777 | -364.4956 | -400.0605 | -452.283 | 0.37003 | 0.38103 | 0.36475 | 0.38586 | -96.0137 | -138.8829 | -145.9225 | -174.5198
7 | 8 | 9 | 572.4129 | 558.1496 | 538.9758 | 602.0545 | 378.8299 | 100.3275 | 0 | 0 | 48.7484 | 52.1772 | 51.098 | 62.2803 | 0 | 0 | 0 | 0 | 422.4214 | 832.9076 | 955.6004 | 1040.2863 | 0 | 0 | 0 | 0 | -0.22327 | -12.8963 | -18.1998 | -0.48 | 0 | 0 | 0 | 0 | -277.3635 | -414.3663 | -449.5227 | -500.0322 | 0.36691 | 0.38398 | 0.38398 | 0 | -101.7686 | -159.1064 | -172.6055 | 0
7 | 8 | 10 | 623.7117 | 610.3197 | 592.1057 | 664.3742 | 378.8299 | 100.3275 | 0 | 0 | 44.8995 | 42.3411 | 43.166 | 55.8007 | 0 | 0 | 0 | 0 | 446.0094 | 898.454 | 1022.523 | 1092.8524 | 0 | 0 | 0 | 0 | -0.22327 | -12.2718 | -24 | -35.3479 | 0 | 0 | 0 | 0 | -245.8038 | -418.5312 | -449.5833 | -448.931 | 0.36691 | 0.38398 | 0.38398 | 0 | -90.1889 | -160.7056 | -172.6287 | 0
7 | 8 | 11 | 670.5974 | 658.5094 | 641.7743 | 723.1901 | 378.8299 | 100.3275 | 0 | 0 | 45.1402 | 42.912 | 44.2697 | 52.4433 | 0 | 0 | 0 | 0 | 473.3282 | 947.6691 | 1072.1536 | 1148.6564 | 0 | 0 | 0 | 0 | -0.22327 | -12 | -24 | -48 | 0 | 0 | 0 | 0 | -226.4777 | -420.3992 | -450.649 | -429.9096 | 0.36691 | 0.38398 | 0.38398 | 0 | -83.0978 | -161.4228 | -173.038 | 0
7 | 8 | 12 | 713.3349 | 702.6465 | 687.4803 | 777.4631 | 378.8299 | 100.3275 | 0 | 0 | 43.7818 | 44.408 | 45.7514 | 47.6023 | 0 | 0 | 0 | 0 | 490.335 | 971.4681 | 1099.8758 | 1207.4023 | 0 | 0 | 0 | 0 | -0.22327 | -12 | -24 | -48 | 0 | 0 | 0 | 0 | -199.3886 | -401.5572 | -434.147 | -429.5415 | 0.36691 | 0.38398 | 0.38398 | 0 | -73.1585 | -154.188 | -166.7016 | 0
7 | 8 | 13 | 748.5355 | 739.6864 | 726.5232 | 824.2809 | 378.8299 | 100.3275 | 0 | 0 | 40.6124 | 46.0364 | 48.8638 | 47.754 | 0 | 0 | 0 | 0 | 496.9518 | 976.5411 | 1116.5033 | 1223.753 | 0 | 0 | 0 | 0 | -0.22327 | -8.6338 | -13.3198 | -48 | 0 | 0 | 0 | 0 | -167.6354 | -374.5847 | -425.524 | -399.226 | 0.36382 | 0.38398 | 0.38398 | 0 | -60.9894 | -143.8312 | -163.3906 | 0
7 | 8 | 14 | 788.9606 | 781.799 | 770.5202 | 876.8311 | 378.8299 | 100.3275 | 0 | 0 | 48.9887 | 46.5556 | 47.5471 | 49.854 | 0 | 0 | 0 | 0 | 524.9195 | 999.5019 | 1133.0495 | 1214.9665 | 0 | 0 | 0 | 0 | -0.22327 | -6.4208 | -14.0709 | -31.3986 | 0 | 0 | 0 | 0 | -163.5543 | -358.1652 | -396.0055 | -356.5908 | 0.36561 | 0.38398 | 0.38398 | 0 | -59.7966 | -137.5265 | -152.0562 | 0
7 | 8 | 15 | 822.892 | 817.508 | 808.2516 | 922.3092 | 378.8299 | 100.3275 | 0 | 0 | 43.1114 | 54.5156 | 51.9895 | 62.5602 | 0 | 0 | 0 | 0 | 637.9416 | 1099.9961 | 1228.8597 | 1296.7006 | 0 | 0 | 0 | 0 | -0.22327 | -0.60004 | 0 | 0.15638 | 0 | 0 | 0 | 0 | -236.7676 | -436.7312 | -472.5975 | -437.1079 | 0.36533 | 0.38398 | 0.38025 | 0 | -86.4974 | -167.6939 | -179.7048 | 0
7 | 8 | 16 | 856.9391 | 855.5489 | 850.8514 | 975.6839 | 378.8299 | 100.3275 | 0 | 0 | 40.6723 | 61.8214 | 72.2107 | 81.0568 | 0 | 0 | 0 | 0 | 646.8748 | 1071.0196 | 1201.3674 | 1265.2816 | 0 | 0 | 0 | 0 | -0.22327 | -0.60004 | -2.4 | 0.70581 | 0 | 0 | 0 | 0 | -209.2146 | -377.0195 | -420.3267 | -371.3603 | 0.37414 | 0.38398 | 0.38398 | 0.38586 | -78.2749 | -144.7661 | -161.395 | -143.2942
7 | 8 | 17 | 885.3497 | 888.7314 | 889.581 | 1025.6306 | 378.8299 | 100.3275 | 0 | 0 | 43.9105 | 84.1373 | 80.7416 | 83.8291 | 0 | 0 | 0 | 0 | 587.7622 | 947.9251 | 1087.6484 | 1131.5836 | 283.1967 | 303.0055 | 303.0055 | 303.0055 | -0.22327 | -1.3833 | -1.7395 | -2.4 | 0 | 0 | 0 | 0 | -408.1263 | -545.2805 | -580.075 | -490.3875 | 0.38366 | 0.35923 | 0.36981 | 0.37601 | -156.58 | -195.8788 | -214.516 | -184.3927
7 | 8 | 18 | 898.4706 | 906.3659 | 912.3592 | 1056.5533 | 378.8299 | 100.3275 | 0 | 0 | 47.3402 | 85.16 | 80.7034 | 87.2065 | 0 | 0 | 0 | 0 | 528.6445 | 781.6114 | 923.3893 | 956.6795 | 283.1967 | 303.0055 | 303.0055 | 303.0055 | -0.22327 | -1.199 | -0.44921 | 0 | 0 | 0 | 0 | 0 | -339.3174 | -362.5395 | -394.2897 | -290.3383 | 0.38585 | 0.38166 | 0.38652 | 0.37341 | -130.9268 | -138.3663 | -152.4028 | -108.4152
7 | 8 | 19 | 893.7164 | 904.4312 | 913.6143 | 1060.7836 | 378.8299 | 100.3275 | 0 | 0 | 51.6452 | 97.2778 | 94.627 | 94.9068 | 0 | 0 | 0 | 0 | 490.7653 | 576.3791 | 734.9904 | 770.4652 | 283.1967 | 303.0055 | 303.0055 | 303.0055 | -0.22327 | -3.4122 | -1.6507 | 22.0516 | 0 | 0 | 0 | 0 | -310.4975 | -169.1464 | -217.3579 | -129.6456 | 0.38793 | 0.39411 | 0.38919 | 0.38458 | -120.4528 | -66.6621 | -84.5933 | -49.8589
7 | 8 | 20 | 871.4995 | 882.4965 | 891.9989 | 1036.0249 | 378.8299 | 100.3275 | 0 | 0 | 49.4163 | 101.6417 | 106.9003 | 113.4035 | 0 | 0 | 0 | 0 | 485.6044 | 485.3047 | 614.7024 | 672.3393 | 283.1967 | 303.0055 | 303.0055 | 303.0055 | -0.13782 | 10.1876 | 12.6965 | 29.2764 | 0 | 0 | 0 | 0 | -325.41 | -117.9705 | -145.3058 | -81.9998 | 0.38829 | 0.40541 | 0.3998 | 0.38892 | -126.3543 | -47.8259 | -58.0935 | -31.8911
7 | 8 | 21 | 856.0338 | 867.808 | 878.3872 | 1021.5533 | 378.8299 | 100.3275 | 0 | 0 | 49.7069 | 114.9544 | 112.6736 | 120.3532 | 0 | 0 | 0 | 0 | 464.1329 | 461.2154 | 560.3274 | 634.3542 | 283.1967 | 303.0055 | 303.0055 | 303.0055 | 0.117 | 0 | 13.1327 | 16 | 0 | 0 | 0 | 0 | -319.9496 | -111.6948 | -110.752 | -52.1596 | 0.38736 | 0.40087 | 0.39574 | 0.38805 | -123.9365 | -44.7751 | -43.8286 | -20.2407
7 | 8 | 22 | 826.0543 | 839.3709 | 852.0727 | 993.6092 | 378.8299 | 100.3275 | 0 | 0 | 50.1179 | 113.1533 | 116.5974 | 125.0056 | 0 | 0 | 0 | 0 | 414.5404 | 411.5864 | 498.5038 | 569.9641 | 283.1967 | 303.0055 | 303.0055 | 303.0055 | 0.17673 | 1.1225 | 6.6886 | 13.9091 | 0 | 0 | 0 | 0 | -300.8073 | -89.8242 | -72.7226 | -18.2751 | 0.38147 | 0.39646 | 0.3914 | 0.38267 | -114.7482 | -35.6119 | -28.4633 | -6.9934
7 | 8 | 23 | 743.138 | 755.6163 | 767.5968 | 895.5554 | 378.8299 | 100.3275 | 0 | 0 | 48.1554 | 120.2222 | 126.2279 | 133.8858 | 0 | 0 | 0 | 0 | 339.6746 | 334.6886 | 426.582 | 506.8968 | 0 | 0 | 0 | 0 | 0.39182 | 2.6167 | 0.91442 | 18.7363 | 0 | 0 | 0 | 0 | -23.9137 | 197.7614 | 213.8724 | 236.0365 | 0.37334 | 0.38975 | 0.38502 | 0.37572 | -8.9279 | 77.0774 | 82.3446 | 88.6835
7 | 8 | 24 | 652.4977 | 661.0285 | 668.616 | 777.2292 | 378.8299 | 100.3275 | 0 | 0 | 43.775 | 131.1282 | 135.5718 | 134.0002 | 0 | 0 | 0 | 0 | 265.4486 | 259.5326 | 375.9551 | 455.6734 | 0 | 0 | 0 | 0 | 0.88365 | 0.93779 | 6.3013 | 16 | 0 | 0 | 0 | 0 | -36.4395 | 169.1024 | 150.7878 | 171.5556 | 0.36396 | 0.38033 | 0.38357 | 0.36382 | -13.2625 | 64.3147 | 57.8374 | 62.4157
7 | 9 | 1 | 587.7018 | 592.1529 | 595.2055 | 688.408 | 378.8299 | 100.3275 | 0 | 0 | 30.3891 | 138.3128 | 137.6639 | 123.1092 | 0 | 0 | 0 | 0 | 214.3046 | 208.0621 | 320.7208 | 413.3286 | 0 | 0 | 0 | 0 | -0.22327 | 2.6167 | 6.371 | 3.0798 | 0 | 0 | 0 | 0 | -35.5985 | 142.8338 | 130.4497 | 148.8904 | 0.3644 | 0.37066 | 0.38218 | 0.36382 | -12.9722 | 52.9425 | 49.8547 | 54.1695
7 | 9 | 2 | 547.1524 | 548.2026 | 547.45 | 629.8664 | 378.8299 | 100.3275 | 0 | 0 | 29.3981 | 139.3146 | 136.854 | 117.5889 | 0 | 0 | 0 | 0 | 187.4013 | 181.0496 | 283.7134 | 366.1955 | 0 | 0 | 0 | 0 | -0.22327 | 5.1009 | 11.0503 | 0 | 0 | 0 | 0 | 0 | -48.2537 | 122.41 | 115.8323 | 146.0819 | 0.3644 | 0.36878 | 0.38135 | 0.36382 | -17.5838 | 45.1422 | 44.1731 | 53.1478
7 | 9 | 3 | 524.3823 | 522.2647 | 517.9337 | 592.58 | 378.8299 | 100.3275 | 0 | 0 | 28.341 | 135.7717 | 132.5774 | 96.5859 | 0 | 0 | 0 | 0 | 192.3085 | 183.6748 | 287.4531 | 372.4374 | 0 | 0 | 0 | 0 | -0.17534 | 8.6491 | 12.2104 | 0 | 0 | 0 | 0 | 0 | -74.9218 | 93.8417 | 85.6928 | 123.5567 | 0.36651 | 0.3648 | 0.37847 | 0.36382 | -27.4593 | 34.2337 | 32.4321 | 44.9526
7 | 9 | 4 | 511.9827 | 506.9559 | 499.2569 | 567.8802 | 378.8299 | 100.3275 | 0 | 0 | 32.4728 | 111.7312 | 107.7752 | 105.1904 | 0 | 0 | 0 | 0 | 216.6187 | 203.4209 | 296.2014 | 370.3002 | 0 | 0 | 0 | 0 | -0.041319 | 13.0833 | 12.2186 | 0 | 0 | 0 | 0 | 0 | -115.8975 | 78.393 | 83.0617 | 92.3896 | 0.36512 | 0.37056 | 0.38415 | 0.36382 | -42.3169 | 29.0495 | 31.908 | 33.6134
7 | 9 | 5 | 513.0403 | 505.3782 | 494.5724 | 559.5239 | 378.8299 | 100.3275 | 0 | 0 | 46.8243 | 95.4305 | 92.4125 | 92.5738 | 0 | 0 | 0 | 0 | 197.5016 | 184.9745 | 254.6729 | 315.4394 | 0 | 0 | 0 | 0 | 0.65105 | 3.0627 | -4.6844 | 24.6002 | 0 | 0 | 0 | 0 | -110.7665 | 121.583 | 152.1714 | 126.9105 | 0.36404 | 0.37803 | 0.38589 | 0.36382 | -40.3238 | 45.9621 | 58.7211 | 46.1728
7 | 9 | 6 | 537.3307 | 527.3803 | 513.7947 | 579.0223 | 378.8299 | 100.3275 | 0 | 0 | 51.3113 | 94.2331 | 91.8548 | 89.7018 | 0 | 0 | 0 | 0 | 164.9514 | 239.967 | 314.1935 | 349.6426 | 0 | 0 | 0 | 0 | 0.36984 | 8.7777 | 12.0012 | -10.6542 | 0 | 0 | 0 | 0 | -58.1317 | 84.075 | 95.7452 | 150.332 | 0.36811 | 0.37383 | 0.38312 | 0.36387 | -21.3986 | 31.4299 | 36.6815 | 54.7011
7 | 9 | 7 | 584.8217 | 573.2041 | 557.5243 | 627.4688 | 378.8299 | 100.3275 | 0 | 0 | 50.3416 | 90.8559 | 88.4773 | 71.2051 | 0 | 0 | 0 | 0 | 160.6361 | 385.0524 | 455.358 | 466.3361 | 0 | 0 | 0 | 0 | -0.13886 | -3.2681 | -3.674 | 0 | 0 | 0 | 0 | 0 | -4.847 | 0.23648 | 17.3629 | 89.9275 | 0.37184 | 0.3586 | 0.37474 | 0.37002 | -1.8023 | 0.084802 | 6.5065 | 33.2746
7 | 9 | 8 | 642.2191 | 630.4656 | 614.4624 | 692.8247 | 378.8299 | 100.3275 | 0 | 0 | 40.5996 | 72.2394 | 69.7741 | 68.4323 | 0 | 0 | 0 | 0 | 212.4908 | 556.5837 | 643.5569 | 655.9303 | 0 | 0 | 0 | 0 | -0.22327 | -2.7345 | -3.1792 | 0 | 0 | 0 | 0 | 0 | 10.5222 | -95.9505 | -95.6895 | -31.5379 | 0.37003 | 0.38103 | 0.36475 | 0.38586 | 3.8935 | -36.5598 | -34.9029 | -12.1693
7 | 9 | 9 | 700.6744 | 690.1192 | 675.3435 | 764.171 | 378.8299 | 100.3275 | 0 | 0 | 48.7484 | 52.1772 | 51.098 | 62.2803 | 0 | 0 | 0 | 0 | 265.4334 | 688.1333 | 795.2875 | 812.897 | 0 | 0 | 0 | 0 | -0.22327 | -12.8963 | -18.1998 | -0.48 | 0 | 0 | 0 | 0 | 7.886 | -137.6225 | -152.8422 | -110.5263 | 0.36691 | 0.38398 | 0.38398 | 0 | 2.8935 | -52.8436 | -58.6876 | 0
7 | 9 | 10 | 747.2751 | 737.4564 | 723.4807 | 820.5566 | 378.8299 | 100.3275 | 0 | 0 | 44.8995 | 42.3411 | 43.166 | 55.8007 | 0 | 0 | 0 | 0 | 301.6779 | 769.6371 | 888.6256 | 913.1075 | 0 | 0 | 0 | 0 | -0.22327 | -12.2718 | -24 | -35.3479 | 0 | 0 | 0 | 0 | 22.0911 | -162.5775 | -184.3109 | -113.0037 | 0.36691 | 0.38398 | 0.38398 | 0 | 8.1055 | -62.4257 | -70.7708 | 0
7 | 9 | 11 | 796.4442 | 787.989 | 775.5623 | 882.2343 | 378.8299 | 100.3275 | 0 | 0 | 45.1402 | 42.912 | 44.2697 | 52.4433 | 0 | 0 | 0 | 0 | 323.0798 | 814.0709 | 942.5304 | 978.6926 | 0 | 0 | 0 | 0 | -0.22327 | -12 | -24 | -48 | 0 | 0 | 0 | 0 | 49.6175 | -157.3213 | -187.2378 | -100.9017 | 0.36691 | 0.38398 | 0.38398 | 0 | 18.2054 | -60.4075 | -71.8947 | 0
7 | 9 | 12 | 834.0609 | 826.8552 | 815.8194 | 930.0276 | 378.8299 | 100.3275 | 0 | 0 | 43.7818 | 44.408 | 45.7514 | 47.6023 | 0 | 0 | 0 | 0 | 354.2127 | 847.719 | 989.5786 | 1050.8887 | 0 | 0 | 0 | 0 | -0.22327 | -12 | -24 | -48 | 0 | 0 | 0 | 0 | 57.4598 | -153.5993 | -195.5106 | -120.4634 | 0.36691 | 0.38398 | 0.38398 | 0 | 21.0828 | -58.9783 | -75.0712 | 0
7 | 9 | 13 | 869.8882 | 864.536 | 855.5198 | 977.6229 | 378.8299 | 100.3275 | 0 | 0 | 40.6124 | 46.0364 | 48.8638 | 47.754 | 0 | 0 | 0 | 0 | 378.0433 | 860.6924 | 1051.7878 | 1126.1739 | 0 | 0 | 0 | 0 | -0.22327 | -8.6338 | -13.3198 | -48 | 0 | 0 | 0 | 0 | 72.6259 | -133.8864 | -231.8119 | -148.305 | 0.36382 | 0.38398 | 0.38398 | 0 | 26.4229 | -51.409 | -89.01 | 0
7 | 9 | 14 | 907.594 | 903.8448 | 896.6124 | 1026.7142 | 378.8299 | 100.3275 | 0 | 0 | 48.9887 | 46.5556 | 47.5471 | 49.854 | 0 | 0 | 0 | 0 | 382.9013 | 855.6482 | 1047.4363 | 1146.3942 | 0 | 0 | 0 | 0 | -0.22327 | -6.4208 | -14.0709 | -31.3986 | 0 | 0 | 0 | 0 | 97.0974 | -92.2657 | -184.3001 | -138.1354 | 0.36561 | 0.38398 | 0.38398 | 0 | 35.4995 | -35.4277 | -70.7666 | 0
7 | 9 | 15 | 936.2553 | 934.1299 | 928.7373 | 1065.5258 | 378.8299 | 100.3275 | 0 | 0 | 43.1114 | 54.5156 | 51.9895 | 62.5602 | 0 | 0 | 0 | 0 | 377.216 | 829.8475 | 1006.4556 | 1090.6578 | 0 | 0 | 0 | 0 | -0.22327 | -0.60004 | 0 | 0.15638 | 0 | 0 | 0 | 0 | 137.3213 | -49.9607 | -129.7077 | -87.8486 | 0.36533 | 0.38398 | 0.38025 | 0 | 50.1671 | -19.1837 | -49.3213 | 0
7 | 9 | 16 | 955.06 | 956.4922 | 955.1414 | 1099.6513 | 378.8299 | 100.3275 | 0 | 0 | 40.6723 | 61.8214 | 72.2107 | 81.0568 | 0 | 0 | 0 | 0 | 353.1774 | 762.5436 | 953.3816 | 1068.7272 | 0 | 0 | 0 | 0 | -0.22327 | -0.60004 | -2.4 | 0.70581 | 0 | 0 | 0 | 0 | 182.6036 | 32.3998 | -68.0509 | -50.8386 | 0.37414 | 0.38398 | 0.38398 | 0.38586 | 68.3188 | 12.4407 | -26.1298 | -19.6167
7 | 9 | 17 | 962.2559 | 967.8483 | 971.3191 | 1122.7895 | 378.8299 | 100.3275 | 0 | 0 | 43.9105 | 84.1373 | 80.7416 | 83.8291 | 0 | 0 | 0 | 0 | 329.283 | 678.3203 | 850.7269 | 936.744 | 283.1967 | 303.0055 | 303.0055 | 303.0055 | -0.22327 | -1.3833 | -1.7395 | -2.4 | 0 | 0 | 0 | 0 | -72.7409 | -196.5589 | -261.4154 | -198.3891 | 0.38366 | 0.35923 | 0.36981 | 0.37601 | -27.9075 | -70.609 | -96.6733 | -74.5971
7 | 9 | 18 | 955.5408 | 965.0744 | 973.0101 | 1128.6444 | 378.8299 | 100.3275 | 0 | 0 | 47.3402 | 85.16 | 80.7034 | 87.2065 | 0 | 0 | 0 | 0 | 286.0684 | 517.1579 | 677.1824 | 738.6058 | 283.1967 | 303.0055 | 303.0055 | 303.0055 | -0.22327 | -1.199 | -0.44921 | 0 | 0 | 0 | 0 | 0 | -39.6712 | -39.3775 | -87.4319 | -0.17348 | 0.38585 | 0.38166 | 0.38652 | 0.37341 | -15.3073 | -15.0287 | -33.7946 | -0.064779
7 | 9 | 19 | 928.541 | 940.2702 | 950.6567 | 1104.8281 | 378.8299 | 100.3275 | 0 | 0 | 51.6452 | 97.2778 | 94.627 | 94.9068 | 0 | 0 | 0 | 0 | 317.7519 | 394.2477 | 559.7107 | 611.9108 | 283.1967 | 303.0055 | 303.0055 | 303.0055 | -0.22327 | -3.4122 | -1.6507 | 22.0516 | 0 | 0 | 0 | 0 | -102.6595 | 48.8239 | -5.0357 | 72.9534 | 0.38793 | 0.39411 | 0.38919 | 0.38458 | -39.8252 | 19.2419 | -1.9598 | 28.0563
7 | 9 | 20 | 894.2306 | 905.9016 | 916.2046 | 1064.8184 | 378.8299 | 100.3275 | 0 | 0 | 49.4163 | 101.6417 | 106.9003 | 113.4035 | 0 | 0 | 0 | 0 | 368.7651 | 371.5048 | 516.4523 | 574.8285 | 283.1967 | 303.0055 | 303.0055 | 303.0055 | -0.13782 | 10.1876 | 12.6965 | 29.2764 | 0 | 0 | 0 | 0 | -185.8397 | 19.2345 | -22.8499 | 44.3045 | 0.38829 | 0.40541 | 0.3998 | 0.38892 | -72.1602 | 7.7978 | -9.1354 | 17.2308
7 | 9 | 21 | 875.4633 | 887.8167 | 899.0841 | 1046.1762 | 378.8299 | 100.3275 | 0 | 0 | 49.7069 | 114.9544 | 112.6736 | 120.3532 | 0 | 0 | 0 | 0 | 373.0301 | 370.5265 | 504.6221 | 603.2978 | 283.1967 | 303.0055 | 303.0055 | 303.0055 | 0.117 | 0 | 13.1327 | 16 | 0 | 0 | 0 | 0 | -209.4174 | -0.99711 | -34.3498 | 3.5197 | 0.38736 | 0.40087 | 0.39574 | 0.38805 | -81.1204 | -0.39971 | -13.5935 | 1.3658
7 | 9 | 22 | 836.5802 | 850.2235 | 863.314 | 1006.9959 | 378.8299 | 100.3275 | 0 | 0 | 50.1179 | 113.1533 | 116.5974 | 125.0056 | 0 | 0 | 0 | 0 | 324.5257 | 319.3059 | 425.9421 | 566.2476 | 283.1967 | 303.0055 | 303.0055 | 303.0055 | 0.17673 | 1.1225 | 6.6886 | 13.9091 | 0 | 0 | 0 | 0 | -200.2667 | 13.3089 | 11.0805 | -1.1718 | 0.38147 | 0.39646 | 0.3914 | 0.38267 | -76.3952 | 5.2765 | 4.3368 | -0.44843
7 | 9 | 23 | 746.2735 | 758.8656 | 770.9825 | 899.6043 | 378.8299 | 100.3275 | 0 | 0 | 48.1554 | 120.2222 | 126.2279 | 133.8858 | 0 | 0 | 0 | 0 | 252.4852 | 246.127 | 337.059 | 470.7632 | 0 | 0 | 0 | 0 | 0.39182 | 2.6167 | 0.91442 | 18.7363 | 0 | 0 | 0 | 0 | 66.4111 | 289.5722 | 306.7812 | 276.2189 | 0.37334 | 0.38975 | 0.38502 | 0.37572 | 24.7938 | 112.8606 | 118.1161 | 103.7809
7 | 9 | 24 | 658.1516 | 666.8563 | 674.6507 | 784.414 | 378.8299 | 100.3275 | 0 | 0 | 43.775 | 131.1282 | 135.5718 | 134.0002 | 0 | 0 | 0 | 0 | 210.5518 | 204.7296 | 282.2538 | 391.1247 | 0 | 0 | 0 | 0 | 0.88365 | 0.93779 | 6.3013 | 16 | 0 | 0 | 0 | 0 | 24.1112 | 229.7332 | 250.5238 | 243.2891 | 0.36396 | 0.38033 | 0.38357 | 0.36382 | 8.7755 | 87.3744 | 96.093 | 88.5138
7 | 10 | 1 | 596.2952 | 600.9995 | 604.3526 | 699.2872 | 378.8299 | 100.3275 | 0 | 0 | 30.3891 | 138.3128 | 137.6639 | 123.1092 | 0 | 0 | 0 | 0 | 183.9347 | 178.215 | 244.9082 | 338.5834 | 0 | 0 | 0 | 0 | -0.22327 | 2.6167 | 6.371 | 3.0798 | 0 | 0 | 0 | 0 | 3.3647 | 181.5276 | 215.4095 | 234.5147 | 0.3644 | 0.37066 | 0.38218 | 0.36382 | 1.2261 | 67.2847 | 82.3242 | 85.3215
7 | 10 | 2 | 556.8223 | 558.1559 | 557.7395 | 642.1025 | 378.8299 | 100.3275 | 0 | 0 | 29.3981 | 139.3146 | 136.854 | 117.5889 | 0 | 0 | 0 | 0 | 147.7032 | 142.8402 | 194.1182 | 301.3134 | 0 | 0 | 0 | 0 | -0.22327 | 5.1009 | 11.0503 | 0 | 0 | 0 | 0 | 0 | 1.1144 | 170.5727 | 215.717 | 223.2002 | 0.3644 | 0.36878 | 0.38135 | 0.36382 | 0.4061 | 62.9036 | 82.2646 | 81.2051
7 | 10 | 3 | 532.5234 | 530.6451 | 526.5983 | 602.8847 | 378.8299 | 100.3275 | 0 | 0 | 28.341 | 135.7717 | 132.5774 | 96.5859 | 0 | 0 | 0 | 0 | 130.16 | 126.3932 | 171.3056 | 262.283 | 0 | 0 | 0 | 0 | -0.17534 | 8.6491 | 12.2104 | 0 | 0 | 0 | 0 | 0 | -4.6321 | 159.5037 | 210.5048 | 244.0158 | 0.36651 | 0.3648 | 0.37847 | 0.36382 | -1.6977 | 58.1874 | 79.6697 | 88.7782
7 | 10 | 4 | 517.8473 | 512.9973 | 505.5083 | 575.3194 | 378.8299 | 100.3275 | 0 | 0 | 32.4728 | 111.7312 | 107.7752 | 105.1904 | 0 | 0 | 0 | 0 | 135.3062 | 130.5282 | 165.0104 | 243.4518 | 0 | 0 | 0 | 0 | -0.041319 | 13.0833 | 12.2186 | 0 | 0 | 0 | 0 | 0 | -28.7203 | 157.3271 | 220.5041 | 226.6773 | 0.36512 | 0.37056 | 0.38415 | 0.36382 | -10.4865 | 58.2995 | 84.7061 | 82.4701
7 | 10 | 5 | 515.2606 | 507.6739 | 496.9582 | 562.3716 | 378.8299 | 100.3275 | 0 | 0 | 46.8243 | 95.4305 | 92.4125 | 92.5738 | 0 | 0 | 0 | 0 | 120.4663 | 115.1496 | 142.6433 | 201.5782 | 0 | 0 | 0 | 0 | 0.65105 | 3.0627 | -4.6844 | 24.6002 | 0 | 0 | 0 | 0 | -31.511 | 193.7035 | 266.5867 | 243.6195 | 0.36404 | 0.37803 | 0.38589 | 0.36382 | -11.4714 | 73.2258 | 102.8726 | 88.6341
7 | 10 | 6 | 537.6411 | 527.7077 | 514.1427 | 579.4443 | 378.8299 | 100.3275 | 0 | 0 | 51.3113 | 94.2331 | 91.8548 | 89.7018 | 0 | 0 | 0 | 0 | 111.6426 | 135.7079 | 175.9281 | 216.4263 | 0 | 0 | 0 | 0 | 0.36984 | 8.7777 | 12.0012 | -10.6542 | 0 | 0 | 0 | 0 | -4.5125 | 188.6615 | 234.3586 | 283.9704 | 0.36811 | 0.37383 | 0.38312 | 0.36387 | -1.6611 | 70.5276 | 89.7866 | 103.3279
7 | 10 | 7 | 585.0599 | 573.4524 | 557.7847 | 627.7816 | 378.8299 | 100.3275 | 0 | 0 | 50.3416 | 90.8559 | 88.4773 | 71.2051 | 0 | 0 | 0 | 0 | 105.5743 | 217.7259 | 289.0454 | 311.6067 | 0 | 0 | 0 | 0 | -0.13886 | -3.2681 | -3.674 | 0 | 0 | 0 | 0 | 0 | 50.453 | 167.8113 | 183.936 | 244.9697 | 0.37184 | 0.3586 | 0.37474 | 0.37002 | 18.7604 | 60.1765 | 68.9273 | 90.6427
7 | 10 | 8 | 640.6886 | 628.8888 | 612.8307 | 690.8829 | 378.8299 | 100.3275 | 0 | 0 | 40.5996 | 72.2394 | 69.7741 | 68.4323 | 0 | 0 | 0 | 0 | 143.0881 | 333.5038 | 432.8255 | 456.1204 | 0 | 0 | 0 | 0 | -0.22327 | -2.7345 | -3.1792 | 0 | 0 | 0 | 0 | 0 | 78.3943 | 125.5526 | 113.4103 | 166.3303 | 0.37003 | 0.38103 | 0.36475 | 0.38586 | 29.008 | 47.839 | 41.3665 | 64.1809
7 | 10 | 9 | 696.1478 | 685.4576 | 670.5215 | 758.4343 | 378.8299 | 100.3275 | 0 | 0 | 48.7484 | 52.1772 | 51.098 | 62.2803 | 0 | 0 | 0 | 0 | 185.9141 | 426.5283 | 537.0729 | 558.1856 | 0 | 0 | 0 | 0 | -0.22327 | -12.8963 | -18.1998 | -0.48 | 0 | 0 | 0 | 0 | 82.8787 | 119.3209 | 100.5505 | 138.4484 | 0.36691 | 0.38398 | 0.38398 | 0 | 30.4094 | 45.8163 | 38.6089 | 0
7 | 10 | 10 | 739.382 | 729.3292 | 715.0756 | 810.5584 | 378.8299 | 100.3275 | 0 | 0 | 44.8995 | 42.3411 | 43.166 | 55.8007 | 0 | 0 | 0 | 0 | 229.9841 | 506.6874 | 623.9085 | 643.3085 | 0 | 0 | 0 | 0 | -0.22327 | -12.2718 | -24 | -35.3479 | 0 | 0 | 0 | 0 | 85.8918 | 92.2451 | 72.0011 | 146.797 | 0.36691 | 0.38398 | 0.38398 | 0 | 31.5149 | 35.4198 | 27.6466 | 0
7 | 10 | 11 | 786.3097 | 777.5501 | 764.7616 | 869.3825 | 378.8299 | 100.3275 | 0 | 0 | 45.1402 | 42.912 | 44.2697 | 52.4433 | 0 | 0 | 0 | 0 | 241.6476 | 545.3234 | 668.4697 | 687.7621 | 0 | 0 | 0 | 0 | -0.22327 | -12 | -24 | -48 | 0 | 0 | 0 | 0 | 120.9152 | 100.9872 | 76.0222 | 177.1771 | 0.36691 | 0.38398 | 0.38398 | 0 | 44.3655 | 38.7766 | 29.1906 | 0
7 | 10 | 12 | 826.4013 | 818.9505 | 807.6225 | 920.2586 | 378.8299 | 100.3275 | 0 | 0 | 43.7818 | 44.408 | 45.7514 | 47.6023 | 0 | 0 | 0 | 0 | 240.2839 | 550.7806 | 675.4568 | 694.9377 | 0 | 0 | 0 | 0 | -0.22327 | -12 | -24 | -48 | 0 | 0 | 0 | 0 | 163.729 | 135.4344 | 110.4143 | 225.7186 | 0.36691 | 0.38398 | 0.38398 | 0 | 60.0745 | 52.0034 | 42.3963 | 0
7 | 10 | 13 | 862.9836 | 857.3985 | 848.1041 | 968.7729 | 378.8299 | 100.3275 | 0 | 0 | 40.6124 | 46.0364 | 48.8638 | 47.754 | 0 | 0 | 0 | 0 | 265.4041 | 532.3603 | 657.0157 | 681.1151 | 0 | 0 | 0 | 0 | -0.22327 | -8.6338 | -13.3198 | -48 | 0 | 0 | 0 | 0 | 178.3604 | 187.3081 | 155.5445 | 287.9038 | 0.36382 | 0.38398 | 0.38398 | 0 | 64.8914 | 71.9217 | 59.7252 | 0
7 | 10 | 14 | 902.6157 | 898.6777 | 891.2188 | 1020.2563 | 378.8299 | 100.3275 | 0 | 0 | 48.9887 | 46.5556 | 47.5471 | 49.854 | 0 | 0 | 0 | 0 | 295.0721 | 541.4806 | 653.4795 | 707.1252 | 0 | 0 | 0 | 0 | -0.22327 | -6.4208 | -14.0709 | -31.3986 | 0 | 0 | 0 | 0 | 179.9483 | 216.7349 | 204.263 | 294.6757 | 0.36561 | 0.38398 | 0.38398 | 0 | 65.7904 | 83.2208 | 78.4319 | 0
7 | 10 | 15 | 934.288 | 932.0448 | 926.5092 | 1062.8147 | 378.8299 | 100.3275 | 0 | 0 | 43.1114 | 54.5156 | 51.9895 | 62.5602 | 0 | 0 | 0 | 0 | 263.509 | 451.1818 | 555.9272 | 639.6437 | 0 | 0 | 0 | 0 | -0.22327 | -0.60004 | 0 | 0.15638 | 0 | 0 | 0 | 0 | 249.061 | 326.6199 | 318.5925 | 360.4545 | 0.36533 | 0.38398 | 0.38025 | 0 | 90.9885 | 125.4139 | 121.1445 | 0
7 | 10 | 16 | 960.6211 | 962.1297 | 960.8645 | 1106.3685 | 378.8299 | 100.3275 | 0 | 0 | 40.6723 | 61.8214 | 72.2107 | 81.0568 | 0 | 0 | 0 | 0 | 250.6715 | 381.4469 | 514.2577 | 590.6051 | 0 | 0 | 0 | 0 | -0.22327 | -0.60004 | -2.4 | 0.70581 | 0 | 0 | 0 | 0 | 290.6707 | 419.134 | 376.796 | 434.0008 | 0.37414 | 0.38398 | 0.38398 | 0.38586 | 108.7506 | 160.937 | 144.6803 | 167.4648
7 | 10 | 17 | 976.7462 | 982.6567 | 986.499 | 1140.7325 | 378.8299 | 100.3275 | 0 | 0 | 43.9105 | 84.1373 | 80.7416 | 83.8291 | 0 | 0 | 0 | 0 | 324.3672 | 454.7925 | 614.5461 | 693.0552 | 283.1967 | 303.0055 | 303.0055 | 303.0055 | -0.22327 | -1.3833 | -1.7395 | -2.4 | 0 | 0 | 0 | 0 | -53.3348 | 41.7773 | -10.0547 | 63.2427 | 0.38366 | 0.35923 | 0.36981 | 0.37601 | -20.4622 | 15.0075 | -3.7183 | 23.7802
7 | 10 | 18 | 972.7339 | 982.6688 | 991.075 | 1150.0223 | 378.8299 | 100.3275 | 0 | 0 | 47.3402 | 85.16 | 80.7034 | 87.2065 | 0 | 0 | 0 | 0 | 315.7555 | 407.3349 | 542.5198 | 622.2947 | 283.1967 | 303.0055 | 303.0055 | 303.0055 | -0.22327 | -1.199 | -0.44921 | 0 | 0 | 0 | 0 | 0 | -52.1652 | 88.0399 | 65.2956 | 137.5156 | 0.38585 | 0.38166 | 0.38652 | 0.37341 | -20.1281 | 33.6012 | 25.2384 | 51.3497
7 | 10 | 19 | 945.974 | 958.1263 | 969.0099 | 1126.5639 | 378.8299 | 100.3275 | 0 | 0 | 51.6452 | 97.2778 | 94.627 | 94.9068 | 0 | 0 | 0 | 0 | 257.1268 | 290.5914 | 434.5875 | 530.4185 | 283.1967 | 303.0055 | 303.0055 | 303.0055 | -0.22327 | -3.4122 | -1.6507 | 22.0516 | 0 | 0 | 0 | 0 | -24.6013 | 170.3363 | 138.4407 | 176.1815 | 0.38793 | 0.39411 | 0.38919 | 0.38458 | -9.5437 | 67.1311 | 53.8796 | 67.7556
7 | 10 | 20 | 915.264 | 927.4802 | 938.426 | 1091.1712 | 378.8299 | 100.3275 | 0 | 0 | 49.4163 | 101.6417 | 106.9003 | 113.4035 | 0 | 0 | 0 | 0 | 347.7107 | 354.1394 | 547.9195 | 638.3974 | 283.1967 | 303.0055 | 303.0055 | 303.0055 | -0.13782 | 10.1876 | 12.6965 | 29.2764 | 0 | 0 | 0 | 0 | -143.7517 | 58.1785 | -32.0957 | 7.0885 | 0.38829 | 0.40541 | 0.3998 | 0.38892 | -55.8178 | 23.5858 | -12.8319 | 2.7568
7 | 10 | 21 | 895.1522 | 908.0177 | 919.8891 | 1070.851 | 378.8299 | 100.3275 | 0 | 0 | 49.7069 | 114.9544 | 112.6736 | 120.3532 | 0 | 0 | 0 | 0 | 320.1828 | 321.024 | 473.4274 | 556.2254 | 283.1967 | 303.0055 | 303.0055 | 303.0055 | 0.117 | 0 | 13.1327 | 16 | 0 | 0 | 0 | 0 | -136.8811 | 68.7064 | 17.6499 | 75.267 | 0.38736 | 0.40087 | 0.39574 | 0.38805 | -53.0226 | 27.5423 | 6.9847 | 29.2075
7 | 10 | 22 | 851.8752 | 865.9166 | 879.4767 | 1026.1655 | 378.8299 | 100.3275 | 0 | 0 | 50.1179 | 113.1533 | 116.5974 | 125.0056 | 0 | 0 | 0 | 0 | 261.6636 | 258.5631 | 404.5258 | 487.6061 | 283.1967 | 303.0055 | 303.0055 | 303.0055 | 0.17673 | 1.1225 | 6.6886 | 13.9091 | 0 | 0 | 0 | 0 | -122.1097 | 89.7447 | 48.6594 | 96.6392 | 0.38147 | 0.39646 | 0.3914 | 0.38267 | -46.5809 | 35.5804 | 19.0451 | 36.9811
7 | 10 | 23 | 762.1648 | 775.1832 | 787.8037 | 919.5676 | 378.8299 | 100.3275 | 0 | 0 | 48.1554 | 120.2222 | 126.2279 | 133.8858 | 0 | 0 | 0 | 0 | 239.5826 | 236.6524 | 388.4251 | 476.4685 | 0 | 0 | 0 | 0 | 0.39182 | 2.6167 | 0.91442 | 18.7363 | 0 | 0 | 0 | 0 | 95.205 | 315.3644 | 272.2363 | 290.4771 | 0.37334 | 0.38975 | 0.38502 | 0.37572 | 35.5436 | 122.9131 | 104.8157 | 109.138
7 | 10 | 24 | 672.313 | 681.4042 | 689.6557 | 802.2289 | 378.8299 | 100.3275 | 0 | 0 | 43.775 | 131.1282 | 135.5718 | 134.0002 | 0 | 0 | 0 | 0 | 214.3079 | 211.7735 | 334.287 | 402.3017 | 0 | 0 | 0 | 0 | 0.88365 | 0.93779 | 6.3013 | 16 | 0 | 0 | 0 | 0 | 34.5165 | 237.2372 | 213.4956 | 249.927 | 0.36396 | 0.38033 | 0.38357 | 0.36382 | 12.5626 | 90.2284 | 81.8902 | 90.9288
7 | 11 | 1 | 604.8075 | 609.7447 | 613.3734 | 709.9979 | 378.8299 | 100.3275 | 0 | 0 | 30.3891 | 138.3128 | 137.6639 | 123.1092 | 0 | 0 | 0 | 0 | 289.8198 | 283.7916 | 381.3415 | 396.7514 | 0 | 0 | 0 | 0 | -0.22327 | 2.6167 | 6.371 | 3.0798 | 0 | 0 | 0 | 0 | -94.0081 | 84.6962 | 87.9969 | 187.0575 | 0.3644 | 0.37066 | 0.38218 | 0.36382 | -34.2568 | 31.3933 | 33.6303 | 68.0556
7 | 11 | 2 | 561.3614 | 562.818 | 562.5471 | 647.8096 | 378.8299 | 100.3275 | 0 | 0 | 29.3981 | 139.3146 | 136.854 | 117.5889 | 0 | 0 | 0 | 0 | 294.1978 | 288.5994 | 396.222 | 411.5647 | 0 | 0 | 0 | 0 | -0.22327 | 5.1009 | 11.0503 | 0 | 0 | 0 | 0 | 0 | -140.8411 | 29.4757 | 18.4208 | 118.656 | 0.3644 | 0.36878 | 0.38135 | 0.36382 | -51.3229 | 10.87 | 7.0248 | 43.1696
7 | 11 | 3 | 534.7712 | 532.9489 | 528.9679 | 605.6926 | 378.8299 | 100.3275 | 0 | 0 | 28.341 | 135.7717 | 132.5774 | 96.5859 | 0 | 0 | 0 | 0 | 248.7024 | 243.6654 | 333.2874 | 354.0468 | 0 | 0 | 0 | 0 | -0.17534 | 8.6491 | 12.2104 | 0 | 0 | 0 | 0 | 0 | -120.9268 | 44.5352 | 50.8926 | 155.0599 | 0.36651 | 0.3648 | 0.37847 | 0.36382 | -44.3204 | 16.2466 | 19.2613 | 56.4142
7 | 11 | 4 | 520.2183 | 515.4273 | 508.0079 | 578.2813 | 378.8299 | 100.3275 | 0 | 0 | 32.4728 | 111.7312 | 107.7752 | 105.1904 | 0 | 0 | 0 | 0 | 161.2134 | 157.9659 | 254.4961 | 269.557 | 0 | 0 | 0 | 0 | -0.041319 | 13.0833 | 12.2186 | 0 | 0 | 0 | 0 | 0 | -52.2566 | 132.3194 | 133.518 | 203.5339 | 0.36512 | 0.37056 | 0.38415 | 0.36382 | -19.0801 | 49.0326 | 51.2906 | 74.05
7 | 11 | 5 | 517.3355 | 509.8062 | 499.1583 | 564.9845 | 378.8299 | 100.3275 | 0 | 0 | 46.8243 | 95.4305 | 92.4125 | 92.5738 | 0 | 0 | 0 | 0 | 145.8923 | 143.7046 | 251.6903 | 256.4909 | 0 | 0 | 0 | 0 | 0.65105 | 3.0627 | -4.6844 | 24.6002 | 0 | 0 | 0 | 0 | -54.8621 | 167.2808 | 159.7399 | 191.3197 | 0.36404 | 0.37803 | 0.38589 | 0.36382 | -19.9722 | 63.2372 | 61.6417 | 69.6063
7 | 11 | 6 | 538.2714 | 528.3517 | 514.8029 | 580.2245 | 378.8299 | 100.3275 | 0 | 0 | 51.3113 | 94.2331 | 91.8548 | 89.7018 | 0 | 0 | 0 | 0 | 116.2968 | 177.705 | 275.8768 | 275.43 | 0 | 0 | 0 | 0 | 0.36984 | 8.7777 | 12.0012 | -10.6542 | 0 | 0 | 0 | 0 | -8.5364 | 147.3085 | 135.0701 | 225.7469 | 0.36811 | 0.37383 | 0.38312 | 0.36387 | -3.1423 | 55.0686 | 51.7476 | 82.1422
7 | 11 | 7 | 583.8928 | 572.2475 | 556.5346 | 626.2913 | 378.8299 | 100.3275 | 0 | 0 | 50.3416 | 90.8559 | 88.4773 | 71.2051 | 0 | 0 | 0 | 0 | 117.0955 | 288.7949 | 371.4621 | 369.5546 | 0 | 0 | 0 | 0 | -0.13886 | -3.2681 | -3.674 | 0 | 0 | 0 | 0 | 0 | 37.7647 | 95.5373 | 100.2692 | 185.5315 | 0.37184 | 0.3586 | 0.37474 | 0.37002 | 14.0424 | 34.2593 | 37.5744 | 68.6496
7 | 11 | 8 | 642.4383 | 630.6845 | 614.6805 | 693.0773 | 378.8299 | 100.3275 | 0 | 0 | 40.5996 | 72.2394 | 69.7741 | 68.4323 | 0 | 0 | 0 | 0 | 189.6264 | 469.3736 | 545.9162 | 550.801 | 0 | 0 | 0 | 0 | -0.22327 | -2.7345 | -3.1792 | 0 | 0 | 0 | 0 | 0 | 33.6057 | -8.5215 | 2.1694 | 73.8441 | 0.37003 | 0.38103 | 0.36475 | 0.38586 | 12.435 | -3.2469 | 0.79129 | 28.4938
7 | 11 | 9 | 699.5376 | 688.9321 | 674.0957 | 762.6698 | 378.8299 | 100.3275 | 0 | 0 | 48.7484 | 52.1772 | 51.098 | 62.2803 | 0 | 0 | 0 | 0 | 232.8948 | 598.2649 | 688.9548 | 700.8467 | 0 | 0 | 0 | 0 | -0.22327 | -12.8963 | -18.1998 | -0.48 | 0 | 0 | 0 | 0 | 39.2877 | -48.9411 | -47.7572 | 0.022805 | 0.36691 | 0.38398 | 0.38398 | 0 | 14.4152 | -18.7922 | -18.3376 | 0
7 | 11 | 10 | 744.8391 | 734.9283 | 720.8422 | 817.3977 | 378.8299 | 100.3275 | 0 | 0 | 44.8995 | 42.3411 | 43.166 | 55.8007 | 0 | 0 | 0 | 0 | 271.303 | 672.4338 | 770.3383 | 790.8277 | 0 | 0 | 0 | 0 | -0.22327 | -12.2718 | -24 | -35.3479 | 0 | 0 | 0 | 0 | 50.0299 | -67.9023 | -68.6621 | 6.1172 | 0.36691 | 0.38398 | 0.38398 | 0 | 18.3567 | -26.0728 | -26.3645 | 0
7 | 11 | 11 | 792.1354 | 783.5335 | 770.9315 | 876.7065 | 378.8299 | 100.3275 | 0 | 0 | 45.1402 | 42.912 | 44.2697 | 52.4433 | 0 | 0 | 0 | 0 | 319.0667 | 742.7788 | 856.7901 | 880.5679 | 0 | 0 | 0 | 0 | -0.22327 | -12 | -24 | -48 | 0 | 0 | 0 | 0 | 49.3218 | -90.4848 | -106.1283 | -8.3047 | 0.36691 | 0.38398 | 0.38398 | 0 | 18.0969 | -34.7439 | -40.7506 | 0
7 | 11 | 12 | 832.8587 | 825.5839 | 814.4641 | 928.3811 | 378.8299 | 100.3275 | 0 | 0 | 43.7818 | 44.408 | 45.7514 | 47.6023 | 0 | 0 | 0 | 0 | 319.8581 | 745.0255 | 835.3611 | 864.4405 | 0 | 0 | 0 | 0 | -0.22327 | -12 | -24 | -48 | 0 | 0 | 0 | 0 | 90.6122 | -52.1771 | -42.6484 | 64.3384 | 0.36691 | 0.38398 | 0.38398 | 0 | 33.2469 | -20.0347 | -16.3759 | 0
7 | 11 | 13 | 874.1211 | 868.8438 | 859.9136 | 982.7978 | 378.8299 | 100.3275 | 0 | 0 | 40.6124 | 46.0364 | 48.8638 | 47.754 | 0 | 0 | 0 | 0 | 327.5737 | 767.3078 | 882.2909 | 920.8704 | 0 | 0 | 0 | 0 | -0.22327 | -8.6338 | -13.3198 | -48 | 0 | 0 | 0 | 0 | 127.3284 | -36.194 | -57.9212 | 62.1734 | 0.36382 | 0.38398 | 0.38398 | 0 | 46.3249 | -13.8976 | -22.2403 | 0
7 | 11 | 14 | 917.5896 | 914.0719 | 907.1108 | 1039.1363 | 378.8299 | 100.3275 | 0 | 0 | 48.9887 | 46.5556 | 47.5471 | 49.854 | 0 | 0 | 0 | 0 | 341.239 | 768.797 | 892.1508 | 939.1181 | 0 | 0 | 0 | 0 | -0.22327 | -6.4208 | -14.0709 | -31.3986 | 0 | 0 | 0 | 0 | 148.7553 | 4.8127 | -18.5162 | 81.5628 | 0.36561 | 0.38398 | 0.38398 | 0 | 54.386 | 1.848 | -7.1097 | 0
7 | 11 | 15 | 948.5167 | 946.6815 | 941.6295 | 1080.7866 | 378.8299 | 100.3275 | 0 | 0 | 43.1114 | 54.5156 | 51.9895 | 62.5602 | 0 | 0 | 0 | 0 | 413.1947 | 851.1435 | 1017.2459 | 1059.7406 | 0 | 0 | 0 | 0 | -0.22327 | -0.60004 | 0 | 0.15638 | 0 | 0 | 0 | 0 | 113.604 | -58.705 | -127.6058 | -41.6705 | 0.36533 | 0.38398 | 0.38025 | 0 | 41.5025 | -22.5413 | -48.522 | 0
7 | 11 | 16 | 970.725 | 972.5415 | 971.6426 | 1119.198 | 378.8299 | 100.3275 | 0 | 0 | 40.6723 | 61.8214 | 72.2107 | 81.0568 | 0 | 0 | 0 | 0 | 417.2557 | 846.9166 | 1036.2249 | 1069.71 | 0 | 0 | 0 | 0 | -0.22327 | -0.60004 | -2.4 | 0.70581 | 0 | 0 | 0 | 0 | 134.1903 | -35.9239 | -134.3931 | -32.2747 | 0.37414 | 0.38398 | 0.38398 | 0.38586 | 50.2056 | -13.7939 | -51.6036 | -12.4536
7 | 11 | 17 | 985.5418 | 991.7324 | 995.9085 | 1151.9451 | 378.8299 | 100.3275 | 0 | 0 | 43.9105 | 84.1373 | 80.7416 | 83.8291 | 0 | 0 | 0 | 0 | 464.1064 | 838.5501 | 1005.554 | 1029.748 | 283.1967 | 303.0055 | 303.0055 | 303.0055 | -0.22327 | -1.3833 | -1.7395 | -2.4 | 0 | 0 | 0 | 0 | -184.2784 | -332.9045 | -391.6531 | -262.2375 | 0.38366 | 0.35923 | 0.36981 | 0.37601 | -70.6995 | -119.5879 | -144.8362 | -98.605
7 | 11 | 18 | 976.1077 | 986.1696 | 994.7282 | 1154.3955 | 378.8299 | 100.3275 | 0 | 0 | 47.3402 | 85.16 | 80.7034 | 87.2065 | 0 | 0 | 0 | 0 | 351.9763 | 627.1689 | 781.2816 | 802.0593 | 283.1967 | 303.0055 | 303.0055 | 303.0055 | -0.22327 | -1.199 | -0.44921 | 0 | 0 | 0 | 0 | 0 | -85.0122 | -128.2932 | -169.813 | -37.8758 | 0.38585 | 0.38166 | 0.38652 | 0.37341 | -32.8022 | -48.9642 | -65.637 | -14.1432
7 | 11 | 19 | 948.3991 | 960.6389 | 971.6274 | 1129.6935 | 378.8299 | 100.3275 | 0 | 0 | 51.6452 | 97.2778 | 94.627 | 94.9068 | 0 | 0 | 0 | 0 | 261.0852 | 376.7195 | 507.7803 | 543.7837 | 283.1967 | 303.0055 | 303.0055 | 303.0055 | -0.22327 | -3.4122 | -1.6507 | 22.0516 | 0 | 0 | 0 | 0 | -26.1346 | 86.7209 | 67.8654 | 165.9458 | 0.38793 | 0.39411 | 0.38919 | 0.38458 | -10.1385 | 34.1775 | 26.4125 | 63.8192
7 | 11 | 20 | 910.6592 | 922.7507 | 933.549 | 1085.3819 | 378.8299 | 100.3275 | 0 | 0 | 49.4163 | 101.6417 | 106.9003 | 113.4035 | 0 | 0 | 0 | 0 | 363.497 | 401.1622 | 533.0537 | 561.2702 | 283.1967 | 303.0055 | 303.0055 | 303.0055 | -0.13782 | 10.1876 | 12.6965 | 29.2764 | 0 | 0 | 0 | 0 | -164.1429 | 6.4261 | -22.107 | 78.4264 | 0.38829 | 0.40541 | 0.3998 | 0.38892 | -63.7355 | 2.6052 | -8.8384 | 30.5013
7 | 11 | 21 | 885.3637 | 897.9672 | 909.529 | 1058.5562 | 378.8299 | 100.3275 | 0 | 0 | 49.7069 | 114.9544 | 112.6736 | 120.3532 | 0 | 0 | 0 | 0 | 359.5317 | 387.051 | 512.1168 | 539.1954 | 283.1967 | 303.0055 | 303.0055 | 303.0055 | 0.117 | 0 | 13.1327 | 16 | 0 | 0 | 0 | 0 | -186.0184 | -7.3712 | -31.3996 | 80.0021 | 0.38736 | 0.40087 | 0.39574 | 0.38805 | -72.0566 | -2.9549 | -12.426 | 31.045
7 | 11 | 22 | 845.5564 | 859.4295 | 872.7909 | 1018.2319 | 378.8299 | 100.3275 | 0 | 0 | 50.1179 | 113.1533 | 116.5974 | 125.0056 | 0 | 0 | 0 | 0 | 288.996 | 310.5256 | 422.1581 | 464.0457 | 283.1967 | 303.0055 | 303.0055 | 303.0055 | 0.17673 | 1.1225 | 6.6886 | 13.9091 | 0 | 0 | 0 | 0 | -155.7608 | 31.2951 | 24.3413 | 112.2661 | 0.38147 | 0.39646 | 0.3914 | 0.38267 | -59.4177 | 12.4073 | 9.5271 | 42.961
7 | 11 | 23 | 757.5625 | 770.452 | 782.9199 | 913.7659 | 378.8299 | 100.3275 | 0 | 0 | 48.1554 | 120.2222 | 126.2279 | 133.8858 | 0 | 0 | 0 | 0 | 420.9571 | 426.1085 | 525.0837 | 563.5864 | 0 | 0 | 0 | 0 | 0.39182 | 2.6167 | 0.91442 | 18.7363 | 0 | 0 | 0 | 0 | -90.7717 | 121.1771 | 130.6939 | 197.5575 | 0.37334 | 0.38975 | 0.38502 | 0.37572 | -33.8885 | 47.2287 | 50.3194 | 74.2262
7 | 11 | 24 | 668.3883 | 677.3674 | 685.4861 | 797.2735 | 378.8299 | 100.3275 | 0 | 0 | 43.775 | 131.1282 | 135.5718 | 134.0002 | 0 | 0 | 0 | 0 | 424.3786 | 422.2523 | 505.1857 | 540.3873 | 0 | 0 | 0 | 0 | 0.88365 | 0.93779 | 6.3013 | 16 | 0 | 0 | 0 | 0 | -179.4789 | 22.7217 | 38.4273 | 106.886 | 0.36396 | 0.38033 | 0.38357 | 0.36382 | -65.323 | 8.6417 | 14.7395 | 38.8874
7 | 12 | 1 | 608.2644 | 613.2929 | 617.0292 | 714.3351 | 378.8299 | 100.3275 | 0 | 0 | 30.3891 | 138.3128 | 137.6639 | 123.1092 | 0 | 0 | 0 | 0 | 416.764 | 409.1629 | 478.4017 | 495.5309 | 0 | 0 | 0 | 0 | -0.22327 | 2.6167 | 6.371 | 3.0798 | 0 | 0 | 0 | 0 | -217.4954 | -37.127 | -5.4074 | 92.6152 | 0.3644 | 0.37066 | 0.38218 | 0.36382 | -79.2559 | -13.7614 | -2.0666 | 33.6954
7 | 12 | 2 | 566.786 | 568.388 | 568.2888 | 654.6238 | 378.8299 | 100.3275 | 0 | 0 | 29.3981 | 139.3146 | 136.854 | 117.5889 | 0 | 0 | 0 | 0 | 413.0129 | 404.626 | 466.7713 | 465.0963 | 0 | 0 | 0 | 0 | -0.22327 | 5.1009 | 11.0503 | 0 | 0 | 0 | 0 | 0 | -254.2316 | -80.9809 | -46.3868 | 71.9385 | 0.3644 | 0.36878 | 0.38135 | 0.36382 | -92.6427 | -29.864 | -17.6898 | 26.1728
7 | 12 | 3 | 539.8616 | 538.175 | 534.3544 | 612.0844 | 378.8299 | 100.3275 | 0 | 0 | 28.341 | 135.7717 | 132.5774 | 96.5859 | 0 | 0 | 0 | 0 | 398.4829 | 389.3506 | 445.7397 | 444.2759 | 0 | 0 | 0 | 0 | -0.17534 | 8.6491 | 12.2104 | 0 | 0 | 0 | 0 | 0 | -265.6169 | -95.9239 | -56.1732 | 71.2227 | 0.36651 | 0.3648 | 0.37847 | 0.36382 | -97.3502 | -34.9933 | -21.2598 | 25.9124
7 | 12 | 4 | 525.2155 | 520.5574 | 513.295 | 584.5548 | 378.8299 | 100.3275 | 0 | 0 | 32.4728 | 111.7312 | 107.7752 | 105.1904 | 0 | 0 | 0 | 0 | 374.7314 | 368.0447 | 419.5074 | 420.3538 | 0 | 0 | 0 | 0 | -0.041319 | 13.0833 | 12.2186 | 0 | 0 | 0 | 0 | 0 | -260.7774 | -72.6292 | -26.2062 | 59.0107 | 0.36512 | 0.37056 | 0.38415 | 0.36382 | -95.2159 | -26.9137 | -10.0671 | 21.4694
7 | 12 | 5 | 521.6748 | 514.2503 | 503.7256 | 570.393 | 378.8299 | 100.3275 | 0 | 0 | 46.8243 | 95.4305 | 92.4125 | 92.5738 | 0 | 0 | 0 | 0 | 341.3662 | 337.2221 | 392.4869 | 399.001 | 0 | 0 | 0 | 0 | 0.65105 | 3.0627 | -4.6844 | 24.6002 | 0 | 0 | 0 | 0 | -245.9967 | -21.7925 | 23.5105 | 54.2181 | 0.36404 | 0.37803 | 0.38589 | 0.36382 | -89.5535 | -8.2382 | 9.0724 | 19.7257
7 | 12 | 6 | 542.4459 | 532.6312 | 519.2059 | 585.4428 | 378.8299 | 100.3275 | 0 | 0 | 51.3113 | 94.2331 | 91.8548 | 89.7018 | 0 | 0 | 0 | 0 | 297.6181 | 398.0394 | 466.3972 | 464.5095 | 0 | 0 | 0 | 0 | 0.36984 | 8.7777 | 12.0012 | -10.6542 | 0 | 0 | 0 | 0 | -185.6832 | -68.7465 | -51.0473 | 41.8857 | 0.36811 | 0.37383 | 0.38312 | 0.36387 | -68.351 | -25.6996 | -19.5571 | 15.2409
7 | 12 | 7 | 586.9505 | 575.38 | 559.7551 | 630.106 | 378.8299 | 100.3275 | 0 | 0 | 50.3416 | 90.8559 | 88.4773 | 71.2051 | 0 | 0 | 0 | 0 | 283.158 | 530.8764 | 620.7905 | 615.6048 | 0 | 0 | 0 | 0 | -0.13886 | -3.2681 | -3.674 | 0 | 0 | 0 | 0 | 0 | -125.2401 | -143.4117 | -145.8387 | -56.704 | 0.37184 | 0.3586 | 0.37474 | 0.37002 | -46.5691 | -51.4269 | -54.6509 | -20.9814
7 | 12 | 8 | 644.9483 | 633.2582 | 617.3293 | 696.2171 | 378.8299 | 100.3275 | 0 | 0 | 40.5996 | 72.2394 | 69.7741 | 68.4323 | 0 | 0 | 0 | 0 | 249.3853 | 609.0761 | 721.5931 | 723.9054 | 0 | 0 | 0 | 0 | -0.22327 | -2.7345 | -3.1792 | 0 | 0 | 0 | 0 | 0 | -23.6432 | -145.6503 | -170.8588 | -96.1206 | 0.37003 | 0.38103 | 0.36475 | 0.38586 | -8.7486 | -55.4968 | -62.3209 | -37.0895
7 | 12 | 9 | 702.4235 | 691.8966 | 677.1531 | 766.2995 | 378.8299 | 100.3275 | 0 | 0 | 48.7484 | 52.1772 | 51.098 | 62.2803 | 0 | 0 | 0 | 0 | 248.2259 | 687.0334 | 816.656 | 827.7962 | 0 | 0 | 0 | 0 | -0.22327 | -12.8963 | -18.1998 | -0.48 | 0 | 0 | 0 | 0 | 26.8426 | -134.7452 | -172.4011 | -123.2971 | 0.36691 | 0.38398 | 0.38398 | 0 | 9.8489 | -51.7388 | -66.1977 | 0
7 | 12 | 10 | 750.268 | 740.5167 | 726.6199 | 824.269 | 378.8299 | 100.3275 | 0 | 0 | 44.8995 | 42.3411 | 43.166 | 55.8007 | 0 | 0 | 0 | 0 | 284.5135 | 768.0193 | 901.5116 | 921.269 | 0 | 0 | 0 | 0 | -0.22327 | -12.2718 | -24 | -35.3479 | 0 | 0 | 0 | 0 | 42.2483 | -157.8994 | -194.0577 | -117.4528 | 0.36691 | 0.38398 | 0.38398 | 0 | 15.5015 | -60.6294 | -74.5133 | 0
7 | 12 | 11 | 801.4852 | 793.1508 | 780.8658 | 888.5136 | 378.8299 | 100.3275 | 0 | 0 | 45.1402 | 42.912 | 44.2697 | 52.4433 | 0 | 0 | 0 | 0 | 308.2665 | 809.9764 | 948.315 | 979.3158 | 0 | 0 | 0 | 0 | -0.22327 | -12 | -24 | -48 | 0 | 0 | 0 | 0 | 69.4719 | -148.0651 | -187.7189 | -95.2456 | 0.36691 | 0.38398 | 0.38398 | 0 | 25.4902 | -56.8533 | -72.0794 | 0
7 | 12 | 12 | 840.8444 | 833.7995 | 822.9525 | 938.4714 | 378.8299 | 100.3275 | 0 | 0 | 43.7818 | 44.408 | 45.7514 | 47.6023 | 0 | 0 | 0 | 0 | 318.6821 | 823.3811 | 969.1482 | 1036.8577 | 0 | 0 | 0 | 0 | -0.22327 | -12 | -24 | -48 | 0 | 0 | 0 | 0 | 99.7738 | -122.3171 | -167.9472 | -97.9886 | 0.36691 | 0.38398 | 0.38398 | 0 | 36.6084 | -46.9667 | -64.4875 | 0
7 | 12 | 13 | 874.8464 | 869.6018 | 860.7111 | 983.7578 | 378.8299 | 100.3275 | 0 | 0 | 40.6124 | 46.0364 | 48.8638 | 47.754 | 0 | 0 | 0 | 0 | 318.7573 | 819.6722 | 977.5978 | 1025.2782 | 0 | 0 | 0 | 0 | -0.22327 | -8.6338 | -13.3198 | -48 | 0 | 0 | 0 | 0 | 136.87 | -87.8005 | -152.4306 | -41.2744 | 0.36382 | 0.38398 | 0.38398 | 0 | 49.7963 | -33.7132 | -58.5295 | 0
7 | 12 | 14 | 914.9268 | 911.3511 | 904.3222 | 1035.8405 | 378.8299 | 100.3275 | 0 | 0 | 48.9887 | 46.5556 | 47.5471 | 49.854 | 0 | 0 | 0 | 0 | 319.2252 | 824.2233 | 990.3575 | 1045.1371 | 0 | 0 | 0 | 0 | -0.22327 | -6.4208 | -14.0709 | -31.3986 | 0 | 0 | 0 | 0 | 168.1063 | -53.3344 | -119.5114 | -27.752 | 0.36561 | 0.38398 | 0.38398 | 0 | 61.4609 | -20.4791 | -45.8894 | 0
7 | 12 | 15 | 948.3974 | 946.5789 | 941.5479 | 1080.7102 | 378.8299 | 100.3275 | 0 | 0 | 43.1114 | 54.5156 | 51.9895 | 62.5602 | 0 | 0 | 0 | 0 | 328.6526 | 834.0727 | 987.5153 | 1028.3142 | 0 | 0 | 0 | 0 | -0.22327 | -0.60004 | 0 | 0.15638 | 0 | 0 | 0 | 0 | 198.0267 | -41.7369 | -97.9569 | -10.3205 | 0.36533 | 0.38398 | 0.38025 | 0 | 72.3443 | -16.0259 | -37.248 | 0
7 | 12 | 16 | 971.3715 | 973.2295 | 972.381 | 1120.0991 | 378.8299 | 100.3275 | 0 | 0 | 40.6723 | 61.8214 | 72.2107 | 81.0568 | 0 | 0 | 0 | 0 | 334.5204 | 820.8149 | 973.0833 | 1005.5073 | 0 | 0 | 0 | 0 | -0.22327 | -0.60004 | -2.4 | 0.70581 | 0 | 0 | 0 | 0 | 217.5722 | -9.1342 | -70.513 | 32.8291 | 0.37414 | 0.38398 | 0.38398 | 0.38586 | 81.4018 | -3.5073 | -27.0752 | 12.6675
7 | 12 | 17 | 984.5633 | 990.7531 | 994.9299 | 1150.8099 | 378.8299 | 100.3275 | 0 | 0 | 43.9105 | 84.1373 | 80.7416 | 83.8291 | 0 | 0 | 0 | 0 | 312.8592 | 729.9948 | 872.4832 | 887.2337 | 283.1967 | 303.0055 | 303.0055 | 303.0055 | -0.22327 | -1.3833 | -1.7395 | -2.4 | 0 | 0 | 0 | 0 | -34.0097 | -225.3285 | -259.5609 | -120.8583 | 0.38366 | 0.35923 | 0.36981 | 0.37601 | -13.048 | -80.9438 | -95.9875 | -45.4444
7 | 12 | 18 | 974.8032 | 984.8526 | 993.3978 | 1152.8396 | 378.8299 | 100.3275 | 0 | 0 | 47.3402 | 85.16 | 80.7034 | 87.2065 | 0 | 0 | 0 | 0 | 354.4732 | 661.8942 | 802.5925 | 806.7385 | 283.1967 | 303.0055 | 303.0055 | 303.0055 | -0.22327 | -1.199 | -0.44921 | 0 | 0 | 0 | 0 | 0 | -88.8135 | -164.3356 | -192.4543 | -44.1108 | 0.38585 | 0.38166 | 0.38652 | 0.37341 | -34.269 | -62.7201 | -74.3884 | -16.4714
7 | 12 | 19 | 945.2835 | 957.4549 | 968.3635 | 1125.8355 | 378.8299 | 100.3275 | 0 | 0 | 51.6452 | 97.2778 | 94.627 | 94.9068 | 0 | 0 | 0 | 0 | 422.3982 | 570.9308 | 702.1132 | 707.1322 | 283.1967 | 303.0055 | 303.0055 | 303.0055 | -0.22327 | -3.4122 | -1.6507 | 22.0516 | 0 | 0 | 0 | 0 | -190.5632 | -110.6745 | -129.7314 | -1.2606 | 0.38793 | 0.39411 | 0.38919 | 0.38458 | -73.9261 | -43.6178 | -50.49 | -0.48481
7 | 12 | 20 | 912.6043 | 924.7659 | 935.6484 | 1087.892 | 378.8299 | 100.3275 | 0 | 0 | 49.4163 | 101.6417 | 106.9003 | 113.4035 | 0 | 0 | 0 | 0 | 423.3661 | 494.3389 | 628.3406 | 648.0731 | 283.1967 | 303.0055 | 303.0055 | 303.0055 | -0.13782 | 10.1876 | 12.6965 | 29.2764 | 0 | 0 | 0 | 0 | -222.0669 | -84.7353 | -115.2945 | -5.8664 | 0.38829 | 0.40541 | 0.3998 | 0.38892 | -86.227 | -34.3521 | -46.0949 | -2.2815
7 | 12 | 21 | 891.2339 | 904.0153 | 915.7887 | 1066.0064 | 378.8299 | 100.3275 | 0 | 0 | 49.7069 | 114.9544 | 112.6736 | 120.3532 | 0 | 0 | 0 | 0 | 461.7262 | 527.7895 | 656.2307 | 709.8942 | 283.1967 | 303.0055 | 303.0055 | 303.0055 | 0.117 | 0 | 13.1327 | 16 | 0 | 0 | 0 | 0 | -282.3428 | -142.0615 | -169.2538 | -83.2465 | 0.38736 | 0.40087 | 0.39574 | 0.38805 | -109.369 | -56.9482 | -66.9799 | -32.304
7 | 12 | 22 | 856.7133 | 870.9105 | 884.6564 | 1032.3395 | 378.8299 | 100.3275 | 0 | 0 | 50.1179 | 113.1533 | 116.5974 | 125.0056 | 0 | 0 | 0 | 0 | 443.9102 | 514.353 | 620.2624 | 699.4717 | 283.1967 | 303.0055 | 303.0055 | 303.0055 | 0.17673 | 1.1225 | 6.6886 | 13.9091 | 0 | 0 | 0 | 0 | -299.5181 | -161.0512 | -161.8975 | -109.0524 | 0.38147 | 0.39646 | 0.3914 | 0.38267 | -114.2564 | -63.8508 | -63.3659 | -41.7312
7 | 12 | 23 | 768.7047 | 781.9149 | 794.7631 | 927.844 | 378.8299 | 100.3275 | 0 | 0 | 48.1554 | 120.2222 | 126.2279 | 133.8858 | 0 | 0 | 0 | 0 | 414.4024 | 486.1076 | 581.9271 | 647.0143 | 0 | 0 | 0 | 0 | 0.39182 | 2.6167 | 0.91442 | 18.7363 | 0 | 0 | 0 | 0 | -73.0748 | 72.641 | 85.6937 | 128.2076 | 0.37334 | 0.38975 | 0.38502 | 0.37572 | -27.2816 | 28.3118 | 32.9936 | 48.1701
7 | 12 | 24 | 677.1948 | 686.4347 | 694.8631 | 808.4273 | 378.8299 | 100.3275 | 0 | 0 | 43.775 | 131.1282 | 135.5718 | 134.0002 | 0 | 0 | 0 | 0 | 404.7416 | 475.5955 | 567.8925 | 616.8889 | 0 | 0 | 0 | 0 | 0.88365 | 0.93779 | 6.3013 | 16 | 0 | 0 | 0 | 0 | -151.0354 | -21.5543 | -14.9025 | 41.5382 | 0.36396 | 0.38033 | 0.38357 | 0.36382 | -54.9707 | -8.1977 | -5.7161 | 15.1125
7 | 13 | 1 | 610.5541 | 615.6552 | 619.4781 | 717.2529 | 378.8299 | 100.3275 | 0 | 0 | 30.3891 | 138.3128 | 137.6639 | 123.1092 | 0 | 0 | 0 | 0 | 395.8423 | 462.4775 | 564.4014 | 606.0098 | 0 | 0 | 0 | 0 | -0.22327 | 2.6167 | 6.371 | 3.0798 | 0 | 0 | 0 | 0 | -194.284 | -88.0793 | -88.9583 | -14.9459 | 0.3644 | 0.37066 | 0.38218 | 0.36382 | -70.7976 | -32.6473 | -33.9977 | -5.4377
7 | 13 | 2 | 565.881 | 567.465 | 567.345 | 653.5101 | 378.8299 | 100.3275 | 0 | 0 | 29.3981 | 139.3146 | 136.854 | 117.5889 | 0 | 0 | 0 | 0 | 380.0663 | 444.0277 | 532.6723 | 575.1597 | 0 | 0 | 0 | 0 | -0.22327 | 5.1009 | 11.0503 | 0 | 0 | 0 | 0 | 0 | -222.1901 | -121.3057 | -113.2316 | -39.2385 | 0.3644 | 0.36878 | 0.38135 | 0.36382 | -80.9667 | -44.7349 | -43.1813 | -14.2758
7 | 13 | 3 | 537.854 | 536.1191 | 532.2417 | 609.5828 | 378.8299 | 100.3275 | 0 | 0 | 28.341 | 135.7717 | 132.5774 | 96.5859 | 0 | 0 | 0 | 0 | 348.67 | 411.4584 | 477.0601 | 516.5221 | 0 | 0 | 0 | 0 | -0.17534 | 8.6491 | 12.2104 | 0 | 0 | 0 | 0 | 0 | -217.8115 | -120.0875 | -89.6062 | -3.5251 | 0.36651 | 0.3648 | 0.37847 | 0.36382 | -79.8293 | -43.8082 | -33.9132 | -1.2825
7 | 13 | 4 | 522.0932 | 517.3528 | 509.9932 | 580.6377 | 378.8299 | 100.3275 | 0 | 0 | 32.4728 | 111.7312 | 107.7752 | 105.1904 | 0 | 0 | 0 | 0 | 334.7629 | 391.6894 | 438.6372 | 471.1008 | 0 | 0 | 0 | 0 | -0.041319 | 13.0833 | 12.2186 | 0 | 0 | 0 | 0 | 0 | -223.9311 | -99.4785 | -48.6378 | 4.3466 | 0.36512 | 0.37056 | 0.38415 | 0.36382 | -81.7625 | -36.863 | -18.6841 | 1.5814
7 | 13 | 5 | 517.2765 | 509.7335 | 499.0687 | 564.8658 | 378.8299 | 100.3275 | 0 | 0 | 46.8243 | 95.4305 | 92.4125 | 92.5738 | 0 | 0 | 0 | 0 | 317.5484 | 368.6666 | 408.7982 | 444.2641 | 0 | 0 | 0 | 0 | 0.65105 | 3.0627 | -4.6844 | 24.6002 | 0 | 0 | 0 | 0 | -226.5772 | -57.7538 | 2.5424 | 3.4278 | 0.36404 | 0.37803 | 0.38589 | 0.36382 | -82.484 | -21.8327 | 0.98109 | 1.2471
7 | 13 | 6 | 537.0706 | 527.1065 | 513.5043 | 578.6707 | 378.8299 | 100.3275 | 0 | 0 | 51.3113 | 94.2331 | 91.8548 | 89.7018 | 0 | 0 | 0 | 0 | 316.6596 | 476.1156 | 534.5089 | 563.263 | 0 | 0 | 0 | 0 | 0.36984 | 8.7777 | 12.0012 | -10.6542 | 0 | 0 | 0 | 0 | -210.1001 | -152.3474 | -124.8606 | -63.6398 | 0.36811 | 0.37383 | 0.38312 | 0.36387 | -77.339 | -56.9523 | -47.8361 | -23.1565
7 | 13 | 7 | 578.939 | 567.1505 | 551.268 | 620.0304 | 378.8299 | 100.3275 | 0 | 0 | 50.3416 | 90.8559 | 88.4773 | 71.2051 | 0 | 0 | 0 | 0 | 303.7243 | 600.771 | 679.2307 | 692.1617 | 0 | 0 | 0 | 0 | -0.13886 | -3.2681 | -3.674 | 0 | 0 | 0 | 0 | 0 | -153.8179 | -221.5358 | -212.766 | -143.3364 | 0.37184 | 0.3586 | 0.37474 | 0.37002 | -57.1955 | -79.4419 | -79.731 | -53.0367
7 | 13 | 8 | 635.0019 | 623.04 | 606.7896 | 683.7035 | 378.8299 | 100.3275 | 0 | 0 | 40.5996 | 72.2394 | 69.7741 | 68.4323 | 0 | 0 | 0 | 0 | 277.3876 | 681.6705 | 783.4311 | 796.8878 | 0 | 0 | 0 | 0 | -0.22327 | -2.7345 | -3.1792 | 0 | 0 | 0 | 0 | 0 | -61.5919 | -228.4628 | -243.2364 | -181.6166 | 0.37003 | 0.38103 | 0.36475 | 0.38586 | -22.7907 | -87.0507 | -88.7208 | -70.0793
7 | 13 | 9 | 698.1426 | 687.5157 | 672.655 | 760.9765 | 378.8299 | 100.3275 | 0 | 0 | 48.7484 | 52.1772 | 51.098 | 62.2803 | 0 | 0 | 0 | 0 | 348.4464 | 819.3057 | 936.6172 | 953.6689 | 0 | 0 | 0 | 0 | -0.22327 | -12.8963 | -18.1998 | -0.48 | 0 | 0 | 0 | 0 | -77.6588 | -271.3984 | -296.8603 | -254.4927 | 0.36691 | 0.38398 | 0.38398 | 0 | -28.4941 | -104.2102 | -113.9869 | 0
7 | 13 | 10 | 741.7428 | 731.7727 | 717.618 | 813.5956 | 378.8299 | 100.3275 | 0 | 0 | 44.8995 | 42.3411 | 43.166 | 55.8007 | 0 | 0 | 0 | 0 | 373.4008 | 890.7644 | 1017.1058 | 1043.0499 | 0 | 0 | 0 | 0 | -0.22327 | -12.2718 | -24 | -35.3479 | 0 | 0 | 0 | 0 | -55.1641 | -289.3884 | -318.6538 | -249.9071 | 0.36691 | 0.38398 | 0.38398 | 0 | -20.2405 | -111.118 | -122.3551 | 0
7 | 13 | 11 | 785.9498 | 777.2058 | 764.4373 | 869.0236 | 378.8299 | 100.3275 | 0 | 0 | 45.1402 | 42.912 | 44.2697 | 52.4433 | 0 | 0 | 0 | 0 | 375.6932 | 903.4791 | 1034.2741 | 1060.7741 | 0 | 0 | 0 | 0 | -0.22327 | -12 | -24 | -48 | 0 | 0 | 0 | 0 | -13.4903 | -257.5128 | -290.1065 | -196.1938 | 0.36691 | 0.38398 | 0.38398 | 0 | -4.9498 | -98.8785 | -111.3936 | 0
7 | 13 | 12 | 828.0024 | 820.631 | 809.3991 | 922.4045 | 378.8299 | 100.3275 | 0 | 0 | 43.7818 | 44.408 | 45.7514 | 47.6023 | 0 | 0 | 0 | 0 | 391.0611 | 926.7536 | 1059.0806 | 1085.818 | 0 | 0 | 0 | 0 | -0.22327 | -12 | -24 | -48 | 0 | 0 | 0 | 0 | 14.5528 | -238.8581 | -271.433 | -163.0157 | 0.36691 | 0.38398 | 0.38398 | 0 | 5.3396 | -91.7156 | -104.2235 | 0
7 | 13 | 13 | 863.0409 | 857.5018 | 848.2645 | 969.0089 | 378.8299 | 100.3275 | 0 | 0 | 40.6124 | 46.0364 | 48.8638 | 47.754 | 0 | 0 | 0 | 0 | 386.1063 | 915.4228 | 1049.4551 | 1102.2853 | 0 | 0 | 0 | 0 | -0.22327 | -8.6338 | -13.3198 | -48 | 0 | 0 | 0 | 0 | 57.7156 | -195.6511 | -236.7345 | -133.0304 | 0.36382 | 0.38398 | 0.38398 | 0 | 20.9982 | -75.1252 | -90.9001 | 0
7 | 13 | 14 | 903.4068 | 899.5507 | 892.1924 | 1021.4742 | 378.8299 | 100.3275 | 0 | 0 | 48.9887 | 46.5556 | 47.5471 | 49.854 | 0 | 0 | 0 | 0 | 401.1017 | 926.3373 | 1062.1665 | 1106.6563 | 0 | 0 | 0 | 0 | -0.22327 | -6.4208 | -14.0709 | -31.3986 | 0 | 0 | 0 | 0 | 74.7097 | -167.2488 | -203.4503 | -103.6375 | 0.36561 | 0.38398 | 0.38398 | 0 | 27.3144 | -64.2194 | -78.1198 | 0
7 | 13 | 15 | 936.7783 | 934.6799 | 929.3203 | 1066.2312 | 378.8299 | 100.3275 | 0 | 0 | 43.1114 | 54.5156 | 51.9895 | 62.5602 | 0 | 0 | 0 | 0 | 461.9673 | 977.9182 | 1115.8339 | 1170.4457 | 0 | 0 | 0 | 0 | -0.22327 | -0.60004 | 0 | 0.15638 | 0 | 0 | 0 | 0 | 53.0929 | -197.4814 | -238.5031 | -166.9311 | 0.36533 | 0.38398 | 0.38025 | 0 | 19.3962 | -75.8279 | -90.6906 | 0
7 | 13 | 16 | 957.8128 | 959.3405 | 958.1038 | 1103.1892 | 378.8299 | 100.3275 | 0 | 0 | 40.6723 | 61.8214 | 72.2107 | 81.0568 | 0 | 0 | 0 | 0 | 503.2368 | 987.9553 | 1129.3452 | 1194.1953 | 0 | 0 | 0 | 0 | -0.22327 | -0.60004 | -2.4 | 0.70581 | 0 | 0 | 0 | 0 | 35.2971 | -190.1636 | -241.0521 | -172.7687 | 0.37414 | 0.38398 | 0.38398 | 0.38586 | 13.2059 | -73.0181 | -92.558 | -66.665
7 | 13 | 17 | 966.9348 | 972.6787 | 976.3303 | 1128.7636 | 378.8299 | 100.3275 | 0 | 0 | 43.9105 | 84.1373 | 80.7416 | 83.8291 | 0 | 0 | 0 | 0 | 512.2033 | 950.97 | 1096.4747 | 1150.9362 | 283.1967 | 303.0055 | 303.0055 | 303.0055 | -0.22327 | -1.3833 | -1.7395 | -2.4 | 0 | 0 | 0 | 0 | -250.9824 | -464.3782 | -502.152 | -406.6072 | 0.38366 | 0.35923 | 0.36981 | 0.37601 | -96.2908 | -166.8166 | -185.6995 | -152.8901
7 | 13 | 18 | 958.1626 | 967.7926 | 975.844 | 1132.0345 | 378.8299 | 100.3275 | 0 | 0 | 47.3402 | 85.16 | 80.7034 | 87.2065 | 0 | 0 | 0 | 0 | 482.5202 | 819.2448 | 941.7075 | 983.2925 | 283.1967 | 303.0055 | 303.0055 | 303.0055 | -0.22327 | -1.199 | -0.44921 | 0 | 0 | 0 | 0 | 0 | -233.5011 | -338.7461 | -349.1231 | -241.47 | 0.38585 | 0.38166 | 0.38652 | 0.37341 | -90.0972 | -129.2853 | -134.9448 | -90.1673
7 | 13 | 19 | 925.157 | 936.8082 | 947.1034 | 1100.6241 | 378.8299 | 100.3275 | 0 | 0 | 51.6452 | 97.2778 | 94.627 | 94.9068 | 0 | 0 | 0 | 0 | 542.1273 | 703.6147 | 825.2302 | 877.7349 | 283.1967 | 303.0055 | 303.0055 | 303.0055 | -0.22327 | -3.4122 | -1.6507 | 22.0516 | 0 | 0 | 0 | 0 | -330.4189 | -264.0051 | -274.1085 | -197.0747 | 0.38793 | 0.39411 | 0.38919 | 0.38458 | -128.181 | -104.0467 | -106.68 | -75.7906
7 | 13 | 20 | 891.0883 | 902.686 | 912.903 | 1060.9113 | 378.8299 | 100.3275 | 0 | 0 | 49.4163 | 101.6417 | 106.9003 | 113.4035 | 0 | 0 | 0 | 0 | 601.2481 | 677.8678 | 775.4001 | 830.929 | 283.1967 | 303.0055 | 303.0055 | 303.0055 | -0.13782 | 10.1876 | 12.6965 | 29.2764 | 0 | 0 | 0 | 0 | -421.4649 | -290.3442 | -285.0993 | -215.703 | 0.38829 | 0.40541 | 0.3998 | 0.38892 | -163.6518 | -117.707 | -113.9832 | -83.8905
7 | 13 | 21 | 864.3569 | 876.4177 | 887.3395 | 1032.2431 | 378.8299 | 100.3275 | 0 | 0 | 49.7069 | 114.9544 | 112.6736 | 120.3532 | 0 | 0 | 0 | 0 | 596.5872 | 670.1358 | 751.4949 | 800.0593 | 283.1967 | 303.0055 | 303.0055 | 303.0055 | 0.117 | 0 | 13.1327 | 16 | 0 | 0 | 0 | 0 | -444.0808 | -312.0055 | -292.9672 | -207.1749 | 0.38736 | 0.40087 | 0.39574 | 0.38805 | -172.0202 | -125.0737 | -115.9378 | -80.3947
7 | 13 | 22 | 824.3349 | 837.6644 | 850.3851 | 991.667 | 378.8299 | 100.3275 | 0 | 0 | 50.1179 | 113.1533 | 116.5974 | 125.0056 | 0 | 0 | 0 | 0 | 532.5142 | 602.947 | 677.2296 | 738.0708 | 283.1967 | 303.0055 | 303.0055 | 303.0055 | 0.17673 | 1.1225 | 6.6886 | 13.9091 | 0 | 0 | 0 | 0 | -420.5006 | -282.8914 | -253.136 | -188.324 | 0.38147 | 0.39646 | 0.3914 | 0.38267 | -160.4073 | -112.1558 | -99.0762 | -72.0662
7 | 13 | 23 | 749.368 | 762.0815 | 774.3443 | 903.6334 | 378.8299 | 100.3275 | 0 | 0 | 48.1554 | 120.2222 | 126.2279 | 133.8858 | 0 | 0 | 0 | 0 | 481.8937 | 549.603 | 619.423 | 689.6863 | 0 | 0 | 0 | 0 | 0.39182 | 2.6167 | 0.91442 | 18.7363 | 0 | 0 | 0 | 0 | -159.9029 | -10.6878 | 27.779 | 61.325 | 0.37334 | 0.38975 | 0.38502 | 0.37572 | -59.6978 | -4.1656 | 10.6954 | 23.041
7 | 13 | 24 | 667.8816 | 676.8938 | 685.0544 | 796.8091 | 378.8299 | 100.3275 | 0 | 0 | 43.775 | 131.1282 | 135.5718 | 134.0002 | 0 | 0 | 0 | 0 | 451.9784 | 517.3112 | 587.235 | 623.3036 | 0 | 0 | 0 | 0 | 0.88365 | 0.93779 | 6.3013 | 16 | 0 | 0 | 0 | 0 | -207.5854 | -72.8109 | -44.0537 | 23.5053 | 0.36396 | 0.38033 | 0.38357 | 0.36382 | -75.5526 | -27.6921 | -16.8976 | 8.5517
7 | 14 | 1 | 603.7781 | 608.7146 | 612.3441 | 708.804 | 378.8299 | 100.3275 | 0 | 0 | 30.3891 | 138.3128 | 137.6639 | 123.1092 | 0 | 0 | 0 | 0 | 376.8986 | 443.6411 | 510.9999 | 533.1675 | 0 | 0 | 0 | 0 | -0.22327 | 2.6167 | 6.371 | 3.0798 | 0 | 0 | 0 | 0 | -182.1163 | -76.1834 | -42.6907 | 49.4475 | 0.3644 | 0.37066 | 0.38218 | 0.36382 | -66.3636 | -28.238 | -16.3153 | 17.9901
7 | 14 | 2 | 561.1839 | 562.6541 | 562.4004 | 647.6544 | 378.8299 | 100.3275 | 0 | 0 | 29.3981 | 139.3146 | 136.854 | 117.5889 | 0 | 0 | 0 | 0 | 321.8508 | 380.2375 | 450.8359 | 470.8439 | 0 | 0 | 0 | 0 | -0.22327 | 5.1009 | 11.0503 | 0 | 0 | 0 | 0 | 0 | -168.6716 | -62.3264 | -36.3397 | 59.2216 | 0.3644 | 0.36878 | 0.38135 | 0.36382 | -61.4644 | -22.9846 | -13.8583 | 21.5461
7 | 14 | 3 | 531.1808 | 529.2751 | 525.1964 | 601.2298 | 378.8299 | 100.3275 | 0 | 0 | 28.341 | 135.7717 | 132.5774 | 96.5859 | 0 | 0 | 0 | 0 | 297.5571 | 350.9904 | 405.741 | 427.4914 | 0 | 0 | 0 | 0 | -0.17534 | 8.6491 | 12.2104 | 0 | 0 | 0 | 0 | 0 | -173.3718 | -66.4635 | -25.3324 | 77.1526 | 0.36651 | 0.3648 | 0.37847 | 0.36382 | -63.5418 | -24.2461 | -9.5876 | 28.0698
7 | 14 | 4 | 513.093 | 508.1057 | 500.4541 | 569.3112 | 378.8299 | 100.3275 | 0 | 0 | 32.4728 | 111.7312 | 107.7752 | 105.1904 | 0 | 0 | 0 | 0 | 243.7999 | 291.4333 | 331.4404 | 357.4339 | 0 | 0 | 0 | 0 | -0.041319 | 13.0833 | 12.2186 | 0 | 0 | 0 | 0 | 0 | -141.9684 | -8.4695 | 49.02 | 106.6869 | 0.36512 | 0.37056 | 0.38415 | 0.36382 | -51.836 | -3.1385 | 18.8309 | 38.815
7 | 14 | 5 | 501.7845 | 493.7942 | 482.5991 | 545.287 | 378.8299 | 100.3275 | 0 | 0 | 46.8243 | 95.4305 | 92.4125 | 92.5738 | 0 | 0 | 0 | 0 | 211.5533 | 256.2517 | 288.9926 | 316.1851 | 0 | 0 | 0 | 0 | 0.65105 | 3.0627 | -4.6844 | 24.6002 | 0 | 0 | 0 | 0 | -136.0741 | 38.7218 | 105.8783 | 111.9279 | 0.36404 | 0.37803 | 0.38589 | 0.36382 | -49.5369 | 14.638 | 40.8572 | 40.7218
7 | 14 | 6 | 501.3793 | 490.3758 | 475.5405 | 533.5311 | 378.8299 | 100.3275 | 0 | 0 | 51.3113 | 94.2331 | 91.8548 | 89.7018 | 0 | 0 | 0 | 0 | 202.3214 | 306.3738 | 359.3042 | 378.963 | 0 | 0 | 0 | 0 | 0.36984 | 8.7777 | 12.0012 | -10.6542 | 0 | 0 | 0 | 0 | -131.4531 | -19.3362 | 12.3804 | 75.5204 | 0.36811 | 0.37383 | 0.38312 | 0.36387 | -48.3886 | -7.2285 | 4.7431 | 27.4795
7 | 14 | 7 | 516.1925 | 502.5852 | 484.545 | 540.7038 | 378.8299 | 100.3275 | 0 | 0 | 50.3416 | 90.8559 | 88.4773 | 71.2051 | 0 | 0 | 0 | 0 | 194.2833 | 418.4766 | 495.1716 | 502.3564 | 0 | 0 | 0 | 0 | -0.13886 | -3.2681 | -3.674 | 0 | 0 | 0 | 0 | 0 | -107.1234 | -103.8067 | -95.4299 | -32.8578 | 0.37184 | 0.3586 | 0.37474 | 0.37002 | -39.8326 | -37.2247 | -35.761 | -12.1579
7 | 14 | 8 | 545.6997 | 531.1737 | 511.8833 | 570.8951 | 378.8299 | 100.3275 | 0 | 0 | 40.5996 | 72.2394 | 69.7741 | 68.4323 | 0 | 0 | 0 | 0 | 200.3806 | 532.5066 | 630.7147 | 637.1822 | 0 | 0 | 0 | 0 | -0.22327 | -2.7345 | -3.1792 | 0 | 0 | 0 | 0 | 0 | -73.8871 | -171.1652 | -185.4263 | -134.7194 | 0.37003 | 0.38103 | 0.36475 | 0.38586 | -27.3402 | -65.2187 | -67.6345 | -51.9834
7 | 14 | 9 | 594.3495 | 580.7551 | 562.3766 | 629.9092 | 378.8299 | 100.3275 | 0 | 0 | 48.7484 | 52.1772 | 51.098 | 62.2803 | 0 | 0 | 0 | 0 | 240.8315 | 663.4671 | 776.9774 | 787.8771 | 0 | 0 | 0 | 0 | -0.22327 | -12.8963 | -18.1998 | -0.48 | 0 | 0 | 0 | 0 | -73.837 | -222.3203 | -247.4989 | -219.7682 | 0.36691 | 0.38398 | 0.38398 | 0 | -27.0918 | -85.3655 | -95.0334 | 0
7 | 14 | 10 | 644.9055 | 632.1618 | 614.7188 | 691.2936 | 378.8299 | 100.3275 | 0 | 0 | 44.8995 | 42.3411 | 43.166 | 55.8007 | 0 | 0 | 0 | 0 | 269.0538 | 728.1342 | 851.7544 | 866.8762 | 0 | 0 | 0 | 0 | -0.22327 | -12.2718 | -24 | -35.3479 | 0 | 0 | 0 | 0 | -47.6545 | -226.3692 | -256.2015 | -196.0354 | 0.36691 | 0.38398 | 0.38398 | 0 | -17.4851 | -86.9202 | -98.375 | 0
7 | 14 | 11 | 692.0679 | 680.6374 | 664.6842 | 750.4634 | 378.8299 | 100.3275 | 0 | 0 | 45.1402 | 42.912 | 44.2697 | 52.4433 | 0 | 0 | 0 | 0 | 300.7423 | 782.9498 | 916.2543 | 935.6759 | 0 | 0 | 0 | 0 | -0.22327 | -12 | -24 | -48 | 0 | 0 | 0 | 0 | -32.4212 | -233.5519 | -271.8399 | -189.6558 | 0.36691 | 0.38398 | 0.38398 | 0 | -11.8958 | -89.6781 | -104.3797 | 0
7 | 14 | 12 | 729.3166 | 719.1309 | 704.5633 | 797.8133 | 378.8299 | 100.3275 | 0 | 0 | 43.7818 | 44.408 | 45.7514 | 47.6023 | 0 | 0 | 0 | 0 | 297.5251 | 789.1112 | 933.3456 | 955.202 | 0 | 0 | 0 | 0 | -0.22327 | -12 | -24 | -48 | 0 | 0 | 0 | 0 | 9.4031 | -202.7159 | -250.5338 | -156.991 | 0.36691 | 0.38398 | 0.38398 | 0 | 3.4501 | -77.8379 | -96.1987 | 0
7 | 14 | 13 | 765.8921 | 757.577 | 745.049 | 846.3376 | 378.8299 | 100.3275 | 0 | 0 | 40.6124 | 46.0364 | 48.8638 | 47.754 | 0 | 0 | 0 | 0 | 295.5035 | 761.126 | 917.1895 | 938.6534 | 0 | 0 | 0 | 0 | -0.22327 | -8.6338 | -13.3198 | -48 | 0 | 0 | 0 | 0 | 51.1696 | -141.2791 | -207.6844 | -92.0698 | 0.36382 | 0.38398 | 0.38398 | 0 | 18.6166 | -54.2477 | -79.7456 | 0
7 | 14 | 14 | 801.1399 | 794.3621 | 783.5403 | 892.3421 | 378.8299 | 100.3275 | 0 | 0 | 48.9887 | 46.5556 | 47.5471 | 49.854 | 0 | 0 | 0 | 0 | 358.8458 | 813.8935 | 973.1205 | 995.2574 | 0 | 0 | 0 | 0 | -0.22327 | -6.4208 | -14.0709 | -31.3986 | 0 | 0 | 0 | 0 | 14.6988 | -159.9937 | -223.0563 | -121.3707 | 0.36561 | 0.38398 | 0.38398 | 0 | 5.374 | -61.4336 | -85.6481 | 0
7 | 14 | 15 | 834.4413 | 829.4153 | 820.585 | 936.9961 | 378.8299 | 100.3275 | 0 | 0 | 43.1114 | 54.5156 | 51.9895 | 62.5602 | 0 | 0 | 0 | 0 | 350.5605 | 789.3263 | 957.0451 | 981.7091 | 0 | 0 | 0 | 0 | -0.22327 | -0.60004 | 0 | 0.15638 | 0 | 0 | 0 | 0 | 62.1628 | -114.1541 | -188.4496 | -107.4295 | 0.36533 | 0.38398 | 0.38025 | 0 | 22.7097 | -43.8323 | -71.6578 | 0
7 | 14 | 16 | 860.0534 | 858.7795 | 854.2215 | 979.7172 | 378.8299 | 100.3275 | 0 | 0 | 40.6723 | 61.8214 | 72.2107 | 81.0568 | 0 | 0 | 0 | 0 | 372.7574 | 754.9875 | 918.4583 | 965.3999 | 0 | 0 | 0 | 0 | -0.22327 | -0.60004 | -2.4 | 0.70581 | 0 | 0 | 0 | 0 | 68.017 | -57.7567 | -134.0475 | -67.4453 | 0.37414 | 0.38398 | 0.38398 | 0.38586 | 25.4477 | -22.1771 | -51.4709 | -26.0247
7 | 14 | 17 | 883.4143 | 886.7573 | 887.562 | 1023.2481 | 378.8299 | 100.3275 | 0 | 0 | 43.9105 | 84.1373 | 80.7416 | 83.8291 | 0 | 0 | 0 | 0 | 438.2917 | 802.4868 | 960.9677 | 1005.5066 | 283.1967 | 303.0055 | 303.0055 | 303.0055 | -0.22327 | -1.3833 | -1.7395 | -2.4 | 0 | 0 | 0 | 0 | -260.5912 | -401.8163 | -455.4132 | -366.693 | 0.38366 | 0.35923 | 0.36981 | 0.37601 | -99.9773 | -144.3428 | -168.4151 | -137.8818
7 | 14 | 18 | 890.1656 | 897.8377 | 903.5673 | 1046.1186 | 378.8299 | 100.3275 | 0 | 0 | 47.3402 | 85.16 | 80.7034 | 87.2065 | 0 | 0 | 0 | 0 | 472.6888 | 740.3881 | 883.6803 | 948.8184 | 283.1967 | 303.0055 | 303.0055 | 303.0055 | -0.22327 | -1.199 | -0.44921 | 0 | 0 | 0 | 0 | 0 | -291.6667 | -329.8443 | -363.3726 | -292.9119 | 0.38585 | 0.38166 | 0.38652 | 0.37341 | -112.5406 | -125.8879 | -140.4526 | -109.3762
7 | 14 | 19 | 879.3558 | 889.6759 | 898.3919 | 1042.7078 | 378.8299 | 100.3275 | 0 | 0 | 51.6452 | 97.2778 | 94.627 | 94.9068 | 0 | 0 | 0 | 0 | 527.1717 | 661.7029 | 785.8746 | 830.7462 | 283.1967 | 303.0055 | 303.0055 | 303.0055 | -0.22327 | -3.4122 | -1.6507 | 22.0516 | 0 | 0 | 0 | 0 | -361.2644 | -269.2256 | -283.4644 | -208.0023 | 0.38793 | 0.39411 | 0.38919 | 0.38458 | -140.1471 | -106.1042 | -110.3213 | -79.9932
7 | 14 | 20 | 851.2222 | 861.6572 | 870.4945 | 1010.4848 | 378.8299 | 100.3275 | 0 | 0 | 49.4163 | 101.6417 | 106.9003 | 113.4035 | 0 | 0 | 0 | 0 | 448.1525 | 529.1378 | 652.5318 | 689.0645 | 283.1967 | 303.0055 | 303.0055 | 303.0055 | -0.13782 | 10.1876 | 12.6965 | 29.2764 | 0 | 0 | 0 | 0 | -308.2354 | -182.643 | -204.6396 | -124.265 | 0.38829 | 0.40541 | 0.3998 | 0.38892 | -119.6856 | -74.0444 | -81.8152 | -48.3287
7 | 14 | 21 | 832.6331 | 843.7653 | 853.5851 | 992.1036 | 378.8299 | 100.3275 | 0 | 0 | 49.7069 | 114.9544 | 112.6736 | 120.3532 | 0 | 0 | 0 | 0 | 462.4623 | 539.8044 | 638.8722 | 673.2437 | 283.1967 | 303.0055 | 303.0055 | 303.0055 | 0.117 | 0 | 13.1327 | 16 | 0 | 0 | 0 | 0 | -341.6797 | -214.3264 | -214.0988 | -120.4988 | 0.38736 | 0.40087 | 0.39574 | 0.38805 | -132.3539 | -85.9171 | -84.7267 | -46.7599
7 | 14 | 22 | 800.6494 | 813.2796 | 825.1699 | 961.6758 | 378.8299 | 100.3275 | 0 | 0 | 50.1179 | 113.1533 | 116.5974 | 125.0056 | 0 | 0 | 0 | 0 | 474.0792 | 546.2551 | 638.8954 | 701.7087 | 283.1967 | 303.0055 | 303.0055 | 303.0055 | 0.17673 | 1.1225 | 6.6886 | 13.9091 | 0 | 0 | 0 | 0 | -385.751 | -250.5842 | -240.0169 | -181.9531 | 0.38147 | 0.39646 | 0.3914 | 0.38267 | -147.1515 | -99.3473 | -93.9415 | -69.6282
7 | 14 | 23 | 730.0071 | 742.1518 | 753.7392 | 879.1283 | 378.8299 | 100.3275 | 0 | 0 | 48.1554 | 120.2222 | 126.2279 | 133.8858 | 0 | 0 | 0 | 0 | 464.6834 | 534.2215 | 642.462 | 714.1616 | 0 | 0 | 0 | 0 | 0.39182 | 2.6167 | 0.91442 | 18.7363 | 0 | 0 | 0 | 0 | -162.0535 | -15.2361 | -15.8651 | 12.3447 | 0.37334 | 0.38975 | 0.38502 | 0.37572 | -60.5007 | -5.9383 | -6.1083 | 4.6381
7 | 14 | 24 | 653.6774 | 662.2668 | 669.9254 | 778.811 | 378.8299 | 100.3275 | 0 | 0 | 43.775 | 131.1282 | 135.5718 | 134.0002 | 0 | 0 | 0 | 0 | 502.5343 | 567.2911 | 679.4373 | 762.0124 | 0 | 0 | 0 | 0 | 0.88365 | 0.93779 | 6.3013 | 16 | 0 | 0 | 0 | 0 | -272.3455 | -137.4178 | -151.385 | -133.2017 | 0.36396 | 0.38033 | 0.38357 | 0.36382 | -99.1226 | -52.2641 | -58.0665 | -48.4617
7 | 15 | 1 | 594.4696 | 599.1295 | 602.4304 | 697.0107 | 378.8299 | 100.3275 | 0 | 0 | 30.3891 | 138.3128 | 137.6639 | 123.1092 | 0 | 0 | 0 | 0 | 536.9853 | 592.9802 | 707.5927 | 777.2369 | 0 | 0 | 0 | 0 | -0.22327 | 2.6167 | 6.371 | 3.0798 | 0 | 0 | 0 | 0 | -351.5115 | -235.1077 | -249.1972 | -206.4153 | 0.3644 | 0.37066 | 0.38218 | 0.36382 | -128.0916 | -87.1446 | -95.2371 | -75.0983
7 | 15 | 2 | 551.8947 | 553.0921 | 552.5146 | 635.8977 | 378.8299 | 100.3275 | 0 | 0 | 29.3981 | 139.3146 | 136.854 | 117.5889 | 0 | 0 | 0 | 0 | 505.419 | 552.4144 | 642.224 | 701.4152 | 0 | 0 | 0 | 0 | -0.22327 | 5.1009 | 11.0503 | 0 | 0 | 0 | 0 | 0 | -361.5291 | -244.0652 | -237.6137 | -183.1065 | 0.3644 | 0.36878 | 0.38135 | 0.36382 | -131.7422 | -90.006 | -90.615 | -66.6181
7 | 15 | 3 | 523.4545 | 521.3152 | 516.9588 | 591.4264 | 378.8299 | 100.3275 | 0 | 0 | 28.341 | 135.7717 | 132.5774 | 96.5859 | 0 | 0 | 0 | 0 | 454.0846 | 490.8032 | 556.2391 | 619.6375 | 0 | 0 | 0 | 0 | -0.17534 | 8.6491 | 12.2104 | 0 | 0 | 0 | 0 | 0 | -337.6257 | -214.2363 | -184.0681 | -124.797 | 0.36651 | 0.3648 | 0.37847 | 0.36382 | -123.7419 | -78.154 | -69.6642 | -45.4038
7 | 15 | 4 | 504.2481 | 498.9941 | 491.0255 | 558.0909 | 378.8299 | 100.3275 | 0 | 0 | 32.4728 | 111.7312 | 107.7752 | 105.1904 | 0 | 0 | 0 | 0 | 464.0757 | 490.1434 | 547.2224 | 627.3624 | 0 | 0 | 0 | 0 | -0.041319 | 13.0833 | 12.2186 | 0 | 0 | 0 | 0 | 0 | -371.089 | -216.2912 | -176.1907 | -174.4619 | 0.36512 | 0.37056 | 0.38415 | 0.36382 | -135.4933 | -80.1494 | -67.6832 | -63.473
7 | 15 | 5 | 490.9439 | 482.6269 | 471.0435 | 531.5358 | 378.8299 | 100.3275 | 0 | 0 | 46.8243 | 95.4305 | 92.4125 | 92.5738 | 0 | 0 | 0 | 0 | 451.9152 | 465.0795 | 518.1349 | 607.6612 | 0 | 0 | 0 | 0 | 0.65105 | 3.0627 | -4.6844 | 24.6002 | 0 | 0 | 0 | 0 | -387.2766 | -181.2733 | -134.8196 | -193.2994 | 0.36404 | 0.37803 | 0.38589 | 0.36382 | -140.9855 | -68.5268 | -52.0253 | -70.3265
7 | 15 | 6 | 490.6949 | 479.3624 | 464.1355 | 519.9519 | 378.8299 | 100.3275 | 0 | 0 | 51.3113 | 94.2331 | 91.8548 | 89.7018 | 0 | 0 | 0 | 0 | 413.3443 | 482.618 | 549.9209 | 614.4203 | 0 | 0 | 0 | 0 | 0.36984 | 8.7777 | 12.0012 | -10.6542 | 0 | 0 | 0 | 0 | -353.1604 | -206.5939 | -189.6413 | -173.516 | 0.36811 | 0.37383 | 0.38312 | 0.36387 | -130.0003 | -77.2313 | -72.6547 | -63.137
7 | 15 | 7 | 498.0257 | 483.8772 | 465.1943 | 517.683 | 378.8299 | 100.3275 | 0 | 0 | 50.3416 | 90.8559 | 88.4773 | 71.2051 | 0 | 0 | 0 | 0 | 356.9263 | 533.9953 | 620.6571 | 639.8903 | 0 | 0 | 0 | 0 | -0.13886 | -3.2681 | -3.674 | 0 | 0 | 0 | 0 | 0 | -287.9332 | -238.0333 | -240.2661 | -193.4125 | 0.37184 | 0.3586 | 0.37474 | 0.37002 | -107.0647 | -85.3578 | -90.0362 | -71.5657
7 | 15 | 8 | 523.5992 | 508.4183 | 488.35 | 542.9019 | 378.8299 | 100.3275 | 0 | 0 | 40.5996 | 72.2394 | 69.7741 | 68.4323 | 0 | 0 | 0 | 0 | 376.4176 | 661.0141 | 766.93 | 782.5394 | 0 | 0 | 0 | 0 | -0.22327 | -2.7345 | -3.1792 | 0 | 0 | 0 | 0 | 0 | -272.0246 | -322.4282 | -345.1749 | -308.0697 | 0.37003 | 0.38103 | 0.36475 | 0.38586 | -100.6564 | -122.8541 | -125.903 | -118.8731
7 | 15 | 9 | 572.4208 | 558.1713 | 539.0147 | 602.1145 | 378.8299 | 100.3275 | 0 | 0 | 48.7484 | 52.1772 | 51.098 | 62.2803 | 0 | 0 | 0 | 0 | 412.8017 | 774.8017 | 894.1465 | 913.4088 | 0 | 0 | 0 | 0 | -0.22327 | -12.8963 | -18.1998 | -0.48 | 0 | 0 | 0 | 0 | -267.7359 | -356.2387 | -388.0299 | -373.0946 | 0.36691 | 0.38398 | 0.38398 | 0 | -98.236 | -136.7868 | -148.9938 | 0
7 | 15 | 10 | 623.7203 | 610.3434 | 592.1481 | 664.4398 | 378.8299 | 100.3275 | 0 | 0 | 44.8995 | 42.3411 | 43.166 | 55.8007 | 0 | 0 | 0 | 0 | 431.144 | 843.8715 | 974.1149 | 995.0919 | 0 | 0 | 0 | 0 | -0.22327 | -12.2718 | -24 | -35.3479 | 0 | 0 | 0 | 0 | -230.9298 | -363.9249 | -401.1328 | -351.1049 | 0.36691 | 0.38398 | 0.38398 | 0 | -84.7314 | -139.7381 | -154.025 | 0
7 | 15 | 11 | 670.611 | 658.547 | 641.8416 | 723.2941 | 378.8299 | 100.3275 | 0 | 0 | 45.1402 | 42.912 | 44.2697 | 52.4433 | 0 | 0 | 0 | 0 | 433.1597 | 872.4198 | 1015.3351 | 1041.4299 | 0 | 0 | 0 | 0 | -0.22327 | -12 | -24 | -48 | 0 | 0 | 0 | 0 | -186.2956 | -345.1123 | -393.7632 | -322.5792 | 0.36691 | 0.38398 | 0.38398 | 0 | -68.3544 | -132.5145 | -151.1952 | 0
7 | 15 | 12 | 713.3489 | 702.6849 | 687.549 | 777.5694 | 378.8299 | 100.3275 | 0 | 0 | 43.7818 | 44.408 | 45.7514 | 47.6023 | 0 | 0 | 0 | 0 | 447.4328 | 916.8229 | 1077.2611 | 1119.9888 | 0 | 0 | 0 | 0 | -0.22327 | -12 | -24 | -48 | 0 | 0 | 0 | 0 | -156.4723 | -346.8735 | -411.4635 | -342.0217 | 0.36691 | 0.38398 | 0.38398 | 0 | -57.4119 | -133.1908 | -157.9917 | 0
7 | 15 | 13 | 748.549 | 739.7236 | 726.5899 | 824.3839 | 378.8299 | 100.3275 | 0 | 0 | 40.6124 | 46.0364 | 48.8638 | 47.754 | 0 | 0 | 0 | 0 | 493.7253 | 975.5983 | 1150.9327 | 1199.4413 | 0 | 0 | 0 | 0 | -0.22327 | -8.6338 | -13.3198 | -48 | 0 | 0 | 0 | 0 | -164.3953 | -373.6047 | -459.8867 | -374.8113 | 0.36382 | 0.38398 | 0.38398 | 0 | -59.8106 | -143.4549 | -176.585 | 0
7 | 15 | 14 | 788.9761 | 781.8416 | 770.5966 | 876.9492 | 378.8299 | 100.3275 | 0 | 0 | 48.9887 | 46.5556 | 47.5471 | 49.854 | 0 | 0 | 0 | 0 | 618.7694 | 1095.0552 | 1285.2547 | 1333.1016 | 0 | 0 | 0 | 0 | -0.22327 | -6.4208 | -14.0709 | -31.3986 | 0 | 0 | 0 | 0 | -257.3885 | -453.6758 | -548.1343 | -474.6078 | 0.36561 | 0.38398 | 0.38398 | 0 | -94.1031 | -174.2002 | -210.4699 | 0
7 | 15 | 15 | 822.9081 | 817.5522 | 808.3307 | 922.4316 | 378.8299 | 100.3275 | 0 | 0 | 43.1114 | 54.5156 | 51.9895 | 62.5602 | 0 | 0 | 0 | 0 | 747.3816 | 1222.3893 | 1414.3023 | 1500.2006 | 0 | 0 | 0 | 0 | -0.22327 | -0.60004 | 0 | 0.15638 | 0 | 0 | 0 | 0 | -346.1915 | -559.0802 | -657.9611 | -640.4856 | 0.36533 | 0.38398 | 0.38025 | 0 | -126.4728 | -214.6729 | -250.1891 | 0
7 | 15 | 16 | 856.9548 | 855.5921 | 850.9287 | 975.8034 | 378.8299 | 100.3275 | 0 | 0 | 40.6723 | 61.8214 | 72.2107 | 81.0568 | 0 | 0 | 0 | 0 | 759.1168 | 1217.3764 | 1408.6342 | 1479.4515 | 0 | 0 | 0 | 0 | -0.22327 | -0.60004 | -2.4 | 0.70581 | 0 | 0 | 0 | 0 | -321.4409 | -523.3331 | -627.5162 | -585.4107 | 0.37414 | 0.38398 | 0.38398 | 0.38586 | -120.2629 | -200.9469 | -240.9505 | -225.8883
7 | 15 | 17 | 885.3607 | 888.7614 | 889.6347 | 1025.7137 | 378.8299 | 100.3275 | 0 | 0 | 43.9105 | 84.1373 | 80.7416 | 83.8291 | 0 | 0 | 0 | 0 | 723.0129 | 1133.0043 | 1322.84 | 1355.803 | 283.1967 | 303.0055 | 303.0055 | 303.0055 | -0.22327 | -1.3833 | -1.7395 | -2.4 | 0 | 0 | 0 | 0 | -543.3661 | -730.3297 | -815.2128 | -714.5238 | 0.38366 | 0.35923 | 0.36981 | 0.37601 | -208.4655 | -262.3533 | -301.4716 | -268.6711
7 | 15 | 18 | 898.4788 | 906.3884 | 912.3995 | 1056.6156 | 378.8299 | 100.3275 | 0 | 0 | 47.3402 | 85.16 | 80.7034 | 87.2065 | 0 | 0 | 0 | 0 | 697.7604 | 1008.4513 | 1176.1272 | 1206.0136 | 283.1967 | 303.0055 | 303.0055 | 303.0055 | -0.22327 | -1.199 | -0.44921 | 0 | 0 | 0 | 0 | 0 | -508.4251 | -589.3569 | -646.9873 | -539.61 | 0.38585 | 0.38166 | 0.38652 | 0.37341 | -196.1776 | -224.9331 | -250.0768 | -201.4958
7 | 15 | 19 | 893.7245 | 904.4537 | 913.6545 | 1060.8458 | 378.8299 | 100.3275 | 0 | 0 | 51.6452 | 97.2778 | 94.627 | 94.9068 | 0 | 0 | 0 | 0 | 591.6055 | 756.6155 | 899.8683 | 932.767 | 283.1967 | 303.0055 | 303.0055 | 303.0055 | -0.22327 | -3.4122 | -1.6507 | 22.0516 | 0 | 0 | 0 | 0 | -411.3295 | -349.3604 | -382.1955 | -291.8852 | 0.38793 | 0.39411 | 0.38919 | 0.38458 | -159.5691 | -137.686 | -148.7463 | -112.2527
7 | 15 | 20 | 871.5062 | 882.5147 | 892.0316 | 1036.0754 | 378.8299 | 100.3275 | 0 | 0 | 49.4163 | 101.6417 | 106.9003 | 113.4035 | 0 | 0 | 0 | 0 | 513.2612 | 610.9282 | 737.8464 | 776.6471 | 283.1967 | 303.0055 | 303.0055 | 303.0055 | -0.13782 | 10.1876 | 12.6965 | 29.2764 | 0 | 0 | 0 | 0 | -353.0602 | -243.5758 | -268.417 | -186.2571 | 0.38829 | 0.40541 | 0.3998 | 0.38892 | -137.0907 | -98.7469 | -107.3136 | -72.4384
7 | 15 | 21 | 856.041 | 867.8278 | 878.4228 | 1021.6084 | 378.8299 | 100.3275 | 0 | 0 | 49.7069 | 114.9544 | 112.6736 | 120.3532 | 0 | 0 | 0 | 0 | 423.8729 | 513.3073 | 625.319 | 677.5522 | 283.1967 | 303.0055 | 303.0055 | 303.0055 | 0.117 | 0 | 13.1327 | 16 | 0 | 0 | 0 | 0 | -279.6823 | -163.7668 | -175.708 | -95.3025 | 0.38736 | 0.40087 | 0.39574 | 0.38805 | -108.3384 | -65.6492 | -69.5341 | -36.9824
7 | 15 | 22 | 826.063 | 839.3947 | 852.1152 | 993.675 | 378.8299 | 100.3275 | 0 | 0 | 50.1179 | 113.1533 | 116.5974 | 125.0056 | 0 | 0 | 0 | 0 | 400.4046 | 480.9473 | 592.4224 | 646.7332 | 283.1967 | 303.0055 | 303.0055 | 303.0055 | 0.17673 | 1.1225 | 6.6886 | 13.9091 | 0 | 0 | 0 | 0 | -286.6629 | -159.1613 | -166.5987 | -94.9783 | 0.38147 | 0.39646 | 0.3914 | 0.38267 | -109.3526 | -63.1015 | -65.2059 | -36.3455
7 | 15 | 23 | 743.1489 | 755.646 | 767.65 | 895.6377 | 378.8299 | 100.3275 | 0 | 0 | 48.1554 | 120.2222 | 126.2279 | 133.8858 | 0 | 0 | 0 | 0 | 361.6317 | 438.7123 | 542.1472 | 614.802 | 0 | 0 | 0 | 0 | 0.39182 | 2.6167 | 0.91442 | 18.7363 | 0 | 0 | 0 | 0 | -45.86 | 93.7674 | 98.3605 | 128.2136 | 0.37334 | 0.38975 | 0.38502 | 0.37572 | -17.1213 | 36.5458 | 37.8705 | 48.1724
7 | 15 | 24 | 652.5039 | 661.0456 | 668.6467 | 777.2767 | 378.8299 | 100.3275 | 0 | 0 | 43.775 | 131.1282 | 135.5718 | 134.0002 | 0 | 0 | 0 | 0 | 365.7683 | 439.1496 | 541.3552 | 636.249 | 0 | 0 | 0 | 0 | 0.88365 | 0.93779 | 6.3013 | 16 | 0 | 0 | 0 | 0 | -136.753 | -10.4975 | -14.5817 | -8.9726 | 0.36396 | 0.38033 | 0.38357 | 0.36382 | -49.7725 | -3.9925 | -5.5931 | -3.2644
7 | 16 | 1 | 587.707 | 592.1671 | 595.2309 | 688.4473 | 378.8299 | 100.3275 | 0 | 0 | 30.3891 | 138.3128 | 137.6639 | 123.1092 | 0 | 0 | 0 | 0 | 326.8228 | 393.9686 | 497.4194 | 566.0233 | 0 | 0 | 0 | 0 | -0.22327 | 2.6167 | 6.371 | 3.0798 | 0 | 0 | 0 | 0 | -148.1116 | -43.0584 | -46.2235 | -3.765 | 0.3644 | 0.37066 | 0.38218 | 0.36382 | -53.9722 | -15.96 | -17.6655 | -1.3698
7 | 16 | 2 | 547.1553 | 548.2106 | 547.4643 | 629.8885 | 378.8299 | 100.3275 | 0 | 0 | 29.3981 | 139.3146 | 136.854 | 117.5889 | 0 | 0 | 0 | 0 | 292.505 | 351.5397 | 448.1354 | 508.2415 | 0 | 0 | 0 | 0 | -0.22327 | 5.1009 | 11.0503 | 0 | 0 | 0 | 0 | 0 | -153.3544 | -48.0721 | -48.5754 | 4.0581 | 0.3644 | 0.36878 | 0.38135 | 0.36382 | -55.8828 | -17.7279 | -18.5244 | 1.4764
7 | 16 | 3 | 524.3855 | 522.2733 | 517.9493 | 592.6041 | 378.8299 | 100.3275 | 0 | 0 | 28.341 | 135.7717 | 132.5774 | 96.5859 | 0 | 0 | 0 | 0 | 309.1643 | 356.7973 | 440.2137 | 490.4329 | 0 | 0 | 0 | 0 | -0.17534 | 8.6491 | 12.2104 | 0 | 0 | 0 | 0 | 0 | -191.7744 | -79.2722 | -67.0523 | 5.5853 | 0.36651 | 0.3648 | 0.37847 | 0.36382 | -70.2865 | -28.9187 | -25.3772 | 2.0321
7 | 16 | 4 | 511.9891 | 506.9736 | 499.2886 | 567.9292 | 378.8299 | 100.3275 | 0 | 0 | 32.4728 | 111.7312 | 107.7752 | 105.1904 | 0 | 0 | 0 | 0 | 320.4596 | 357.946 | 421.1465 | 439.4812 | 0 | 0 | 0 | 0 | -0.041319 | 13.0833 | 12.2186 | 0 | 0 | 0 | 0 | 0 | -219.7319 | -76.1144 | -41.8517 | 23.2577 | 0.36512 | 0.37056 | 0.38415 | 0.36382 | -80.2293 | -28.2051 | -16.0772 | 8.4617
7 | 16 | 5 | 513.048 | 505.3991 | 494.6099 | 559.5819 | 378.8299 | 100.3275 | 0 | 0 | 46.8243 | 95.4305 | 92.4125 | 92.5738 | 0 | 0 | 0 | 0 | 279.0131 | 310.8787 | 375.2604 | 389.8305 | 0 | 0 | 0 | 0 | 0.65105 | 3.0627 | -4.6844 | 24.6002 | 0 | 0 | 0 | 0 | -192.2705 | -4.3003 | 31.6214 | 52.5774 | 0.36404 | 0.37803 | 0.38589 | 0.36382 | -69.9948 | -1.6256 | 12.2023 | 19.1288
7 | 16 | 6 | 537.3365 | 527.3962 | 513.8231 | 579.0663 | 378.8299 | 100.3275 | 0 | 0 | 51.3113 | 94.2331 | 91.8548 | 89.7018 | 0 | 0 | 0 | 0 | 240.2233 | 372.9738 | 453.4775 | 458.0972 | 0 | 0 | 0 | 0 | 0.36984 | 8.7777 | 12.0012 | -10.6542 | 0 | 0 | 0 | 0 | -133.3978 | -48.9159 | -43.5104 | 41.9214 | 0.36811 | 0.37383 | 0.38312 | 0.36387 | -49.1045 | -18.2863 | -16.6695 | 15.2539
7 | 16 | 7 | 584.8249 | 573.2129 | 557.5399 | 627.4929 | 378.8299 | 100.3275 | 0 | 0 | 50.3416 | 90.8559 | 88.4773 | 71.2051 | 0 | 0 | 0 | 0 | 203.1736 | 483.2872 | 578.2638 | 574.7772 | 0 | 0 | 0 | 0 | -0.13886 | -3.2681 | -3.674 | 0 | 0 | 0 | 0 | 0 | -47.3813 | -97.9896 | -105.5272 | -18.4894 | 0.37184 | 0.3586 | 0.37474 | 0.37002 | -17.6182 | -35.1387 | -39.5448 | -6.8414
7 | 16 | 8 | 642.2225 | 630.4749 | 614.4791 | 692.8507 | 378.8299 | 100.3275 | 0 | 0 | 40.5996 | 72.2394 | 69.7741 | 68.4323 | 0 | 0 | 0 | 0 | 224.9824 | 613.9847 | 731.5813 | 734.6306 | 0 | 0 | 0 | 0 | -0.22327 | -2.7345 | -3.1792 | 0 | 0 | 0 | 0 | 0 | -1.9661 | -153.3421 | -183.6971 | -110.2122 | 0.37003 | 0.38103 | 0.36475 | 0.38586 | -0.72749 | -58.4276 | -67.0037 | -42.5269
7 | 16 | 9 | 700.6752 | 690.1216 | 675.3478 | 764.1777 | 378.8299 | 100.3275 | 0 | 0 | 48.7484 | 52.1772 | 51.098 | 62.2803 | 0 | 0 | 0 | 0 | 250.3394 | 710.6371 | 845.9046 | 873.507 | 0 | 0 | 0 | 0 | -0.22327 | -12.8963 | -18.1998 | -0.48 | 0 | 0 | 0 | 0 | 22.9808 | -160.1239 | -203.455 | -171.1296 | 0.36691 | 0.38398 | 0.38398 | 0 | 8.432 | -61.4836 | -78.1216 | 0
7 | 16 | 10 | 747.2824 | 737.4764 | 723.5166 | 820.612 | 378.8299 | 100.3275 | 0 | 0 | 44.8995 | 42.3411 | 43.166 | 55.8007 | 0 | 0 | 0 | 0 | 282.9893 | 784.7106 | 931.4954 | 974.1762 | 0 | 0 | 0 | 0 | -0.22327 | -12.2718 | -24 | -35.3479 | 0 | 0 | 0 | 0 | 40.7869 | -177.631 | -227.1448 | -174.017 | 0.36691 | 0.38398 | 0.38398 | 0 | 14.9653 | -68.2059 | -87.2179 | 0
7 | 16 | 11 | 796.4514 | 788.0088 | 775.5978 | 882.2891 | 378.8299 | 100.3275 | 0 | 0 | 45.1402 | 42.912 | 44.2697 | 52.4433 | 0 | 0 | 0 | 0 | 313.3605 | 837.7485 | 998.6089 | 1034.984 | 0 | 0 | 0 | 0 | -0.22327 | -12 | -24 | -48 | 0 | 0 | 0 | 0 | 59.344 | -180.9791 | -243.2808 | -157.1382 | 0.36691 | 0.38398 | 0.38398 | 0 | 21.7741 | -69.4915 | -93.4138 | 0
7 | 16 | 12 | 834.0653 | 826.8673 | 815.8412 | 930.0611 | 378.8299 | 100.3275 | 0 | 0 | 43.7818 | 44.408 | 45.7514 | 47.6023 | 0 | 0 | 0 | 0 | 336.981 | 868.0297 | 1046.9852 | 1104.981 | 0 | 0 | 0 | 0 | -0.22327 | -12 | -24 | -48 | 0 | 0 | 0 | 0 | 74.6958 | -173.8979 | -252.8955 | -174.5221 | 0.36691 | 0.38398 | 0.38398 | 0 | 27.407 | -66.7725 | -97.1056 | 0
7 | 16 | 13 | 869.8909 | 864.5435 | 855.5332 | 977.6436 | 378.8299 | 100.3275 | 0 | 0 | 40.6124 | 46.0364 | 48.8638 | 47.754 | 0 | 0 | 0 | 0 | 346.965 | 877.3745 | 1068.6719 | 1160.5021 | 0 | 0 | 0 | 0 | -0.22327 | -8.6338 | -13.3198 | -48 | 0 | 0 | 0 | 0 | 103.7069 | -150.561 | -248.6826 | -182.6124 | 0.36382 | 0.38398 | 0.38398 | 0 | 37.7308 | -57.8117 | -95.4879 | 0
7 | 16 | 14 | 907.5976 | 903.8545 | 896.6298 | 1026.7411 | 378.8299 | 100.3275 | 0 | 0 | 48.9887 | 46.5556 | 47.5471 | 49.854 | 0 | 0 | 0 | 0 | 366.706 | 909.976 | 1112.7964 | 1188.4564 | 0 | 0 | 0 | 0 | -0.22327 | -6.4208 | -14.0709 | -31.3986 | 0 | 0 | 0 | 0 | 113.2962 | -146.5838 | -249.6429 | -180.1706 | 0.36561 | 0.38398 | 0.38398 | 0 | 41.4219 | -56.2845 | -95.8566 | 0
7 | 16 | 15 | 936.2571 | 934.1347 | 928.7459 | 1065.5391 | 378.8299 | 100.3275 | 0 | 0 | 43.1114 | 54.5156 | 51.9895 | 62.5602 | 0 | 0 | 0 | 0 | 440.597 | 989.5431 | 1205.3731 | 1344.1308 | 0 | 0 | 0 | 0 | -0.22327 | -0.60004 | 0 | 0.15638 | 0 | 0 | 0 | 0 | 73.942 | -209.6515 | -328.6167 | -341.3082 | 0.36533 | 0.38398 | 0.38025 | 0 | 27.013 | -80.501 | -124.9562 | 0
7 | 16 | 16 | 955.0603 | 956.4931 | 955.143 | 1099.6537 | 378.8299 | 100.3275 | 0 | 0 | 40.6723 | 61.8214 | 72.2107 | 81.0568 | 0 | 0 | 0 | 0 | 423.436 | 955.856 | 1180.7812 | 1333.3037 | 0 | 0 | 0 | 0 | -0.22327 | -0.60004 | -2.4 | 0.70581 | 0 | 0 | 0 | 0 | 112.3454 | -160.9117 | -295.4489 | -315.4127 | 0.37414 | 0.38398 | 0.38398 | 0.38586 | 42.0326 | -61.7861 | -113.445 | -121.7061
7 | 16 | 17 | 962.2545 | 967.8443 | 971.3121 | 1122.7786 | 378.8299 | 100.3275 | 0 | 0 | 43.9105 | 84.1373 | 80.7416 | 83.8291 | 0 | 0 | 0 | 0 | 454.0272 | 932.3305 | 1156.1617 | 1259.8964 | 283.1967 | 303.0055 | 303.0055 | 303.0055 | -0.22327 | -1.3833 | -1.7395 | -2.4 | 0 | 0 | 0 | 0 | -197.4865 | -450.5731 | -566.8572 | -521.5523 | 0.38366 | 0.35923 | 0.36981 | 0.37601 | -75.7668 | -161.8575 | -209.6279 | -196.1111
7 | 16 | 18 | 955.5407 | 965.074 | 973.0095 | 1128.6434 | 378.8299 | 100.3275 | 0 | 0 | 47.3402 | 85.16 | 80.7034 | 87.2065 | 0 | 0 | 0 | 0 | 488.4372 | 856.267 | 1066.3523 | 1134.8088 | 283.1967 | 303.0055 | 303.0055 | 303.0055 | -0.22327 | -1.199 | -0.44921 | 0 | 0 | 0 | 0 | 0 | -242.04 | -378.4869 | -476.6024 | -396.3774 | 0.38585 | 0.38166 | 0.38652 | 0.37341 | -93.392 | -144.4528 | -184.2187 | -148.0113
7 | 16 | 19 | 928.5382 | 940.2626 | 950.6431 | 1104.807 | 378.8299 | 100.3275 | 0 | 0 | 51.6452 | 97.2778 | 94.627 | 94.9068 | 0 | 0 | 0 | 0 | 557.1179 | 741.3827 | 923.6277 | 989.4705 | 283.1967 | 303.0055 | 303.0055 | 303.0055 | -0.22327 | -3.4122 | -1.6507 | 22.0516 | 0 | 0 | 0 | 0 | -342.0282 | -298.3187 | -368.9664 | -304.6274 | 0.38793 | 0.39411 | 0.38919 | 0.38458 | -132.6847 | -117.57 | -143.5977 | -117.1531
7 | 16 | 20 | 894.2298 | 905.8994 | 916.2006 | 1064.8123 | 378.8299 | 100.3275 | 0 | 0 | 49.4163 | 101.6417 | 106.9003 | 113.4035 | 0 | 0 | 0 | 0 | 510.767 | 612.2053 | 792.4719 | 854.0992 | 283.1967 | 303.0055 | 303.0055 | 303.0055 | -0.13782 | 10.1876 | 12.6965 | 29.2764 | 0 | 0 | 0 | 0 | -327.8423 | -221.4682 | -298.8736 | -234.9722 | 0.38829 | 0.40541 | 0.3998 | 0.38892 | -127.2988 | -89.7843 | -119.4901 | -91.3846
7 | 16 | 21 | 875.4606 | 887.8095 | 899.0712 | 1046.1562 | 378.8299 | 100.3275 | 0 | 0 | 49.7069 | 114.9544 | 112.6736 | 120.3532 | 0 | 0 | 0 | 0 | 471.8134 | 568.3201 | 742.9908 | 814.2747 | 283.1967 | 303.0055 | 303.0055 | 303.0055 | 0.117 | 0 | 13.1327 | 16 | 0 | 0 | 0 | 0 | -308.2033 | -198.7979 | -272.7314 | -207.4771 | 0.38736 | 0.40087 | 0.39574 | 0.38805 | -119.3864 | -79.6921 | -107.9298 | -80.512
7 | 16 | 22 | 836.5778 | 850.2169 | 863.3022 | 1006.9777 | 378.8299 | 100.3275 | 0 | 0 | 50.1179 | 113.1533 | 116.5974 | 125.0056 | 0 | 0 | 0 | 0 | 449.0329 | 544.995 | 713.3378 | 787.275 | 283.1967 | 303.0055 | 303.0055 | 303.0055 | 0.17673 | 1.1225 | 6.6886 | 13.9091 | 0 | 0 | 0 | 0 | -324.7763 | -212.3868 | -276.3271 | -222.2175 | 0.38147 | 0.39646 | 0.3914 | 0.38267 | -123.8916 | -84.2034 | -108.1531 | -85.0363
7 | 16 | 23 | 746.2775 | 758.8767 | 771.0023 | 899.6349 | 378.8299 | 100.3275 | 0 | 0 | 48.1554 | 120.2222 | 126.2279 | 133.8858 | 0 | 0 | 0 | 0 | 444.9009 | 540.6845 | 704.1019 | 758.0702 | 0 | 0 | 0 | 0 | 0.39182 | 2.6167 | 0.91442 | 18.7363 | 0 | 0 | 0 | 0 | -126.0005 | -4.9741 | -60.2419 | -11.0574 | 0.37334 | 0.38975 | 0.38502 | 0.37572 | -47.0408 | -1.9387 | -23.1942 | -4.1545
7 | 16 | 24 | 658.1562 | 666.8689 | 674.6732 | 784.4489 | 378.8299 | 100.3275 | 0 | 0 | 43.775 | 131.1282 | 135.5718 | 134.0002 | 0 | 0 | 0 | 0 | 450.9099 | 542.4365 | 687.8667 | 721.1646 | 0 | 0 | 0 | 0 | 0.88365 | 0.93779 | 6.3013 | 16 | 0 | 0 | 0 | 0 | -216.2422 | -107.961 | -155.0666 | -86.7159 | 0.36396 | 0.38033 | 0.38357 | 0.36382 | -78.7033 | -41.0608 | -59.4786 | -31.5491
7 | 17 | 1 | 596.2968 | 601.0038 | 604.3602 | 699.2989 | 378.8299 | 100.3275 | 0 | 0 | 30.3891 | 138.3128 | 137.6639 | 123.1092 | 0 | 0 | 0 | 0 | 423.6897 | 514.6933 | 644.8516 | 668.2463 | 0 | 0 | 0 | 0 | -0.22327 | 2.6167 | 6.371 | 3.0798 | 0 | 0 | 0 | 0 | -236.3886 | -154.9465 | -184.5263 | -95.1364 | 0.3644 | 0.37066 | 0.38218 | 0.36382 | -86.1406 | -57.4322 | -70.5214 | -34.6127
7 | 17 | 2 | 556.8242 | 558.1608 | 557.7484 | 642.1163 | 378.8299 | 100.3275 | 0 | 0 | 29.3981 | 139.3146 | 136.854 | 117.5889 | 0 | 0 | 0 | 0 | 390.1314 | 479.7065 | 585.1329 | 599.2241 | 0 | 0 | 0 | 0 | -0.22327 | 5.1009 | 11.0503 | 0 | 0 | 0 | 0 | 0 | -241.312 | -166.2886 | -175.2888 | -74.6968 | 0.3644 | 0.36878 | 0.38135 | 0.36382 | -87.9348 | -61.3237 | -66.8471 | -27.1763
7 | 17 | 3 | 532.5251 | 530.6497 | 526.6065 | 602.8975 | 378.8299 | 100.3275 | 0 | 0 | 28.341 | 135.7717 | 132.5774 | 96.5859 | 0 | 0 | 0 | 0 | 384.7731 | 464.7879 | 570.9256 | 577.2948 | 0 | 0 | 0 | 0 | -0.17534 | 8.6491 | 12.2104 | 0 | 0 | 0 | 0 | 0 | -259.2435 | -178.8864 | -189.1069 | -70.9832 | 0.36651 | 0.3648 | 0.37847 | 0.36382 | -95.0144 | -65.2582 | -71.5712 | -25.8252
7 | 17 | 4 | 517.8456 | 512.9926 | 505.5 | 575.3066 | 378.8299 | 100.3275 | 0 | 0 | 32.4728 | 111.7312 | 107.7752 | 105.1904 | 0 | 0 | 0 | 0 | 361.568 | 437.6932 | 542.0568 | 562.9178 | 0 | 0 | 0 | 0 | -0.041319 | 13.0833 | 12.2186 | 0 | 0 | 0 | 0 | 0 | -254.9838 | -149.8426 | -156.5506 | -92.8015 | 0.36512 | 0.37056 | 0.38415 | 0.36382 | -93.1006 | -55.526 | -60.1385 | -33.7632
7 | 17 | 5 | 515.2592 | 507.6701 | 496.9515 | 562.3613 | 378.8299 | 100.3275 | 0 | 0 | 46.8243 | 95.4305 | 92.4125 | 92.5738 | 0 | 0 | 0 | 0 | 358.6131 | 428.4444 | 525.0185 | 561.294 | 0 | 0 | 0 | 0 | 0.65105 | 3.0627 | -4.6844 | 24.6002 | 0 | 0 | 0 | 0 | -269.6592 | -119.595 | -115.7952 | -116.1066 | 0.36404 | 0.37803 | 0.38589 | 0.36382 | -98.1677 | -45.2105 | -44.684 | -42.2421
7 | 17 | 6 | 537.6414 | 527.7085 | 514.1441 | 579.4465 | 378.8299 | 100.3275 | 0 | 0 | 51.3113 | 94.2331 | 91.8548 | 89.7018 | 0 | 0 | 0 | 0 | 356.2737 | 506.5758 | 586.6221 | 606.8563 | 0 | 0 | 0 | 0 | 0.36984 | 8.7777 | 12.0012 | -10.6542 | 0 | 0 | 0 | 0 | -249.1433 | -182.2056 | -176.334 | -106.4574 | 0.36811 | 0.37383 | 0.38312 | 0.36387 | -91.711 | -68.1142 | -67.5564 | -38.7365
7 | 17 | 7 | 585.0579 | 573.4468 | 557.7747 | 627.7661 | 378.8299 | 100.3275 | 0 | 0 | 50.3416 | 90.8559 | 88.4773 | 71.2051 | 0 | 0 | 0 | 0 | 340.3876 | 618.479 | 700.6299 | 717.7518 | 0 | 0 | 0 | 0 | -0.13886 | -3.2681 | -3.674 | 0 | 0 | 0 | 0 | 0 | -184.3623 | -232.9474 | -227.6585 | -161.1908 | 0.37184 | 0.3586 | 0.37474 | 0.37002 | -68.5531 | -83.534 | -85.3117 | -59.6431
7 | 17 | 8 | 640.6876 | 628.8861 | 612.8259 | 690.8755 | 378.8299 | 100.3275 | 0 | 0 | 40.5996 | 72.2394 | 69.7741 | 68.4323 | 0 | 0 | 0 | 0 | 398.2389 | 768.8185 | 866.8066 | 891.3261 | 0 | 0 | 0 | 0 | -0.22327 | -2.7345 | -3.1792 | 0 | 0 | 0 | 0 | 0 | -176.7574 | -309.7647 | -320.5757 | -268.8829 | 0.37003 | 0.38103 | 0.36475 | 0.38586 | -65.405 | -118.029 | -116.9304 | -103.7523
7 | 17 | 9 | 696.1453 | 685.4506 | 670.5089 | 758.4148 | 378.8299 | 100.3275 | 0 | 0 | 48.7484 | 52.1772 | 51.098 | 62.2803 | 0 | 0 | 0 | 0 | 461.4874 | 906.5932 | 1026.7864 | 1051.2893 | 0 | 0 | 0 | 0 | -0.22327 | -12.8963 | -18.1998 | -0.48 | 0 | 0 | 0 | 0 | -192.6972 | -360.7509 | -389.1756 | -354.6748 | 0.36691 | 0.38398 | 0.38398 | 0 | -70.7033 | -138.5194 | -149.4337 | 0
7 | 17 | 10 | 739.385 | 729.3376 | 715.0905 | 810.5815 | 378.8299 | 100.3275 | 0 | 0 | 44.8995 | 42.3411 | 43.166 | 55.8007 | 0 | 0 | 0 | 0 | 508.389 | 1006.3711 | 1150.0675 | 1173.5352 | 0 | 0 | 0 | 0 | -0.22327 | -12.2718 | -24 | -35.3479 | 0 | 0 | 0 | 0 | -192.5101 | -407.4303 | -454.143 | -383.4066 | 0.36691 | 0.38398 | 0.38398 | 0 | -70.6346 | -156.4431 | -174.3795 | 0
7 | 17 | 11 | 786.3161 | 777.5676 | 764.793 | 869.4311 | 378.8299 | 100.3275 | 0 | 0 | 45.1402 | 42.912 | 44.2697 | 52.4433 | 0 | 0 | 0 | 0 | 533.1242 | 1049.5758 | 1206.772 | 1239.5399 | 0 | 0 | 0 | 0 | -0.22327 | -12 | -24 | -48 | 0 | 0 | 0 | 0 | -170.555 | -403.2476 | -462.2487 | -374.5521 | 0.36691 | 0.38398 | 0.38398 | 0 | -62.579 | -154.8371 | -177.492 | 0
7 | 17 | 12 | 826.4086 | 818.9704 | 807.6581 | 920.3136 | 378.8299 | 100.3275 | 0 | 0 | 43.7818 | 44.408 | 45.7514 | 47.6023 | 0 | 0 | 0 | 0 | 544.5741 | 1075.2923 | 1248.2067 | 1324.2799 | 0 | 0 | 0 | 0 | -0.22327 | -12 | -24 | -48 | 0 | 0 | 0 | 0 | -140.5539 | -389.0575 | -462.3001 | -403.5685 | 0.36691 | 0.38398 | 0.38398 | 0 | -51.5712 | -149.3884 | -177.5117 | 0
7 | 17 | 13 | 862.9936 | 857.426 | 848.1534 | 968.8491 | 378.8299 | 100.3275 | 0 | 0 | 40.6124 | 46.0364 | 48.8638 | 47.754 | 0 | 0 | 0 | 0 | 566.1264 | 1086.8921 | 1258.4941 | 1383.9088 | 0 | 0 | 0 | 0 | -0.22327 | -8.6338 | -13.3198 | -48 | 0 | 0 | 0 | 0 | -122.3518 | -367.1961 | -445.8847 | -414.8138 | 0.36382 | 0.38398 | 0.38398 | 0 | -44.5143 | -140.9942 | -171.2086 | 0
7 | 17 | 14 | 902.631 | 898.7195 | 891.2935 | 1020.3719 | 378.8299 | 100.3275 | 0 | 0 | 48.9887 | 46.5556 | 47.5471 | 49.854 | 0 | 0 | 0 | 0 | 620.4673 | 1146.1906 | 1322.0409 | 1448.134 | 0 | 0 | 0 | 0 | -0.22327 | -6.4208 | -14.0709 | -31.3986 | 0 | 0 | 0 | 0 | -145.4317 | -387.9333 | -464.2235 | -446.2174 | 0.36561 | 0.38398 | 0.38398 | 0 | -53.1709 | -148.9567 | -178.2502 | 0
7 | 17 | 15 | 934.3085 | 932.1011 | 926.61 | 1062.9706 | 378.8299 | 100.3275 | 0 | 0 | 43.1114 | 54.5156 | 51.9895 | 62.5602 | 0 | 0 | 0 | 0 | 661.6295 | 1185.7751 | 1366.0846 | 1447.2067 | 0 | 0 | 0 | 0 | -0.22327 | -0.60004 | 0 | 0.15638 | 0 | 0 | 0 | 0 | -149.039 | -407.917 | -491.4641 | -446.9526 | 0.36533 | 0.38398 | 0.38025 | 0 | -54.4478 | -156.63 | -186.8788 | 0
7 | 17 | 16 | 960.6527 | 962.2162 | 961.0193 | 1106.6079 | 378.8299 | 100.3275 | 0 | 0 | 40.6723 | 61.8214 | 72.2107 | 81.0568 | 0 | 0 | 0 | 0 | 735.7765 | 1220.4844 | 1393.1193 | 1455.9772 | 0 | 0 | 0 | 0 | -0.22327 | -0.60004 | -2.4 | 0.70581 | 0 | 0 | 0 | 0 | -194.4027 | -419.8171 | -501.9106 | -431.1319 | 0.37414 | 0.38398 | 0.38398 | 0.38586 | -72.7332 | -161.1993 | -192.7211 | -166.3578
7 | 17 | 17 | 976.7864 | 982.7669 | 986.6964 | 1141.0376 | 378.8299 | 100.3275 | 0 | 0 | 43.9105 | 84.1373 | 80.7416 | 83.8291 | 0 | 0 | 0 | 0 | 661.9772 | 1081.616 | 1251.3864 | 1310.6801 | 283.1967 | 303.0055 | 303.0055 | 303.0055 | -0.22327 | -1.3833 | -1.7395 | -2.4 | 0 | 0 | 0 | 0 | -390.9046 | -584.9359 | -646.6976 | -554.077 | 0.38366 | 0.35923 | 0.36981 | 0.37601 | -149.9728 | -210.1241 | -239.1535 | -208.3408
7 | 17 | 18 | 972.7702 | 982.7686 | 991.2537 | 1150.2987 | 378.8299 | 100.3275 | 0 | 0 | 47.3402 | 85.16 | 80.7034 | 87.2065 | 0 | 0 | 0 | 0 | 634.3618 | 938.0553 | 1094.3073 | 1161.9897 | 283.1967 | 303.0055 | 303.0055 | 303.0055 | -0.22327 | -1.199 | -0.44921 | 0 | 0 | 0 | 0 | 0 | -370.7351 | -442.5806 | -486.3132 | -401.903 | 0.38585 | 0.38166 | 0.38652 | 0.37341 | -143.0494 | -168.9147 | -187.9722 | -150.0746
7 | 17 | 19 | 946.0022 | 958.2035 | 969.1482 | 1126.7777 | 378.8299 | 100.3275 | 0 | 0 | 51.6452 | 97.2778 | 94.627 | 94.9068 | 0 | 0 | 0 | 0 | 605.1858 | 749.5946 | 884.9373 | 922.5747 | 283.1967 | 303.0055 | 303.0055 | 303.0055 | -0.22327 | -3.4122 | -1.6507 | 22.0516 | 0 | 0 | 0 | 0 | -372.6321 | -288.5897 | -311.7708 | -215.761 | 0.38793 | 0.39411 | 0.38919 | 0.38458 | -144.557 | -113.7358 | -121.3378 | -82.977
7 | 17 | 20 | 915.2856 | 927.5394 | 938.532 | 1091.3352 | 378.8299 | 100.3275 | 0 | 0 | 49.4163 | 101.6417 | 106.9003 | 113.4035 | 0 | 0 | 0 | 0 | 545.057 | 620.4231 | 759.9038 | 820.5522 | 283.1967 | 303.0055 | 303.0055 | 303.0055 | -0.13782 | 10.1876 | 12.6965 | 29.2764 | 0 | 0 | 0 | 0 | -341.0765 | -208.0459 | -243.974 | -174.9024 | 0.38829 | 0.40541 | 0.3998 | 0.38892 | -132.4375 | -84.3429 | -97.5412 | -68.0224
7 | 17 | 21 | 895.1721 | 908.0723 | 919.9868 | 1071.0021 | 378.8299 | 100.3275 | 0 | 0 | 49.7069 | 114.9544 | 112.6736 | 120.3532 | 0 | 0 | 0 | 0 | 514.974 | 591.9375 | 732.834 | 798.728 | 283.1967 | 303.0055 | 303.0055 | 303.0055 | 0.117 | 0 | 13.1327 | 16 | 0 | 0 | 0 | 0 | -331.6524 | -202.1525 | -241.659 | -167.0845 | 0.38736 | 0.40087 | 0.39574 | 0.38805 | -128.4697 | -81.0369 | -95.6333 | -64.8376
7 | 17 | 22 | 851.8905 | 865.9587 | 879.5522 | 1026.2821 | 378.8299 | 100.3275 | 0 | 0 | 50.1179 | 113.1533 | 116.5974 | 125.0056 | 0 | 0 | 0 | 0 | 499.5444 | 576.9335 | 697.3238 | 763.4304 | 283.1967 | 303.0055 | 303.0055 | 303.0055 | 0.17673 | 1.1225 | 6.6886 | 13.9091 | 0 | 0 | 0 | 0 | -359.9751 | -228.5835 | -244.0631 | -179.0684 | 0.38147 | 0.39646 | 0.3914 | 0.38267 | -137.3188 | -90.6248 | -95.5251 | -68.5244
7 | 17 | 23 | 762.1768 | 775.2163 | 787.8629 | 919.6592 | 378.8299 | 100.3275 | 0 | 0 | 48.1554 | 120.2222 | 126.2279 | 133.8858 | 0 | 0 | 0 | 0 | 528.7822 | 600.0246 | 711.4966 | 751.3836 | 0 | 0 | 0 | 0 | 0.39182 | 2.6167 | 0.91442 | 18.7363 | 0 | 0 | 0 | 0 | -193.9825 | -47.9747 | -50.7759 | 15.6535 | 0.37334 | 0.38975 | 0.38502 | 0.37572 | -72.421 | -18.6981 | -19.5496 | 5.8813
7 | 17 | 24 | 672.3236 | 681.4332 | 689.7076 | 802.3092 | 378.8299 | 100.3275 | 0 | 0 | 43.775 | 131.1282 | 135.5718 | 134.0002 | 0 | 0 | 0 | 0 | 485.1089 | 555.4054 | 677.3645 | 715.4584 | 0 | 0 | 0 | 0 | 0.88365 | 0.93779 | 6.3013 | 16 | 0 | 0 | 0 | 0 | -236.2739 | -106.3656 | -129.53 | -63.1494 | 0.36396 | 0.38033 | 0.38357 | 0.36382 | -85.994 | -40.454 | -49.6836 | -22.9751
7 | 18 | 1 | 604.8136 | 609.7616 | 613.4035 | 710.0444 | 378.8299 | 100.3275 | 0 | 0 | 30.3891 | 138.3128 | 137.6639 | 123.1092 | 0 | 0 | 0 | 0 | 434.1908 | 503.9593 | 630.2533 | 664.0848 | 0 | 0 | 0 | 0 | -0.22327 | 2.6167 | 6.371 | 3.0798 | 0 | 0 | 0 | 0 | -238.373 | -135.4547 | -160.8847 | -80.2294 | 0.3644 | 0.37066 | 0.38218 | 0.36382 | -86.8637 | -50.2074 | -61.4862 | -29.1892
7 | 18 | 2 | 561.3663 | 562.8314 | 562.571 | 647.8466 | 378.8299 | 100.3275 | 0 | 0 | 29.3981 | 139.3146 | 136.854 | 117.5889 | 0 | 0 | 0 | 0 | 384.848 | 452.3885 | 570.9743 | 609.9888 | 0 | 0 | 0 | 0 | -0.22327 | 5.1009 | 11.0503 | 0 | 0 | 0 | 0 | 0 | -231.4864 | -134.3001 | -156.3075 | -79.7311 | 0.3644 | 0.36878 | 0.38135 | 0.36382 | -84.3543 | -49.527 | -59.6085 | -29.0079
7 | 18 | 3 | 534.7789 | 532.97 | 529.0058 | 605.7512 | 378.8299 | 100.3275 | 0 | 0 | 28.341 | 135.7717 | 132.5774 | 96.5859 | 0 | 0 | 0 | 0 | 399.2202 | 464.4677 | 574.5808 | 633.2702 | 0 | 0 | 0 | 0 | -0.17534 | 8.6491 | 12.2104 | 0 | 0 | 0 | 0 | 0 | -271.4369 | -176.2459 | -190.3628 | -124.1048 | 0.36651 | 0.3648 | 0.37847 | 0.36382 | -99.4833 | -64.295 | -72.0465 | -45.152
7 | 18 | 4 | 520.2241 | 515.4432 | 508.0364 | 578.3254 | 378.8299 | 100.3275 | 0 | 0 | 32.4728 | 111.7312 | 107.7752 | 105.1904 | 0 | 0 | 0 | 0 | 412.4927 | 472.3858 | 568.2257 | 636.8142 | 0 | 0 | 0 | 0 | -0.041319 | 13.0833 | 12.2186 | 0 | 0 | 0 | 0 | 0 | -303.5301 | -182.0845 | -180.183 | -163.6792 | 0.36512 | 0.37056 | 0.38415 | 0.36382 | -110.826 | -67.4736 | -69.2169 | -59.55
7 | 18 | 5 | 517.3364 | 509.8085 | 499.1625 | 564.991 | 378.8299 | 100.3275 | 0 | 0 | 46.8243 | 95.4305 | 92.4125 | 92.5738 | 0 | 0 | 0 | 0 | 339.2686 | 400.8516 | 478.6582 | 547.7709 | 0 | 0 | 0 | 0 | 0.65105 | 3.0627 | -4.6844 | 24.6002 | 0 | 0 | 0 | 0 | -248.2375 | -89.8638 | -67.2238 | -99.9539 | 0.36404 | 0.37803 | 0.38589 | 0.36382 | -90.3693 | -33.9712 | -25.9409 | -36.3654
7 | 18 | 6 | 538.2759 | 528.3642 | 514.8251 | 580.2589 | 378.8299 | 100.3275 | 0 | 0 | 51.3113 | 94.2331 | 91.8548 | 89.7018 | 0 | 0 | 0 | 0 | 298.1377 | 431.6286 | 499.2622 | 551.7519 | 0 | 0 | 0 | 0 | 0.36984 | 8.7777 | 12.0012 | -10.6542 | 0 | 0 | 0 | 0 | -190.3728 | -106.6027 | -88.293 | -50.5406 | 0.36811 | 0.37383 | 0.38312 | 0.36387 | -70.0773 | -39.8514 | -33.8265 | -18.3901
7 | 18 | 7 | 583.8982 | 572.2623 | 556.5611 | 626.3322 | 378.8299 | 100.3275 | 0 | 0 | 50.3416 | 90.8559 | 88.4773 | 71.2051 | 0 | 0 | 0 | 0 | 278.1365 | 524.0336 | 589.6852 | 636.851 | 0 | 0 | 0 | 0 | -0.13886 | -3.2681 | -3.674 | 0 | 0 | 0 | 0 | 0 | -123.2709 | -139.6867 | -117.9274 | -81.7239 | 0.37184 | 0.3586 | 0.37474 | 0.37002 | -45.8369 | -50.0911 | -44.1916 | -30.2392
7 | 18 | 8 | 642.4443 | 630.701 | 614.7101 | 693.123 | 378.8299 | 100.3275 | 0 | 0 | 40.5996 | 72.2394 | 69.7741 | 68.4323 | 0 | 0 | 0 | 0 | 350.0811 | 683.0753 | 752.756 | 810.7072 | 0 | 0 | 0 | 0 | -0.22327 | -2.7345 | -3.1792 | 0 | 0 | 0 | 0 | 0 | -126.843 | -222.2067 | -204.6408 | -186.0164 | 0.37003 | 0.38103 | 0.36475 | 0.38586 | -46.9353 | -84.6669 | -74.643 | -71.7771
7 | 18 | 9 | 699.5478 | 688.9602 | 674.1459 | 762.7475 | 378.8299 | 100.3275 | 0 | 0 | 48.7484 | 52.1772 | 51.098 | 62.2803 | 0 | 0 | 0 | 0 | 424.4157 | 822.7656 | 918.9893 | 976.3641 | 0 | 0 | 0 | 0 | -0.22327 | -12.8963 | -18.1998 | -0.48 | 0 | 0 | 0 | 0 | -152.223 | -273.4138 | -277.7415 | -275.4169 | 0.36691 | 0.38398 | 0.38398 | 0 | -55.8527 | -104.9841 | -106.6458 | 0
7 | 18 | 10 | 744.8512 | 734.9615 | 720.9017 | 817.4896 | 378.8299 | 100.3275 | 0 | 0 | 44.8995 | 42.3411 | 43.166 | 55.8007 | 0 | 0 | 0 | 0 | 492.4282 | 935.3387 | 1048.1852 | 1092.2852 | 0 | 0 | 0 | 0 | -0.22327 | -12.2718 | -24 | -35.3479 | 0 | 0 | 0 | 0 | -171.0831 | -330.7739 | -346.4496 | -295.2483 | 0.36691 | 0.38398 | 0.38398 | 0 | -62.7728 | -127.009 | -133.028 | 0
7 | 18 | 11 | 792.145 | 783.56 | 770.9791 | 876.78 | 378.8299 | 100.3275 | 0 | 0 | 45.1402 | 42.912 | 44.2697 | 52.4433 | 0 | 0 | 0 | 0 | 539.8811 | 1017.7108 | 1157.3152 | 1200.6104 | 0 | 0 | 0 | 0 | -0.22327 | -12 | -24 | -48 | 0 | 0 | 0 | 0 | -171.4829 | -365.3902 | -406.6058 | -328.2737 | 0.36691 | 0.38398 | 0.38398 | 0 | -62.9195 | -140.3008 | -156.1265 | 0
7 | 18 | 12 | 832.8708 | 825.617 | 814.5235 | 928.4729 | 378.8299 | 100.3275 | 0 | 0 | 43.7818 | 44.408 | 45.7514 | 47.6023 | 0 | 0 | 0 | 0 | 563.5383 | 1055.7478 | 1210.3004 | 1251.5155 | 0 | 0 | 0 | 0 | -0.22327 | -12 | -24 | -48 | 0 | 0 | 0 | 0 | -153.056 | -362.8663 | -417.5284 | -322.6448 | 0.36691 | 0.38398 | 0.38398 | 0 | -56.1584 | -139.3317 | -160.3205 | 0
7 | 18 | 13 | 874.1352 | 868.8826 | 859.983 | 982.905 | 378.8299 | 100.3275 | 0 | 0 | 40.6124 | 46.0364 | 48.8638 | 47.754 | 0 | 0 | 0 | 0 | 559.6701 | 1049.5986 | 1221.4967 | 1278.7022 | 0 | 0 | 0 | 0 | -0.22327 | -8.6338 | -13.3198 | -48 | 0 | 0 | 0 | 0 | -104.7539 | -318.446 | -397.0576 | -295.5512 | 0.36382 | 0.38398 | 0.38398 | 0 | -38.1117 | -122.2754 | -152.4602 | 0
7 | 18 | 14 | 917.6052 | 914.1147 | 907.1874 | 1039.2547 | 378.8299 | 100.3275 | 0 | 0 | 48.9887 | 46.5556 | 47.5471 | 49.854 | 0 | 0 | 0 | 0 | 549.093 | 1069.1068 | 1271.7455 | 1318.2653 | 0 | 0 | 0 | 0 | -0.22327 | -6.4208 | -14.0709 | -31.3986 | 0 | 0 | 0 | 0 | -59.0832 | -295.4543 | -398.0342 | -297.4659 | 0.36561 | 0.38398 | 0.38398 | 0 | -21.6012 | -113.4471 | -152.8352 | 0
7 | 18 | 15 | 948.5327 | 946.7254 | 941.7081 | 1080.908 | 378.8299 | 100.3275 | 0 | 0 | 43.1114 | 54.5156 | 51.9895 | 62.5602 | 0 | 0 | 0 | 0 | 655.1025 | 1170.9318 | 1391.0556 | 1440.3558 | 0 | 0 | 0 | 0 | -0.22327 | -0.60004 | 0 | 0.15638 | 0 | 0 | 0 | 0 | -128.2878 | -378.4495 | -501.3369 | -422.1642 | 0.36533 | 0.38398 | 0.38025 | 0 | -46.8669 | -145.3152 | -190.6329 | 0
7 | 18 | 16 | 970.7416 | 972.5871 | 971.7241 | 1119.3241 | 378.8299 | 100.3275 | 0 | 0 | 40.6723 | 61.8214 | 72.2107 | 81.0568 | 0 | 0 | 0 | 0 | 653.9726 | 1144.9174 | 1363.844 | 1403.6283 | 0 | 0 | 0 | 0 | -0.22327 | -0.60004 | -2.4 | 0.70581 | 0 | 0 | 0 | 0 | -102.5099 | -333.8791 | -461.9306 | -366.0668 | 0.37414 | 0.38398 | 0.38398 | 0.38586 | -38.3528 | -128.2013 | -177.3698 | -141.2516
7 | 18 | 17 | 985.5595 | 991.7808 | 995.9952 | 1152.0791 | 378.8299 | 100.3275 | 0 | 0 | 43.9105 | 84.1373 | 80.7416 | 83.8291 | 0 | 0 | 0 | 0 | 674.8655 | 1115.8671 | 1356.0133 | 1397.014 | 283.1967 | 303.0055 | 303.0055 | 303.0055 | -0.22327 | -1.3833 | -1.7395 | -2.4 | 0 | 0 | 0 | 0 | -395.0199 | -610.1731 | -742.0258 | -629.3694 | 0.38366 | 0.35923 | 0.36981 | 0.37601 | -151.5516 | -219.1899 | -274.4065 | -236.6519
7 | 18 | 18 | 976.125 | 986.2171 | 994.8132 | 1154.527 | 378.8299 | 100.3275 | 0 | 0 | 47.3402 | 85.16 | 80.7034 | 87.2065 | 0 | 0 | 0 | 0 | 673.7018 | 1012.8596 | 1241.6674 | 1276.3844 | 283.1967 | 303.0055 | 303.0055 | 303.0055 | -0.22327 | -1.199 | -0.44921 | 0 | 0 | 0 | 0 | 0 | -406.7203 | -513.9364 | -630.1137 | -512.0695 | 0.38585 | 0.38166 | 0.38652 | 0.37341 | -156.9344 | -196.1482 | -243.5547 | -191.2119
7 | 18 | 19 | 948.4152 | 960.683 | 971.7063 | 1129.8154 | 378.8299 | 100.3275 | 0 | 0 | 51.6452 | 97.2778 | 94.627 | 94.9068 | 0 | 0 | 0 | 0 | 654.1797 | 824.7944 | 1000.1438 | 1043.3813 | 283.1967 | 303.0055 | 303.0055 | 303.0055 | -0.22327 | -3.4122 | -1.6507 | 22.0516 | 0 | 0 | 0 | 0 | -419.213 | -361.31 | -424.4193 | -333.5298 | 0.38793 | 0.39411 | 0.38919 | 0.38458 | -162.6274 | -142.3955 | -165.1794 | -128.2683
7 | 18 | 20 | 910.6751 | 922.7941 | 933.6268 | 1085.5022 | 378.8299 | 100.3275 | 0 | 0 | 49.4163 | 101.6417 | 106.9003 | 113.4035 | 0 | 0 | 0 | 0 | 609.5164 | 698.4473 | 848.1799 | 897.4841 | 283.1967 | 303.0055 | 303.0055 | 303.0055 | -0.13782 | 10.1876 | 12.6965 | 29.2764 | 0 | 0 | 0 | 0 | -410.1464 | -290.8155 | -337.1553 | -257.6672 | 0.38829 | 0.40541 | 0.3998 | 0.38892 | -159.2569 | -117.8981 | -134.7953 | -100.211
7 | 18 | 21 | 885.3766 | 898.0025 | 909.5921 | 1058.6538 | 378.8299 | 100.3275 | 0 | 0 | 49.7069 | 114.9544 | 112.6736 | 120.3532 | 0 | 0 | 0 | 0 | 533.515 | 623.7684 | 766.3409 | 823.7534 | 283.1967 | 303.0055 | 303.0055 | 303.0055 | 0.117 | 0 | 13.1327 | 16 | 0 | 0 | 0 | 0 | -359.9889 | -244.0532 | -285.5606 | -204.4583 | 0.38736 | 0.40087 | 0.39574 | 0.38805 | -139.4462 | -97.8336 | -113.0067 | -79.3406
7 | 18 | 22 | 845.5708 | 859.4691 | 872.8618 | 1018.3415 | 378.8299 | 100.3275 | 0 | 0 | 50.1179 | 113.1533 | 116.5974 | 125.0056 | 0 | 0 | 0 | 0 | 502.0617 | 589.6393 | 716.3278 | 777.9915 | 283.1967 | 303.0055 | 303.0055 | 303.0055 | 0.17673 | 1.1225 | 6.6886 | 13.9091 | 0 | 0 | 0 | 0 | -368.8122 | -247.779 | -269.7575 | -201.5701 | 0.38147 | 0.39646 | 0.3914 | 0.38267 | -140.6898 | -98.2351 | -105.5818 | -77.1351
7 | 18 | 23 | 757.5769 | 770.4913 | 782.9902 | 913.8747 | 378.8299 | 100.3275 | 0 | 0 | 48.1554 | 120.2222 | 126.2279 | 133.8858 | 0 | 0 | 0 | 0 | 506.1716 | 589.3358 | 696.2937 | 746.9372 | 0 | 0 | 0 | 0 | 0.39182 | 2.6167 | 0.91442 | 18.7363 | 0 | 0 | 0 | 0 | -175.9719 | -42.0109 | -40.4458 | 14.3154 | 0.37334 | 0.38975 | 0.38502 | 0.37572 | -65.697 | -16.3737 | -15.5723 | 5.3786
7 | 18 | 24 | 668.4014 | 677.4033 | 685.5504 | 797.3729 | 378.8299 | 100.3275 | 0 | 0 | 43.775 | 131.1282 | 135.5718 | 134.0002 | 0 | 0 | 0 | 0 | 541.7486 | 623.9948 | 726.4345 | 771.0562 | 0 | 0 | 0 | 0 | 0.88365 | 0.93779 | 6.3013 | 16 | 0 | 0 | 0 | 0 | -296.8358 | -178.985 | -182.7572 | -123.6835 | 0.36396 | 0.38033 | 0.38357 | 0.36382 | -108.0361 | -68.0733 | -70.0999 | -44.9987
7 | 19 | 1 | 608.273 | 613.3165 | 617.0716 | 714.4006 | 378.8299 | 100.3275 | 0 | 0 | 30.3891 | 138.3128 | 137.6639 | 123.1092 | 0 | 0 | 0 | 0 | 550.2053 | 633.2798 | 720.567 | 770.0197 | 0 | 0 | 0 | 0 | -0.22327 | 2.6167 | 6.371 | 3.0798 | 0 | 0 | 0 | 0 | -350.928 | -261.2202 | -247.5303 | -181.8082 | 0.3644 | 0.37066 | 0.38218 | 0.36382 | -127.879 | -96.8234 | -94.6 | -66.1457
7 | 19 | 2 | 566.7928 | 568.4067 | 568.3223 | 654.6756 | 378.8299 | 100.3275 | 0 | 0 | 29.3981 | 139.3146 | 136.854 | 117.5889 | 0 | 0 | 0 | 0 | 548.0033 | 629.1432 | 692.1238 | 740.2699 | 0 | 0 | 0 | 0 | -0.22327 | 5.1009 | 11.0503 | 0 | 0 | 0 | 0 | 0 | -389.2152 | -305.4795 | -271.7057 | -203.1833 | 0.3644 | 0.36878 | 0.38135 | 0.36382 | -141.8311 | -112.6543 | -103.6161 | -73.9225
7 | 19 | 3 | 539.8678 | 538.1922 | 534.3852 | 612.1321 | 378.8299 | 100.3275 | 0 | 0 | 28.341 | 135.7717 | 132.5774 | 96.5859 | 0 | 0 | 0 | 0 | 576.0839 | 652.5417 | 700.1133 | 750.1372 | 0 | 0 | 0 | 0 | -0.17534 | 8.6491 | 12.2104 | 0 | 0 | 0 | 0 | 0 | -443.2116 | -359.0977 | -310.5159 | -234.5909 | 0.36651 | 0.3648 | 0.37847 | 0.36382 | -162.4398 | -130.9998 | -117.5208 | -85.3493
7 | 19 | 4 | 525.2223 | 520.5762 | 513.3286 | 584.6068 | 378.8299 | 100.3275 | 0 | 0 | 32.4728 | 111.7312 | 107.7752 | 105.1904 | 0 | 0 | 0 | 0 | 553.4757 | 628.038 | 673.0546 | 722.3498 | 0 | 0 | 0 | 0 | -0.041319 | 13.0833 | 12.2186 | 0 | 0 | 0 | 0 | 0 | -439.5148 | -332.6038 | -279.7197 | -242.9333 | 0.36512 | 0.37056 | 0.38415 | 0.36382 | -160.4772 | -123.2504 | -107.4537 | -88.3844
7 | 19 | 5 | 521.6821 | 514.2704 | 503.7617 | 570.4488 | 378.8299 | 100.3275 | 0 | 0 | 46.8243 | 95.4305 | 92.4125 | 92.5738 | 0 | 0 | 0 | 0 | 505.6073 | 575.417 | 615.7372 | 655.754 | 0 | 0 | 0 | 0 | 0.65105 | 3.0627 | -4.6844 | 24.6002 | 0 | 0 | 0 | 0 | -410.2304 | -259.9673 | -199.7037 | -202.4791 | 0.36404 | 0.37803 | 0.38589 | 0.36382 | -149.3417 | -98.2755 | -77.0633 | -73.6663
7 | 19 | 6 | 542.4518 | 532.6475 | 519.235 | 585.4879 | 378.8299 | 100.3275 | 0 | 0 | 51.3113 | 94.2331 | 91.8548 | 89.7018 | 0 | 0 | 0 | 0 | 436.3082 | 602.6882 | 653.2804 | 683.4388 | 0 | 0 | 0 | 0 | 0.36984 | 8.7777 | 12.0012 | -10.6542 | 0 | 0 | 0 | 0 | -324.3674 | -273.3789 | -237.9013 | -176.9986 | 0.36811 | 0.37383 | 0.38312 | 0.36387 | -119.4014 | -102.1977 | -91.1439 | -64.4042
7 | 19 | 7 | 586.9579 | 575.4002 | 559.7913 | 630.162 | 378.8299 | 100.3275 | 0 | 0 | 50.3416 | 90.8559 | 88.4773 | 71.2051 | 0 | 0 | 0 | 0 | 330.3853 | 642.1562 | 712.2858 | 739.059 | 0 | 0 | 0 | 0 | -0.13886 | -3.2681 | -3.674 | 0 | 0 | 0 | 0 | 0 | -172.46 | -254.6712 | -237.2977 | -180.1022 | 0.37184 | 0.3586 | 0.37474 | 0.37002 | -64.1273 | -91.3241 | -88.9239 | -66.6407
7 | 19 | 8 | 644.9588 | 633.2871 | 617.3811 | 696.2973 | 378.8299 | 100.3275 | 0 | 0 | 40.5996 | 72.2394 | 69.7741 | 68.4323 | 0 | 0 | 0 | 0 | 327.9088 | 745.5831 | 835.843 | 866.9747 | 0 | 0 | 0 | 0 | -0.22327 | -2.7345 | -3.1792 | 0 | 0 | 0 | 0 | 0 | -102.1562 | -282.1283 | -285.0568 | -239.1096 | 0.37003 | 0.38103 | 0.36475 | 0.38586 | -37.8005 | -107.4987 | -103.9748 | -92.2638
7 | 19 | 9 | 702.4398 | 691.9411 | 677.2327 | 766.4226 | 378.8299 | 100.3275 | 0 | 0 | 48.7484 | 52.1772 | 51.098 | 62.2803 | 0 | 0 | 0 | 0 | 329.7806 | 818.0125 | 925.8502 | 970.8241 | 0 | 0 | 0 | 0 | -0.22327 | -12.8963 | -18.1998 | -0.48 | 0 | 0 | 0 | 0 | -54.6959 | -265.6797 | -281.5156 | -266.2018 | 0.36691 | 0.38398 | 0.38398 | 0 | -20.0687 | -102.0144 | -108.095 | 0
7 | 19 | 10 | 750.28 | 740.5497 | 726.679 | 824.3603 | 378.8299 | 100.3275 | 0 | 0 | 44.8995 | 42.3411 | 43.166 | 55.8007 | 0 | 0 | 0 | 0 | 351.6698 | 877.6223 | 992.4646 | 1047.1639 | 0 | 0 | 0 | 0 | -0.22327 | -12.2718 | -24 | -35.3479 | 0 | 0 | 0 | 0 | -24.8959 | -267.4694 | -284.9516 | -243.2565 | 0.36691 | 0.38398 | 0.38398 | 0 | -9.1347 | -102.7016 | -109.4143 | 0
7 | 19 | 11 | 801.4981 | 793.1861 | 780.929 | 888.6113 | 378.8299 | 100.3275 | 0 | 0 | 45.1402 | 42.912 | 44.2697 | 52.4433 | 0 | 0 | 0 | 0 | 378.1145 | 921.4836 | 1047.8349 | 1105.4629 | 0 | 0 | 0 | 0 | -0.22327 | -12 | -24 | -48 | 0 | 0 | 0 | 0 | -0.36333 | -259.537 | -287.1756 | -221.2949 | 0.36691 | 0.38398 | 0.38398 | 0 | -0.13331 | -99.6557 | -110.2683 | 0
7 | 19 | 12 | 840.8602 | 833.843 | 823.0302 | 938.5916 | 378.8299 | 100.3275 | 0 | 0 | 43.7818 | 44.408 | 45.7514 | 47.6023 | 0 | 0 | 0 | 0 | 389.3038 | 942.598 | 1076.4063 | 1149.972 | 0 | 0 | 0 | 0 | -0.22327 | -12 | -24 | -48 | 0 | 0 | 0 | 0 | 29.1679 | -241.4906 | -275.1275 | -210.9826 | 0.36691 | 0.38398 | 0.38398 | 0 | 10.7021 | -92.7264 | -105.6421 | 0
7 | 19 | 13 | 874.8608 | 869.6413 | 860.7818 | 983.8672 | 378.8299 | 100.3275 | 0 | 0 | 40.6124 | 46.0364 | 48.8638 | 47.754 | 0 | 0 | 0 | 0 | 441.3908 | 998.5785 | 1138.6086 | 1238.7481 | 0 | 0 | 0 | 0 | -0.22327 | -8.6338 | -13.3198 | -48 | 0 | 0 | 0 | 0 | 14.251 | -266.6672 | -313.3707 | -254.6349 | 0.36382 | 0.38398 | 0.38398 | 0 | 5.1848 | -102.3936 | -120.3265 | 0
7 | 19 | 14 | 914.9438 | 911.3976 | 904.4056 | 1035.9694 | 378.8299 | 100.3275 | 0 | 0 | 48.9887 | 46.5556 | 47.5471 | 49.854 | 0 | 0 | 0 | 0 | 479.4152 | 1044.6493 | 1192.9364 | 1295.2069 | 0 | 0 | 0 | 0 | -0.22327 | -6.4208 | -14.0709 | -31.3986 | 0 | 0 | 0 | 0 | 7.9332 | -273.7139 | -322.007 | -277.6929 | 0.36561 | 0.38398 | 0.38398 | 0 | 2.9004 | -105.0993 | -123.6426 | 0
7 | 19 | 15 | 948.4147 | 946.6265 | 941.6331 | 1080.842 | 378.8299 | 100.3275 | 0 | 0 | 43.1114 | 54.5156 | 51.9895 | 62.5602 | 0 | 0 | 0 | 0 | 494.8405 | 1053.2216 | 1208.2112 | 1319.3422 | 0 | 0 | 0 | 0 | -0.22327 | -0.60004 | 0 | 0.15638 | 0 | 0 | 0 | 0 | 31.8562 | -260.8382 | -318.5675 | -301.2167 | 0.36533 | 0.38398 | 0.38025 | 0 | 11.6379 | -100.1554 | -121.135 | 0
7 | 19 | 16 | 971.3874 | 973.2729 | 972.4588 | 1120.2193 | 378.8299 | 100.3275 | 0 | 0 | 40.6723 | 61.8214 | 72.2107 | 81.0568 | 0 | 0 | 0 | 0 | 503.0401 | 1037.1123 | 1197.9951 | 1307.0439 | 0 | 0 | 0 | 0 | -0.22327 | -0.60004 | -2.4 | 0.70581 | 0 | 0 | 0 | 0 | 49.0684 | -225.3882 | -295.347 | -268.5871 | 0.37414 | 0.38398 | 0.38398 | 0.38586 | 18.3583 | -86.5435 | -113.4059 | -103.6378
7 | 19 | 17 | 984.5773 | 990.7914 | 994.9983 | 1150.9157 | 378.8299 | 100.3275 | 0 | 0 | 43.9105 | 84.1373 | 80.7416 | 83.8291 | 0 | 0 | 0 | 0 | 511.6738 | 984.5504 | 1143.7068 | 1221.1093 | 283.1967 | 303.0055 | 303.0055 | 303.0055 | -0.22327 | -1.3833 | -1.7395 | -2.4 | 0 | 0 | 0 | 0 | -232.8103 | -479.8459 | -530.7161 | -454.6281 | 0.38366 | 0.35923 | 0.36981 | 0.37601 | -89.319 | -172.373 | -196.2627 | -170.9467
7 | 19 | 18 | 974.8144 | 984.8833 | 993.4528 | 1152.9246 | 378.8299 | 100.3275 | 0 | 0 | 47.3402 | 85.16 | 80.7034 | 87.2065 | 0 | 0 | 0 | 0 | 465.068 | 828.7461 | 974.2769 | 1027.1567 | 283.1967 | 303.0055 | 303.0055 | 303.0055 | -0.22327 | -1.199 | -0.44921 | 0 | 0 | 0 | 0 | 0 | -199.3971 | -331.1568 | -364.0837 | -264.4441 | 0.38585 | 0.38166 | 0.38652 | 0.37341 | -76.9381 | -126.3888 | -140.7275 | -98.7461
7 | 19 | 19 | 945.2944 | 957.4849 | 968.4173 | 1125.9186 | 378.8299 | 100.3275 | 0 | 0 | 51.6452 | 97.2778 | 94.627 | 94.9068 | 0 | 0 | 0 | 0 | 397.8958 | 590.2893 | 702.8248 | 757.1476 | 283.1967 | 303.0055 | 303.0055 | 303.0055 | -0.22327 | -3.4122 | -1.6507 | 22.0516 | 0 | 0 | 0 | 0 | -166.0499 | -130.003 | -130.3892 | -51.193 | 0.38793 | 0.39411 | 0.38919 | 0.38458 | -64.4166 | -51.2353 | -50.7461 | -19.6877
7 | 19 | 20 | 912.6136 | 924.7915 | 935.6943 | 1087.963 | 378.8299 | 100.3275 | 0 | 0 | 49.4163 | 101.6417 | 106.9003 | 113.4035 | 0 | 0 | 0 | 0 | 396.2649 | 507.0824 | 610.612 | 658.2608 | 283.1967 | 303.0055 | 303.0055 | 303.0055 | -0.13782 | 10.1876 | 12.6965 | 29.2764 | 0 | 0 | 0 | 0 | -194.9564 | -97.4532 | -97.52 | -15.9832 | 0.38829 | 0.40541 | 0.3998 | 0.38892 | -75.7002 | -39.508 | -38.9887 | -6.2161
7 | 19 | 21 | 891.2426 | 904.0394 | 915.8317 | 1066.0729 | 378.8299 | 100.3275 | 0 | 0 | 49.7069 | 114.9544 | 112.6736 | 120.3532 | 0 | 0 | 0 | 0 | 390.6242 | 498.1394 | 601.1916 | 666.3331 | 283.1967 | 303.0055 | 303.0055 | 303.0055 | 0.117 | 0 | 13.1327 | 16 | 0 | 0 | 0 | 0 | -211.232 | -112.3874 | -114.1717 | -39.6189 | 0.38736 | 0.40087 | 0.39574 | 0.38805 | -81.8234 | -45.0527 | -45.1819 | -15.3742
7 | 19 | 22 | 856.7191 | 870.9265 | 884.6851 | 1032.3839 | 378.8299 | 100.3275 | 0 | 0 | 50.1179 | 113.1533 | 116.5974 | 125.0056 | 0 | 0 | 0 | 0 | 384.777 | 488.2074 | 587.6848 | 653.9313 | 283.1967 | 303.0055 | 303.0055 | 303.0055 | 0.17673 | 1.1225 | 6.6886 | 13.9091 | 0 | 0 | 0 | 0 | -240.3791 | -134.8896 | -129.2911 | -63.4676 | 0.38147 | 0.39646 | 0.3914 | 0.38267 | -91.6968 | -53.4787 | -50.6039 | -24.2872
7 | 19 | 23 | 768.7166 | 781.9474 | 794.8213 | 927.9339 | 378.8299 | 100.3275 | 0 | 0 | 48.1554 | 120.2222 | 126.2279 | 133.8858 | 0 | 0 | 0 | 0 | 373.4508 | 476.7078 | 567.8481 | 643.2102 | 0 | 0 | 0 | 0 | 0.39182 | 2.6167 | 0.91442 | 18.7363 | 0 | 0 | 0 | 0 | -32.1114 | 82.0733 | 99.831 | 132.1016 | 0.37334 | 0.38975 | 0.38502 | 0.37572 | -11.9884 | 31.988 | 38.4367 | 49.6332
7 | 19 | 24 | 677.197 | 686.4408 | 694.8739 | 808.4441 | 378.8299 | 100.3275 | 0 | 0 | 43.775 | 131.1282 | 135.5718 | 134.0002 | 0 | 0 | 0 | 0 | 322.4022 | 429.1185 | 514.4701 | 587.4671 | 0 | 0 | 0 | 0 | 0.88365 | 0.93779 | 6.3013 | 16 | 0 | 0 | 0 | 0 | -68.6938 | 24.9288 | 38.5308 | 70.9768 | 0.36396 | 0.38033 | 0.38357 | 0.36382 | -25.0017 | 9.4812 | 14.7792 | 25.8229
7 | 20 | 1 | 610.5594 | 615.6697 | 619.504 | 717.293 | 378.8299 | 100.3275 | 0 | 0 | 30.3891 | 138.3128 | 137.6639 | 123.1092 | 0 | 0 | 0 | 0 | 265.0823 | 370.4699 | 450.5397 | 537.8451 | 0 | 0 | 0 | 0 | -0.22327 | 2.6167 | 6.371 | 3.0798 | 0 | 0 | 0 | 0 | -63.5186 | 3.9429 | 24.9294 | 53.2589 | 0.3644 | 0.37066 | 0.38218 | 0.36382 | -23.1463 | 1.4615 | 9.5274 | 19.3768
7 | 20 | 2 | 565.8855 | 567.4773 | 567.3671 | 653.5443 | 378.8299 | 100.3275 | 0 | 0 | 29.3981 | 139.3146 | 136.854 | 117.5889 | 0 | 0 | 0 | 0 | 231.008 | 327.7423 | 408.0622 | 470.0417 | 0 | 0 | 0 | 0 | -0.22327 | 5.1009 | 11.0503 | 0 | 0 | 0 | 0 | 0 | -73.1272 | -5.008 | 11.4006 | 65.9137 | 0.3644 | 0.36878 | 0.38135 | 0.36382 | -26.6478 | -1.8468 | 4.3477 | 23.9808
7 | 20 | 3 | 537.8588 | 536.1321 | 532.2649 | 609.6187 | 378.8299 | 100.3275 | 0 | 0 | 28.341 | 135.7717 | 132.5774 | 96.5859 | 0 | 0 | 0 | 0 | 222.8683 | 305.2101 | 383.7181 | 414.7219 | 0 | 0 | 0 | 0 | -0.17534 | 8.6491 | 12.2104 | 0 | 0 | 0 | 0 | 0 | -92.0051 | -13.8262 | 3.7589 | 98.3109 | 0.36651 | 0.3648 | 0.37847 | 0.36382 | -33.7204 | -5.0438 | 1.4226 | 35.7676
7 | 20 | 4 | 522.0955 | 517.359 | 510.0041 | 580.6547 | 378.8299 | 100.3275 | 0 | 0 | 32.4728 | 111.7312 | 107.7752 | 105.1904 | 0 | 0 | 0 | 0 | 211.3633 | 286.5498 | 355.1829 | 383.5305 | 0 | 0 | 0 | 0 | -0.041319 | 13.0833 | 12.2186 | 0 | 0 | 0 | 0 | 0 | -100.5292 | 5.6672 | 34.8275 | 91.9338 | 0.36512 | 0.37056 | 0.38415 | 0.36382 | -36.7056 | 2.1001 | 13.3789 | 33.4475
7 | 20 | 5 | 517.2811 | 509.7459 | 499.091 | 564.9002 | 378.8299 | 100.3275 | 0 | 0 | 46.8243 | 95.4305 | 92.4125 | 92.5738 | 0 | 0 | 0 | 0 | 156.3067 | 226.7627 | 286.9421 | 343.5455 | 0 | 0 | 0 | 0 | 0.65105 | 3.0627 | -4.6844 | 24.6002 | 0 | 0 | 0 | 0 | -65.3309 | 84.1625 | 124.4208 | 104.1807 | 0.36404 | 0.37803 | 0.38589 | 0.36382 | -23.7833 | 31.816 | 48.0125 | 37.9032
7 | 20 | 6 | 537.0751 | 527.1189 | 513.5266 | 578.7053 | 378.8299 | 100.3275 | 0 | 0 | 51.3113 | 94.2331 | 91.8548 | 89.7018 | 0 | 0 | 0 | 0 | 124.4698 | 279.2195 | 354.7555 | 405.3354 | 0 | 0 | 0 | 0 | 0.36984 | 8.7777 | 12.0012 | -10.6542 | 0 | 0 | 0 | 0 | -17.9057 | 44.5612 | 54.9151 | 94.3222 | 0.36811 | 0.37383 | 0.38312 | 0.36387 | -6.5912 | 16.6584 | 21.0389 | 34.3209
7 | 20 | 7 | 578.9385 | 567.1492 | 551.2655 | 620.0266 | 378.8299 | 100.3275 | 0 | 0 | 50.3416 | 90.8559 | 88.4773 | 71.2051 | 0 | 0 | 0 | 0 | 127.0604 | 422.5432 | 513.2267 | 544.9673 | 0 | 0 | 0 | 0 | -0.13886 | -3.2681 | -3.674 | 0 | 0 | 0 | 0 | 0 | 22.8454 | -43.3093 | -46.7645 | 3.8541 | 0.37184 | 0.3586 | 0.37474 | 0.37002 | 8.4948 | -15.5305 | -17.5243 | 1.4261
7 | 20 | 8 | 635.0014 | 623.0386 | 606.7871 | 683.6996 | 378.8299 | 100.3275 | 0 | 0 | 40.5996 | 72.2394 | 69.7741 | 68.4323 | 0 | 0 | 0 | 0 | 185.3368 | 582.1678 | 698.7934 | 732.7026 | 0 | 0 | 0 | 0 | -0.22327 | -2.7345 | -3.1792 | 0 | 0 | 0 | 0 | 0 | 30.4584 | -128.9616 | -158.6012 | -117.4353 | 0.37003 | 0.38103 | 0.36475 | 0.38586 | 11.2704 | -49.1379 | -57.85 | -45.3141
7 | 20 | 9 | 698.1367 | 687.4996 | 672.6262 | 760.9319 | 378.8299 | 100.3275 | 0 | 0 | 48.7484 | 52.1772 | 51.098 | 62.2803 | 0 | 0 | 0 | 0 | 260.3325 | 741.8584 | 890.1046 | 927.7112 | 0 | 0 | 0 | 0 | -0.22327 | -12.8963 | -18.1998 | -0.48 | 0 | 0 | 0 | 0 | 10.4493 | -193.9672 | -250.3765 | -228.5796 | 0.36691 | 0.38398 | 0.38398 | 0 | 3.834 | -74.4786 | -96.1383 | 0
7 | 20 | 10 | 741.7362 | 731.7545 | 717.5855 | 813.5453 | 378.8299 | 100.3275 | 0 | 0 | 44.8995 | 42.3411 | 43.166 | 55.8007 | 0 | 0 | 0 | 0 | 323.353 | 854.0265 | 1024.3771 | 1069.7494 | 0 | 0 | 0 | 0 | -0.22327 | -12.2718 | -24 | -35.3479 | 0 | 0 | 0 | 0 | -5.123 | -252.6688 | -325.9576 | -276.6569 | 0.36691 | 0.38398 | 0.38398 | 0 | -1.8797 | -97.0185 | -125.1596 | 0
7 | 20 | 11 | 785.9428 | 777.1865 | 764.4028 | 868.9702 | 378.8299 | 100.3275 | 0 | 0 | 45.1402 | 42.912 | 44.2697 | 52.4433 | 0 | 0 | 0 | 0 | 363.1363 | 913.7062 | 1103.1887 | 1156.4938 | 0 | 0 | 0 | 0 | -0.22327 | -12 | -24 | -48 | 0 | 0 | 0 | 0 | -0.94045 | -267.7591 | -359.0556 | -291.9669 | 0.36691 | 0.38398 | 0.38398 | 0 | -0.34506 | -102.8129 | -137.8684 | 0
7 | 20 | 12 | 827.9921 | 820.6028 | 809.3486 | 922.3265 | 378.8299 | 100.3275 | 0 | 0 | 43.7818 | 44.408 | 45.7514 | 47.6023 | 0 | 0 | 0 | 0 | 425.2082 | 975.8677 | 1175.959 | 1238.3579 | 0 | 0 | 0 | 0 | -0.22327 | -12 | -24 | -48 | 0 | 0 | 0 | 0 | -19.6045 | -288.0005 | -388.3618 | -315.6337 | 0.36691 | 0.38398 | 0.38398 | 0 | -7.1932 | -110.585 | -149.1212 | 0
7 | 20 | 13 | 863.0277 | 857.4656 | 848.1996 | 968.9085 | 378.8299 | 100.3275 | 0 | 0 | 40.6124 | 46.0364 | 48.8638 | 47.754 | 0 | 0 | 0 | 0 | 543.8834 | 1079.6612 | 1285.975 | 1360.0903 | 0 | 0 | 0 | 0 | -0.22327 | -8.6338 | -13.3198 | -48 | 0 | 0 | 0 | 0 | -100.0747 | -359.9257 | -473.3194 | -390.9357 | 0.36382 | 0.38398 | 0.38398 | 0 | -36.4094 | -138.2025 | -181.7428 | 0
7 | 20 | 14 | 903.3915 | 899.509 | 892.1177 | 1021.3587 | 378.8299 | 100.3275 | 0 | 0 | 48.9887 | 46.5556 | 47.5471 | 49.854 | 0 | 0 | 0 | 0 | 638.481 | 1175.0534 | 1389.3908 | 1460.9218 | 0 | 0 | 0 | 0 | -0.22327 | -6.4208 | -14.0709 | -31.3986 | 0 | 0 | 0 | 0 | -162.6848 | -416.0067 | -530.7493 | -458.0185 | 0.36561 | 0.38398 | 0.38398 | 0 | -59.4788 | -159.7362 | -203.7945 | 0
7 | 20 | 15 | 936.759 | 934.6271 | 929.2258 | 1066.085 | 378.8299 | 100.3275 | 0 | 0 | 43.1114 | 54.5156 | 51.9895 | 62.5602 | 0 | 0 | 0 | 0 | 620.6772 | 1137.3563 | 1350.1456 | 1429.4678 | 0 | 0 | 0 | 0 | -0.22327 | -0.60004 | 0 | 0.15638 | 0 | 0 | 0 | 0 | -105.6362 | -356.9722 | -472.9093 | -426.0994 | 0.36533 | 0.38398 | 0.38025 | 0 | -38.5916 | -137.0685 | -179.8233 | 0
7 | 20 | 16 | 957.7889 | 959.2747 | 957.986 | 1103.0071 | 378.8299 | 100.3275 | 0 | 0 | 40.6723 | 61.8214 | 72.2107 | 81.0568 | 0 | 0 | 0 | 0 | 603.0099 | 1096.993 | 1307.7263 | 1373.8046 | 0 | 0 | 0 | 0 | -0.22327 | -0.60004 | -2.4 | 0.70581 | 0 | 0 | 0 | 0 | -64.5 | -299.2671 | -419.551 | -352.5601 | 0.37414 | 0.38398 | 0.38398 | 0.38586 | -24.1318 | -114.9111 | -161.0971 | -136.0399
7 | 20 | 17 | 966.9084 | 972.6061 | 976.2004 | 1128.5627 | 378.8299 | 100.3275 | 0 | 0 | 43.9105 | 84.1373 | 80.7416 | 83.8291 | 0 | 0 | 0 | 0 | 622.1149 | 1054.6856 | 1253.5056 | 1324.8867 | 283.1967 | 303.0055 | 303.0055 | 303.0055 | -0.22327 | -1.3833 | -1.7395 | -2.4 | 0 | 0 | 0 | 0 | -360.9204 | -568.1663 | -659.3129 | -580.7586 | 0.38366 | 0.35923 | 0.36981 | 0.37601 | -138.4692 | -204.1 | -243.8187 | -218.3735
7 | 20 | 18 | 958.1325 | 967.71 | 975.696 | 1131.8057 | 378.8299 | 100.3275 | 0 | 0 | 47.3402 | 85.16 | 80.7034 | 87.2065 | 0 | 0 | 0 | 0 | 516.3688 | 847.5804 | 1034.246 | 1079.2172 | 283.1967 | 303.0055 | 303.0055 | 303.0055 | -0.22327 | -1.199 | -0.44921 | 0 | 0 | 0 | 0 | 0 | -267.3798 | -367.1644 | -441.8096 | -337.6235 | 0.38585 | 0.38166 | 0.38652 | 0.37341 | -103.1694 | -140.1314 | -170.7705 | -126.072
7 | 20 | 19 | 925.1282 | 936.7293 | 946.9622 | 1100.4058 | 378.8299 | 100.3275 | 0 | 0 | 51.6452 | 97.2778 | 94.627 | 94.9068 | 0 | 0 | 0 | 0 | 433.0014 | 613.1113 | 764.6135 | 793.4825 | 283.1967 | 303.0055 | 303.0055 | 303.0055 | -0.22327 | -3.4122 | -1.6507 | 22.0516 | 0 | 0 | 0 | 0 | -221.3216 | -173.5806 | -213.6331 | -113.0406 | 0.38793 | 0.39411 | 0.38919 | 0.38458 | -85.8584 | -68.4097 | -83.1437 | -43.473
7 | 20 | 20 | 891.0655 | 902.6234 | 912.7909 | 1060.7381 | 378.8299 | 100.3275 | 0 | 0 | 49.4163 | 101.6417 | 106.9003 | 113.4035 | 0 | 0 | 0 | 0 | 450.1559 | 549.7017 | 683.505 | 741.0718 | 283.1967 | 303.0055 | 303.0055 | 303.0055 | -0.13782 | 10.1876 | 12.6965 | 29.2764 | 0 | 0 | 0 | 0 | -270.3956 | -162.2406 | -193.3163 | -126.019 | 0.38829 | 0.40541 | 0.3998 | 0.38892 | -104.9926 | -65.7732 | -77.2882 | -49.0109
7 | 20 | 21 | 864.3348 | 876.3571 | 887.2311 | 1032.0754 | 378.8299 | 100.3275 | 0 | 0 | 49.7069 | 114.9544 | 112.6736 | 120.3532 | 0 | 0 | 0 | 0 | 458.2391 | 549.8252 | 671.5031 | 753.0471 | 283.1967 | 303.0055 | 303.0055 | 303.0055 | 0.117 | 0 | 13.1327 | 16 | 0 | 0 | 0 | 0 | -305.7548 | -191.7555 | -213.0838 | -160.3304 | 0.38736 | 0.40087 | 0.39574 | 0.38805 | -118.4379 | -76.869 | -84.325 | -62.2166
7 | 20 | 22 | 824.3127 | 837.6036 | 850.2762 | 991.4987 | 378.8299 | 100.3275 | 0 | 0 | 50.1179 | 113.1533 | 116.5974 | 125.0056 | 0 | 0 | 0 | 0 | 438.4146 | 524.8698 | 633.4188 | 713.1935 | 283.1967 | 303.0055 | 303.0055 | 303.0055 | 0.17673 | 1.1225 | 6.6886 | 13.9091 | 0 | 0 | 0 | 0 | -326.4232 | -204.875 | -209.434 | -163.6149 | 0.38147 | 0.39646 | 0.3914 | 0.38267 | -124.5198 | -81.2253 | -81.9715 | -62.6108
7 | 20 | 23 | 749.353 | 762.0404 | 774.2707 | 903.5196 | 378.8299 | 100.3275 | 0 | 0 | 48.1554 | 120.2222 | 126.2279 | 133.8858 | 0 | 0 | 0 | 0 | 411.8501 | 491.5164 | 601.462 | 685.7826 | 0 | 0 | 0 | 0 | 0.39182 | 2.6167 | 0.91442 | 18.7363 | 0 | 0 | 0 | 0 | -89.8742 | 47.3577 | 45.6664 | 65.115 | 0.37334 | 0.38975 | 0.38502 | 0.37572 | -33.5534 | 18.4576 | 17.5824 | 24.465
7 | 20 | 24 | 667.8686 | 676.8582 | 684.9906 | 796.7105 | 378.8299 | 100.3275 | 0 | 0 | 43.775 | 131.1282 | 135.5718 | 134.0002 | 0 | 0 | 0 | 0 | 372.8559 | 448.6047 | 559.5056 | 633.8119 | 0 | 0 | 0 | 0 | 0.88365 | 0.93779 | 6.3013 | 16 | 0 | 0 | 0 | 0 | -128.4758 | -4.14 | -16.388 | 12.8984 | 0.36396 | 0.38033 | 0.38357 | 0.36382 | -46.7599 | -1.5746 | -6.2859 | 4.6927
7 | 21 | 1 | 603.7701 | 608.6926 | 612.3046 | 708.7429 | 378.8299 | 100.3275 | 0 | 0 | 30.3891 | 138.3128 | 137.6639 | 123.1092 | 0 | 0 | 0 | 0 | 330.3419 | 403.4488 | 511.2256 | 569.9815 | 0 | 0 | 0 | 0 | -0.22327 | 2.6167 | 6.371 | 3.0798 | 0 | 0 | 0 | 0 | -135.5675 | -36.0131 | -42.9558 | 12.5724 | 0.3644 | 0.37066 | 0.38218 | 0.36382 | -49.4011 | -13.3486 | -16.4167 | 4.5741
7 | 21 | 2 | 561.1776 | 562.6366 | 562.3691 | 647.606 | 378.8299 | 100.3275 | 0 | 0 | 29.3981 | 139.3146 | 136.854 | 117.5889 | 0 | 0 | 0 | 0 | 285.0475 | 345.53 | 438.646 | 490.4396 | 0 | 0 | 0 | 0 | -0.22327 | 5.1009 | 11.0503 | 0 | 0 | 0 | 0 | 0 | -131.8746 | -27.6363 | -24.1812 | 39.5774 | 0.3644 | 0.36878 | 0.38135 | 0.36382 | -48.0555 | -10.1917 | -9.2216 | 14.3991
7 | 21 | 3 | 531.1744 | 529.2576 | 525.165 | 601.1812 | 378.8299 | 100.3275 | 0 | 0 | 28.341 | 135.7717 | 132.5774 | 96.5859 | 0 | 0 | 0 | 0 | 246.5626 | 291.9616 | 366.3934 | 407.0044 | 0 | 0 | 0 | 0 | -0.17534 | 8.6491 | 12.2104 | 0 | 0 | 0 | 0 | 0 | -122.3837 | -7.4522 | 13.9837 | 97.591 | 0.36651 | 0.3648 | 0.37847 | 0.36382 | -44.8544 | -2.7186 | 5.2924 | 35.5057
7 | 21 | 4 | 513.0887 | 508.094 | 500.4331 | 569.2786 | 378.8299 | 100.3275 | 0 | 0 | 32.4728 | 111.7312 | 107.7752 | 105.1904 | 0 | 0 | 0 | 0 | 228.3803 | 257.019 | 318.0508 | 363.2031 | 0 | 0 | 0 | 0 | -0.041319 | 13.0833 | 12.2186 | 0 | 0 | 0 | 0 | 0 | -126.5531 | 25.933 | 62.3885 | 100.8852 | 0.36512 | 0.37056 | 0.38415 | 0.36382 | -46.2075 | 9.6098 | 23.9664 | 36.7042
7 | 21 | 5 | 501.7814 | 493.7859 | 482.5841 | 545.2638 | 378.8299 | 100.3275 | 0 | 0 | 46.8243 | 95.4305 | 92.4125 | 92.5738 | 0 | 0 | 0 | 0 | 178.7413 | 199.446 | 248.4958 | 296.9002 | 0 | 0 | 0 | 0 | 0.65105 | 3.0627 | -4.6844 | 24.6002 | 0 | 0 | 0 | 0 | -103.2652 | 95.5192 | 146.3602 | 131.1896 | 0.36404 | 0.37803 | 0.38589 | 0.36382 | -37.593 | 36.1091 | 56.4787 | 47.7296
7 | 21 | 6 | 501.3743 | 490.3623 | 475.5162 | 533.4935 | 378.8299 | 100.3275 | 0 | 0 | 51.3113 | 94.2331 | 91.8548 | 89.7018 | 0 | 0 | 0 | 0 | 114.8156 | 223.025 | 282.5512 | 337.9572 | 0 | 0 | 0 | 0 | 0.36984 | 8.7777 | 12.0012 | -10.6542 | 0 | 0 | 0 | 0 | -43.9523 | 63.999 | 89.1091 | 116.4887 | 0.36811 | 0.37383 | 0.38312 | 0.36387 | -16.1791 | 23.9248 | 34.1392 | 42.3866
7 | 21 | 7 | 516.1849 | 502.5644 | 484.5078 | 540.6462 | 378.8299 | 100.3275 | 0 | 0 | 50.3416 | 90.8559 | 88.4773 | 71.2051 | 0 | 0 | 0 | 0 | 122.7853 | 360.9652 | 437.2383 | 492.3882 | 0 | 0 | 0 | 0 | -0.13886 | -3.2681 | -3.674 | 0 | 0 | 0 | 0 | 0 | -35.633 | -46.3161 | -37.5338 | -22.9472 | 0.37184 | 0.3586 | 0.37474 | 0.37002 | -13.2497 | -16.6088 | -14.0653 | -8.4908
7 | 21 | 8 | 545.6919 | 531.1523 | 511.8449 | 570.8357 | 378.8299 | 100.3275 | 0 | 0 | 40.5996 | 72.2394 | 69.7741 | 68.4323 | 0 | 0 | 0 | 0 | 200.9589 | 555.161 | 659.5696 | 698.6851 | 0 | 0 | 0 | 0 | -0.22327 | -2.7345 | -3.1792 | 0 | 0 | 0 | 0 | 0 | -74.4733 | -193.8411 | -214.3197 | -196.2817 | 0.37003 | 0.38103 | 0.36475 | 0.38586 | -27.5571 | -73.8589 | -78.1734 | -75.7381
7 | 21 | 9 | 594.339 | 580.7262 | 562.3249 | 629.8293 | 378.8299 | 100.3275 | 0 | 0 | 48.7484 | 52.1772 | 51.098 | 62.2803 | 0 | 0 | 0 | 0 | 266.7575 | 696.6072 | 826.9988 | 862.464 | 0 | 0 | 0 | 0 | -0.22327 | -12.8963 | -18.1998 | -0.48 | 0 | 0 | 0 | 0 | -99.7736 | -255.4894 | -297.572 | -294.435 | 0.36691 | 0.38398 | 0.38398 | 0 | -36.6083 | -98.1016 | -114.2602 | 0
7 | 21 | 10 | 644.8917 | 632.1239 | 614.651 | 691.1888 | 378.8299 | 100.3275 | 0 | 0 | 44.8995 | 42.3411 | 43.166 | 55.8007 | 0 | 0 | 0 | 0 | 302.8531 | 778.4081 | 926.9418 | 963.4088 | 0 | 0 | 0 | 0 | -0.22327 | -12.2718 | -24 | -35.3479 | 0 | 0 | 0 | 0 | -81.4675 | -276.681 | -331.4568 | -292.6728 | 0.36691 | 0.38398 | 0.38398 | 0 | -29.8916 | -106.2386 | -127.2711 | 0
7 | 21 | 11 | 692.0492 | 680.586 | 664.5922 | 750.3211 | 378.8299 | 100.3275 | 0 | 0 | 45.1402 | 42.912 | 44.2697 | 52.4433 | 0 | 0 | 0 | 0 | 321.1537 | 803.3133 | 965.0493 | 1000.8748 | 0 | 0 | 0 | 0 | -0.22327 | -12 | -24 | -48 | 0 | 0 | 0 | 0 | -52.8514 | -253.9668 | -320.7268 | -254.997 | 0.36691 | 0.38398 | 0.38398 | 0 | -19.3919 | -97.5169 | -123.1511 | 0
7 | 21 | 12 | 729.2985 | 719.0813 | 704.4745 | 797.6761 | 378.8299 | 100.3275 | 0 | 0 | 43.7818 | 44.408 | 45.7514 | 47.6023 | 0 | 0 | 0 | 0 | 344.9391 | 827.3819 | 1002.1559 | 1047.4468 | 0 | 0 | 0 | 0 | -0.22327 | -12 | -24 | -48 | 0 | 0 | 0 | 0 | -38.029 | -241.0362 | -319.4328 | -249.373 | 0.36691 | 0.38398 | 0.38398 | 0 | -13.9534 | -92.5519 | -122.6542 | 0
7 | 21 | 13 | 765.8757 | 757.532 | 744.9684 | 846.213 | 378.8299 | 100.3275 | 0 | 0 | 40.6124 | 46.0364 | 48.8638 | 47.754 | 0 | 0 | 0 | 0 | 375.1024 | 848.4971 | 1033.5856 | 1082.2862 | 0 | 0 | 0 | 0 | -0.22327 | -8.6338 | -13.3198 | -48 | 0 | 0 | 0 | 0 | -28.4457 | -228.6952 | -324.1611 | -235.8272 | 0.36382 | 0.38398 | 0.38398 | 0 | -10.3492 | -87.8133 | -124.4698 | 0
7 | 21 | 14 | 801.1222 | 794.3136 | 783.4536 | 892.208 | 378.8299 | 100.3275 | 0 | 0 | 48.9887 | 46.5556 | 47.5471 | 49.854 | 0 | 0 | 0 | 0 | 387.6473 | 866.3316 | 1054.106 | 1122.8629 | 0 | 0 | 0 | 0 | -0.22327 | -6.4208 | -14.0709 | -31.3986 | 0 | 0 | 0 | 0 | -14.1204 | -212.4802 | -304.1286 | -249.1103 | 0.36561 | 0.38398 | 0.38398 | 0 | -5.1625 | -81.5871 | -116.7778 | 0
7 | 21 | 15 | 834.4249 | 829.3704 | 820.5045 | 936.8717 | 378.8299 | 100.3275 | 0 | 0 | 43.1114 | 54.5156 | 51.9895 | 62.5602 | 0 | 0 | 0 | 0 | 410.6232 | 886.9533 | 1078.6711 | 1148.3573 | 0 | 0 | 0 | 0 | -0.22327 | -0.60004 | 0 | 0.15638 | 0 | 0 | 0 | 0 | 2.0837 | -211.8261 | -310.1561 | -274.2022 | 0.36533 | 0.38398 | 0.38025 | 0 | 0.76123 | -81.3359 | -117.9366 | 0
7 | 21 | 16 | 860.0363 | 858.7327 | 854.1377 | 979.5877 | 378.8299 | 100.3275 | 0 | 0 | 40.6723 | 61.8214 | 72.2107 | 81.0568 | 0 | 0 | 0 | 0 | 422.7723 | 886.0856 | 1071.0396 | 1161.7495 | 0 | 0 | 0 | 0 | -0.22327 | -0.60004 | -2.4 | 0.70581 | 0 | 0 | 0 | 0 | 17.9851 | -188.9017 | -286.7126 | -263.9244 | 0.37414 | 0.38398 | 0.38398 | 0.38586 | 6.7289 | -72.5335 | -110.0905 | -101.8386
7 | 21 | 17 | 883.398 | 886.7126 | 887.4822 | 1023.1246 | 378.8299 | 100.3275 | 0 | 0 | 43.9105 | 84.1373 | 80.7416 | 83.8291 | 0 | 0 | 0 | 0 | 387.3241 | 808.6249 | 988.7246 | 1104.7886 | 283.1967 | 303.0055 | 303.0055 | 303.0055 | -0.22327 | -1.3833 | -1.7395 | -2.4 | 0 | 0 | 0 | 0 | -209.64 | -407.9992 | -483.25 | -466.0985 | 0.38366 | 0.35923 | 0.36981 | 0.37601 | -80.4296 | -146.5638 | -178.7094 | -175.2597
7 | 21 | 18 | 890.1482 | 897.79 | 903.4819 | 1045.9865 | 378.8299 | 100.3275 | 0 | 0 | 47.3402 | 85.16 | 80.7034 | 87.2065 | 0 | 0 | 0 | 0 | 342.5186 | 672.397 | 838.8547 | 922.0581 | 283.1967 | 303.0055 | 303.0055 | 303.0055 | -0.22327 | -1.199 | -0.44921 | 0 | 0 | 0 | 0 | 0 | -161.5139 | -261.9009 | -318.6325 | -266.2836 | 0.38585 | 0.38166 | 0.38652 | 0.37341 | -62.3207 | -99.9567 | -123.1594 | -99.433
7 | 21 | 19 | 879.3384 | 889.6282 | 898.3066 | 1042.5758 | 378.8299 | 100.3275 | 0 | 0 | 51.6452 | 97.2778 | 94.627 | 94.9068 | 0 | 0 | 0 | 0 | 333.9553 | 513.7272 | 652.8747 | 745.5714 | 283.1967 | 303.0055 | 303.0055 | 303.0055 | -0.22327 | -3.4122 | -1.6507 | 22.0516 | 0 | 0 | 0 | 0 | -168.0653 | -121.2975 | -150.5499 | -122.9595 | 0.38793 | 0.39411 | 0.38919 | 0.38458 | -65.1984 | -47.8044 | -58.5924 | -47.2876
7 | 21 | 20 | 851.2096 | 861.6226 | 870.4326 | 1010.3892 | 378.8299 | 100.3275 | 0 | 0 | 49.4163 | 101.6417 | 106.9003 | 113.4035 | 0 | 0 | 0 | 0 | 351.202 | 446.3431 | 583.442 | 660.2312 | 283.1967 | 303.0055 | 303.0055 | 303.0055 | -0.13782 | 10.1876 | 12.6965 | 29.2764 | 0 | 0 | 0 | 0 | -211.2976 | -99.8828 | -135.6116 | -95.5273 | 0.38829 | 0.40541 | 0.3998 | 0.38892 | -82.0453 | -40.493 | -54.2178 | -37.1521
7 | 21 | 21 | 832.6197 | 843.7287 | 853.5197 | 992.0024 | 378.8299 | 100.3275 | 0 | 0 | 49.7069 | 114.9544 | 112.6736 | 120.3532 | 0 | 0 | 0 | 0 | 339.7446 | 429.1408 | 553.2812 | 607.2936 | 283.1967 | 303.0055 | 303.0055 | 303.0055 | 0.117 | 0 | 13.1327 | 16 | 0 | 0 | 0 | 0 | -218.9754 | -103.6994 | -128.5732 | -54.6499 | 0.38736 | 0.40087 | 0.39574 | 0.38805 | -84.8229 | -41.57 | -50.8811 | -21.207
7 | 21 | 22 | 800.6377 | 813.2473 | 825.1122 | 961.5865 | 378.8299 | 100.3275 | 0 | 0 | 50.1179 | 113.1533 | 116.5974 | 125.0056 | 0 | 0 | 0 | 0 | 322.0412 | 406.5911 | 506.956 | 552.324 | 283.1967 | 303.0055 | 303.0055 | 303.0055 | 0.17673 | 1.1225 | 6.6886 | 13.9091 | 0 | 0 | 0 | 0 | -233.7248 | -110.9525 | -108.1352 | -32.6576 | 0.38147 | 0.39646 | 0.3914 | 0.38267 | -89.1584 | -43.9885 | -42.3236 | -12.4971
7 | 21 | 23 | 729.9968 | 742.1234 | 753.6884 | 879.0497 | 378.8299 | 100.3275 | 0 | 0 | 48.1554 | 120.2222 | 126.2279 | 133.8858 | 0 | 0 | 0 | 0 | 330.0374 | 404.1104 | 496.2786 | 536.4639 | 0 | 0 | 0 | 0 | 0.39182 | 2.6167 | 0.91442 | 18.7363 | 0 | 0 | 0 | 0 | -27.4178 | 114.8466 | 130.2675 | 189.9637 | 0.37334 | 0.38975 | 0.38502 | 0.37572 | -10.2361 | 44.7614 | 50.1552 | 71.3731
7 | 21 | 24 | 653.6707 | 662.2485 | 669.8925 | 778.7602 | 378.8299 | 100.3275 | 0 | 0 | 43.775 | 131.1282 | 135.5718 | 134.0002 | 0 | 0 | 0 | 0 | 294.4627 | 350.2447 | 442.9094 | 471.5233 | 0 | 0 | 0 | 0 | 0.88365 | 0.93779 | 6.3013 | 16 | 0 | 0 | 0 | 0 | -64.2806 | 79.6104 | 85.1101 | 157.2367 | 0.36396 | 0.38033 | 0.38357 | 0.36382 | -23.3955 | 30.2782 | 32.6455 | 57.2061
7 | 22 | 1 | 594.4653 | 599.1178 | 602.4095 | 696.9783 | 378.8299 | 100.3275 | 0 | 0 | 30.3891 | 138.3128 | 137.6639 | 123.1092 | 0 | 0 | 0 | 0 | 273.076 | 318.244 | 412.3119 | 436.1471 | 0 | 0 | 0 | 0 | -0.22327 | 2.6167 | 6.371 | 3.0798 | 0 | 0 | 0 | 0 | -87.6064 | 39.6169 | 46.0627 | 134.6422 | 0.3644 | 0.37066 | 0.38218 | 0.36382 | -31.924 | 14.6843 | 17.604 | 48.9858
7 | 22 | 2 | 551.8887 | 553.0756 | 552.4852 | 635.8522 | 378.8299 | 100.3275 | 0 | 0 | 29.3981 | 139.3146 | 136.854 | 117.5889 | 0 | 0 | 0 | 0 | 297.4612 | 328.4512 | 406.248 | 424.768 | 0 | 0 | 0 | 0 | -0.22327 | 5.1009 | 11.0503 | 0 | 0 | 0 | 0 | 0 | -153.5773 | -20.1185 | -1.6671 | 93.4952 | 0.3644 | 0.36878 | 0.38135 | 0.36382 | -55.964 | -7.4193 | -0.63576 | 34.0156
7 | 22 | 3 | 523.4521 | 521.3088 | 516.9474 | 591.4086 | 378.8299 | 100.3275 | 0 | 0 | 28.341 | 135.7717 | 132.5774 | 96.5859 | 0 | 0 | 0 | 0 | 289.5373 | 309.2805 | 363.8161 | 381.8027 | 0 | 0 | 0 | 0 | -0.17534 | 8.6491 | 12.2104 | 0 | 0 | 0 | 0 | 0 | -173.0807 | -32.7199 | 8.3434 | 113.0201 | 0.36651 | 0.3648 | 0.37847 | 0.36382 | -63.4352 | -11.9363 | 3.1577 | 41.1192
7 | 22 | 4 | 504.2463 | 498.9892 | 491.0165 | 558.077 | 378.8299 | 100.3275 | 0 | 0 | 32.4728 | 111.7312 | 107.7752 | 105.1904 | 0 | 0 | 0 | 0 | 269.5656 | 283.5408 | 323.5522 | 344.6283 | 0 | 0 | 0 | 0 | -0.041319 | 13.0833 | 12.2186 | 0 | 0 | 0 | 0 | 0 | -176.5808 | -9.6936 | 47.4705 | 108.2583 | 0.36512 | 0.37056 | 0.38415 | 0.36382 | -64.4738 | -3.5921 | 18.2357 | 39.3867
7 | 22 | 5 | 490.9432 | 482.6251 | 471.0401 | 531.5306 | 378.8299 | 100.3275 | 0 | 0 | 46.8243 | 95.4305 | 92.4125 | 92.5738 | 0 | 0 | 0 | 0 | 259.1025 | 264.9325 | 296.829 | 328.2965 | 0 | 0 | 0 | 0 | 0.65105 | 3.0627 | -4.6844 | 24.6002 | 0 | 0 | 0 | 0 | -194.4645 | 18.8719 | 86.4829 | 86.0602 | 0.36404 | 0.37803 | 0.38589 | 0.36382 | -70.7936 | 7.1341 | 33.3727 | 31.3106
7 | 22 | 6 | 490.692 | 479.3543 | 464.1211 | 519.9296 | 378.8299 | 100.3275 | 0 | 0 | 51.3113 | 94.2331 | 91.8548 | 89.7018 | 0 | 0 | 0 | 0 | 205.3806 | 280.0938 | 330.4817 | 356.8588 | 0 | 0 | 0 | 0 | 0.36984 | 8.7777 | 12.0012 | -10.6542 | 0 | 0 | 0 | 0 | -145.1997 | -4.0778 | 29.7834 | 84.0232 | 0.36811 | 0.37383 | 0.38312 | 0.36387 | -53.4488 | -1.5244 | 11.4105 | 30.5734
7 | 22 | 7 | 498.0187 | 483.858 | 465.1598 | 517.6297 | 378.8299 | 100.3275 | 0 | 0 | 50.3416 | 90.8559 | 88.4773 | 71.2051 | 0 | 0 | 0 | 0 | 185.5906 | 384.3195 | 464.4416 | 470.1482 | 0 | 0 | 0 | 0 | -0.13886 | -3.2681 | -3.674 | 0 | 0 | 0 | 0 | 0 | -116.6046 | -88.3768 | -84.0851 | -23.7237 | 0.37184 | 0.3586 | 0.37474 | 0.37002 | -43.3581 | -31.6916 | -31.5097 | -8.7782
7 | 22 | 8 | 523.5911 | 508.396 | 488.3102 | 542.8403 | 378.8299 | 100.3275 | 0 | 0 | 40.5996 | 72.2394 | 69.7741 | 68.4323 | 0 | 0 | 0 | 0 | 216.6706 | 512.4703 | 614.7426 | 618.2719 | 0 | 0 | 0 | 0 | -0.22327 | -2.7345 | -3.1792 | 0 | 0 | 0 | 0 | 0 | -112.2857 | -173.9067 | -193.0274 | -143.8639 | 0.37003 | 0.38103 | 0.36475 | 0.38586 | -41.5487 | -66.2633 | -70.407 | -55.5119
7 | 22 | 9 | 572.4124 | 558.1482 | 538.9733 | 602.0505 | 378.8299 | 100.3275 | 0 | 0 | 48.7484 | 52.1772 | 51.098 | 62.2803 | 0 | 0 | 0 | 0 | 240.5385 | 583.7216 | 697.4907 | 704.4699 | 0 | 0 | 0 | 0 | -0.22327 | -12.8963 | -18.1998 | -0.48 | 0 | 0 | 0 | 0 | -95.4812 | -165.1818 | -191.4156 | -164.2197 | 0.36691 | 0.38398 | 0.38398 | 0 | -35.0334 | -63.4257 | -73.4988 | 0
7 | 22 | 10 | 623.7095 | 610.3136 | 592.0948 | 664.3574 | 378.8299 | 100.3275 | 0 | 0 | 44.8995 | 42.3411 | 43.166 | 55.8007 | 0 | 0 | 0 | 0 | 264.7276 | 667.0279 | 790.5338 | 808.4965 | 0 | 0 | 0 | 0 | -0.22327 | -12.2718 | -24 | -35.3479 | 0 | 0 | 0 | 0 | -64.5242 | -187.1111 | -217.605 | -164.5919 | 0.36691 | 0.38398 | 0.38398 | 0 | -23.6748 | -71.846 | -83.5549 | 0
7 | 22 | 11 | 670.5978 | 658.5106 | 641.7765 | 723.1935 | 378.8299 | 100.3275 | 0 | 0 | 45.1402 | 42.912 | 44.2697 | 52.4433 | 0 | 0 | 0 | 0 | 267.7956 | 680.9395 | 808.4614 | 848.8136 | 0 | 0 | 0 | 0 | -0.22327 | -12 | -24 | -48 | 0 | 0 | 0 | 0 | -20.9447 | -153.6683 | -186.9546 | -130.0634 | 0.36691 | 0.38398 | 0.38398 | 0 | -7.6849 | -59.0048 | -71.7859 | 0
7 | 22 | 12 | 713.3387 | 702.657 | 687.4991 | 777.4922 | 378.8299 | 100.3275 | 0 | 0 | 43.7818 | 44.408 | 45.7514 | 47.6023 | 0 | 0 | 0 | 0 | 271.8859 | 698.238 | 831.7137 | 897.0754 | 0 | 0 | 0 | 0 | -0.22327 | -12 | -24 | -48 | 0 | 0 | 0 | 0 | 19.0643 | -128.3165 | -165.966 | -119.1855 | 0.36691 | 0.38398 | 0.38398 | 0 | 6.995 | -49.2704 | -63.7268 | 0
7 | 22 | 13 | 748.5399 | 739.6985 | 726.5448 | 824.3143 | 378.8299 | 100.3275 | 0 | 0 | 40.6124 | 46.0364 | 48.8638 | 47.754 | 0 | 0 | 0 | 0 | 304.3349 | 742.8161 | 884.941 | 939.6715 | 0 | 0 | 0 | 0 | -0.22327 | -8.6338 | -13.3198 | -48 | 0 | 0 | 0 | 0 | 24.986 | -140.8477 | -193.9401 | -115.1112 | 0.36382 | 0.38398 | 0.38398 | 0 | 9.0905 | -54.082 | -74.4682 | 0
7 | 22 | 14 | 788.9651 | 781.8115 | 770.5426 | 876.8657 | 378.8299 | 100.3275 | 0 | 0 | 48.9887 | 46.5556 | 47.5471 | 49.854 | 0 | 0 | 0 | 0 | 363.4931 | 838.6996 | 983.113 | 1042.7628 | 0 | 0 | 0 | 0 | -0.22327 | -6.4208 | -14.0709 | -31.3986 | 0 | 0 | 0 | 0 | -2.1233 | -197.3504 | -246.0466 | -184.3524 | 0.36561 | 0.38398 | 0.38398 | 0 | -0.77628 | -75.7776 | -94.4757 | 0
7 | 22 | 15 | 822.895 | 817.5161 | 808.2661 | 922.3317 | 378.8299 | 100.3275 | 0 | 0 | 43.1114 | 54.5156 | 51.9895 | 62.5602 | 0 | 0 | 0 | 0 | 406.2345 | 830.424 | 974.818 | 1045.2003 | 0 | 0 | 0 | 0 | -0.22327 | -0.60004 | 0 | 0.15638 | 0 | 0 | 0 | 0 | -5.0576 | -167.151 | -218.5413 | -185.5852 | 0.36533 | 0.38398 | 0.38025 | 0 | -1.8477 | -64.1818 | -83.1001 | 0
7 | 22 | 16 | 856.9389 | 855.5484 | 850.8504 | 975.6824 | 378.8299 | 100.3275 | 0 | 0 | 40.6723 | 61.8214 | 72.2107 | 81.0568 | 0 | 0 | 0 | 0 | 426.1211 | 824.5845 | 969.8519 | 1059.1923 | 0 | 0 | 0 | 0 | -0.22327 | -0.60004 | -2.4 | 0.70581 | 0 | 0 | 0 | 0 | 11.5389 | -130.585 | -188.8122 | -165.2725 | 0.37414 | 0.38398 | 0.38398 | 0.38586 | 4.3171 | -50.1414 | -72.4992 | -63.7725
7 | 22 | 17 | 885.3458 | 888.7207 | 889.5618 | 1025.6009 | 378.8299 | 100.3275 | 0 | 0 | 43.9105 | 84.1373 | 80.7416 | 83.8291 | 0 | 0 | 0 | 0 | 463.6715 | 814.8547 | 957.2046 | 1068.2549 | 283.1967 | 303.0055 | 303.0055 | 303.0055 | -0.22327 | -1.3833 | -1.7395 | -2.4 | 0 | 0 | 0 | 0 | -284.0395 | -412.2209 | -449.6504 | -427.0885 | 0.38366 | 0.35923 | 0.36981 | 0.37601 | -108.9734 | -148.0804 | -166.284 | -160.5914
7 | 22 | 18 | 898.4662 | 906.3538 | 912.3375 | 1056.5197 | 378.8299 | 100.3275 | 0 | 0 | 47.3402 | 85.16 | 80.7034 | 87.2065 | 0 | 0 | 0 | 0 | 418.5883 | 692.9695 | 824.7442 | 923.1755 | 283.1967 | 303.0055 | 303.0055 | 303.0055 | -0.22327 | -1.199 | -0.44921 | 0 | 0 | 0 | 0 | 0 | -229.2657 | -273.9098 | -295.6664 | -256.8678 | 0.38585 | 0.38166 | 0.38652 | 0.37341 | -88.463 | -104.54 | -114.2824 | -95.917
7 | 22 | 19 | 893.7173 | 904.4339 | 913.619 | 1060.7909 | 378.8299 | 100.3275 | 0 | 0 | 51.6452 | 97.2778 | 94.627 | 94.9068 | 0 | 0 | 0 | 0 | 399.4819 | 560.7623 | 674.3177 | 757.4744 | 283.1967 | 303.0055 | 303.0055 | 303.0055 | -0.22327 | -3.4122 | -1.6507 | 22.0516 | 0 | 0 | 0 | 0 | -219.2131 | -153.527 | -156.6804 | -116.6475 | 0.38793 | 0.39411 | 0.38919 | 0.38458 | -85.0404 | -60.5063 | -60.9783 | -44.8601
7 | 22 | 20 | 871.5031 | 882.5062 | 892.0163 | 1036.0519 | 378.8299 | 100.3275 | 0 | 0 | 49.4163 | 101.6417 | 106.9003 | 113.4035 | 0 | 0 | 0 | 0 | 359.6731 | 461.8237 | 571.5357 | 627.2272 | 283.1967 | 303.0055 | 303.0055 | 303.0055 | -0.13782 | 10.1876 | 12.6965 | 29.2764 | 0 | 0 | 0 | 0 | -199.4752 | -94.4798 | -102.1215 | -36.8607 | 0.38829 | 0.40541 | 0.3998 | 0.38892 | -77.4548 | -38.3026 | -40.8284 | -14.3357
7 | 22 | 21 | 856.0416 | 867.8293 | 878.4253 | 1021.6123 | 378.8299 | 100.3275 | 0 | 0 | 49.7069 | 114.9544 | 112.6736 | 120.3532 | 0 | 0 | 0 | 0 | 362.9368 | 465.4818 | 565.8281 | 596.3321 | 283.1967 | 303.0055 | 303.0055 | 303.0055 | 0.117 | 0 | 13.1327 | 16 | 0 | 0 | 0 | 0 | -218.7457 | -115.9399 | -116.2145 | -14.0785 | 0.38736 | 0.40087 | 0.39574 | 0.38805 | -84.7339 | -46.4768 | -45.9903 | -5.4632
7 | 22 | 22 | 826.0618 | 839.3914 | 852.1094 | 993.6661 | 378.8299 | 100.3275 | 0 | 0 | 50.1179 | 113.1533 | 116.5974 | 125.0056 | 0 | 0 | 0 | 0 | 364.2306 | 460.0975 | 545.7356 | 596.2707 | 283.1967 | 303.0055 | 303.0055 | 303.0055 | 0.17673 | 1.1225 | 6.6886 | 13.9091 | 0 | 0 | 0 | 0 | -250.49 | -138.3148 | -119.9176 | -44.5248 | 0.38147 | 0.39646 | 0.3914 | 0.38267 | -95.5538 | -54.8366 | -46.9352 | -17.0384
7 | 22 | 23 | 743.1473 | 755.6418 | 767.6425 | 895.6261 | 378.8299 | 100.3275 | 0 | 0 | 48.1554 | 120.2222 | 126.2279 | 133.8858 | 0 | 0 | 0 | 0 | 362.6339 | 452.3768 | 538.3188 | 587.3534 | 0 | 0 | 0 | 0 | 0.39182 | 2.6167 | 0.91442 | 18.7363 | 0 | 0 | 0 | 0 | -46.8637 | 80.0986 | 102.1814 | 155.6506 | 0.37334 | 0.38975 | 0.38502 | 0.37572 | -17.496 | 31.2184 | 39.3416 | 58.481
7 | 22 | 24 | 652.5036 | 661.0446 | 668.6449 | 777.274 | 378.8299 | 100.3275 | 0 | 0 | 43.775 | 131.1282 | 135.5718 | 134.0002 | 0 | 0 | 0 | 0 | 338.9413 | 424.2707 | 509.9598 | 548.0857 | 0 | 0 | 0 | 0 | 0.88365 | 0.93779 | 6.3013 | 16 | 0 | 0 | 0 | 0 | -109.9263 | 4.3804 | 16.812 | 79.188 | 0.36396 | 0.38033 | 0.38357 | 0.36382 | -40.0087 | 1.666 | 6.4486 | 28.8103
7 | 23 | 1 | 587.709 | 592.1728 | 595.241 | 688.463 | 378.8299 | 100.3275 | 0 | 0 | 30.3891 | 138.3128 | 137.6639 | 123.1092 | 0 | 0 | 0 | 0 | 334.6155 | 409.8832 | 496.2492 | 520.5574 | 0 | 0 | 0 | 0 | -0.22327 | 2.6167 | 6.371 | 3.0798 | 0 | 0 | 0 | 0 | -155.9022 | -58.9674 | -45.0431 | 41.7165 | 0.3644 | 0.37066 | 0.38218 | 0.36382 | -56.8112 | -21.8568 | -17.2144 | 15.1774
7 | 23 | 2 | 547.1587 | 548.2199 | 547.4809 | 629.9142 | 378.8299 | 100.3275 | 0 | 0 | 29.3981 | 139.3146 | 136.854 | 117.5889 | 0 | 0 | 0 | 0 | 330.7063 | 391.7379 | 467.954 | 484.941 | 0 | 0 | 0 | 0 | -0.22327 | 5.1009 | 11.0503 | 0 | 0 | 0 | 0 | 0 | -191.5524 | -88.261 | -68.3774 | 27.3843 | 0.3644 | 0.36878 | 0.38135 | 0.36382 | -69.8022 | -32.5488 | -26.076 | 9.963
7 | 23 | 3 | 524.388 | 522.2802 | 517.9616 | 592.6231 | 378.8299 | 100.3275 | 0 | 0 | 28.341 | 135.7717 | 132.5774 | 96.5859 | 0 | 0 | 0 | 0 | 324.6497 | 361.9279 | 421.2408 | 437.7402 | 0 | 0 | 0 | 0 | -0.17534 | 8.6491 | 12.2104 | 0 | 0 | 0 | 0 | 0 | -207.2572 | -84.3959 | -48.0671 | 58.2971 | 0.36651 | 0.3648 | 0.37847 | 0.36382 | -75.9611 | -30.7878 | -18.1919 | 21.2097
7 | 23 | 4 | 511.9908 | 506.9782 | 499.2969 | 567.9421 | 378.8299 | 100.3275 | 0 | 0 | 32.4728 | 111.7312 | 107.7752 | 105.1904 | 0 | 0 | 0 | 0 | 291.3078 | 311.1658 | 357.8552 | 371.8371 | 0 | 0 | 0 | 0 | -0.041319 | 13.0833 | 12.2186 | 0 | 0 | 0 | 0 | 0 | -190.5784 | -29.3296 | 21.448 | 90.9147 | 0.36512 | 0.37056 | 0.38415 | 0.36382 | -69.5847 | -10.8684 | 8.2392 | 33.0767
7 | 23 | 5 | 513.0518 | 505.4096 | 494.6286 | 559.6109 | 378.8299 | 100.3275 | 0 | 0 | 46.8243 | 95.4305 | 92.4125 | 92.5738 | 0 | 0 | 0 | 0 | 306.372 | 321.4296 | 357.5302 | 367.9797 | 0 | 0 | 0 | 0 | 0.65105 | 3.0627 | -4.6844 | 24.6002 | 0 | 0 | 0 | 0 | -219.6255 | -14.8406 | 49.3703 | 74.4572 | 0.36404 | 0.37803 | 0.38589 | 0.36382 | -79.9532 | -5.6102 | 19.0514 | 27.0891
7 | 23 | 6 | 537.3426 | 527.413 | 513.8532 | 579.1128 | 378.8299 | 100.3275 | 0 | 0 | 51.3113 | 94.2331 | 91.8548 | 89.7018 | 0 | 0 | 0 | 0 | 280.2473 | 325.9992 | 375.2876 | 378.5264 | 0 | 0 | 0 | 0 | 0.36984 | 8.7777 | 12.0012 | -10.6542 | 0 | 0 | 0 | 0 | -173.4157 | -1.9244 | 34.7096 | 121.5388 | 0.36811 | 0.37383 | 0.38312 | 0.36387 | -63.8353 | -0.71942 | 13.2978 | 44.2241
7 | 23 | 7 | 584.8304 | 573.2281 | 557.5671 | 627.5351 | 378.8299 | 100.3275 | 0 | 0 | 50.3416 | 90.8559 | 88.4773 | 71.2051 | 0 | 0 | 0 | 0 | 230.2014 | 359.6144 | 432.3396 | 432.9693 | 0 | 0 | 0 | 0 | -0.13886 | -3.2681 | -3.674 | 0 | 0 | 0 | 0 | 0 | -74.4036 | 25.6984 | 40.4242 | 123.3606 | 0.37184 | 0.3586 | 0.37474 | 0.37002 | -27.6662 | 9.2153 | 15.1484 | 45.6454
7 | 23 | 8 | 642.2302 | 630.496 | 614.5169 | 692.9091 | 378.8299 | 100.3275 | 0 | 0 | 40.5996 | 72.2394 | 69.7741 | 68.4323 | 0 | 0 | 0 | 0 | 238.0802 | 458.1824 | 550.6786 | 561.0936 | 0 | 0 | 0 | 0 | -0.22327 | -2.7345 | -3.1792 | 0 | 0 | 0 | 0 | 0 | -15.0562 | 2.4813 | -2.7566 | 63.3832 | 0.37003 | 0.38103 | 0.36475 | 0.38586 | -5.5712 | 0.94544 | -1.0055 | 24.4573
7 | 23 | 9 | 700.6911 | 690.165 | 675.4254 | 764.2978 | 378.8299 | 100.3275 | 0 | 0 | 48.7484 | 52.1772 | 51.098 | 62.2803 | 0 | 0 | 0 | 0 | 293.5633 | 603.8496 | 710.954 | 742.9994 | 0 | 0 | 0 | 0 | -0.22327 | -12.8963 | -18.1998 | -0.48 | 0 | 0 | 0 | 0 | -20.2273 | -53.293 | -68.4267 | -40.502 | 0.36691 | 0.38398 | 0.38398 | 0 | -7.4217 | -20.4632 | -26.2741 | 0
7 | 23 | 10 | 747.2911 | 737.5003 | 723.5593 | 820.678 | 378.8299 | 100.3275 | 0 | 0 | 44.8995 | 42.3411 | 43.166 | 55.8007 | 0 | 0 | 0 | 0 | 313.4555 | 696.0279 | 814.5749 | 865.1038 | 0 | 0 | 0 | 0 | -0.22327 | -12.2718 | -24 | -35.3479 | 0 | 0 | 0 | 0 | 10.3295 | -88.9244 | -110.1816 | -64.8785 | 0.36691 | 0.38398 | 0.38398 | 0 | 3.79 | -34.1448 | -42.307 | 0
7 | 23 | 11 | 796.4632 | 788.0412 | 775.6558 | 882.3788 | 378.8299 | 100.3275 | 0 | 0 | 45.1402 | 42.912 | 44.2697 | 52.4433 | 0 | 0 | 0 | 0 | 320.7346 | 717.6391 | 843.9978 | 905.1408 | 0 | 0 | 0 | 0 | -0.22327 | -12 | -24 | -48 | 0 | 0 | 0 | 0 | 51.9817 | -60.8373 | -88.6118 | -27.2053 | 0.36691 | 0.38398 | 0.38398 | 0 | 19.0728 | -23.36 | -34.0247 | 0
7 | 23 | 12 | 834.0833 | 826.9167 | 815.9294 | 930.1976 | 378.8299 | 100.3275 | 0 | 0 | 43.7818 | 44.408 | 45.7514 | 47.6023 | 0 | 0 | 0 | 0 | 355.4659 | 753.3372 | 884.2051 | 953.7852 | 0 | 0 | 0 | 0 | -0.22327 | -12 | -24 | -48 | 0 | 0 | 0 | 0 | 56.229 | -59.1561 | -90.0271 | -23.1898 | 0.36691 | 0.38398 | 0.38398 | 0 | 20.6312 | -22.7145 | -34.5682 | 0
7 | 23 | 13 | 869.9133 | 864.6049 | 855.6431 | 977.8135 | 378.8299 | 100.3275 | 0 | 0 | 40.6124 | 46.0364 | 48.8638 | 47.754 | 0 | 0 | 0 | 0 | 411.9875 | 801.2826 | 937.7666 | 1002.5966 | 0 | 0 | 0 | 0 | -0.22327 | -8.6338 | -13.3198 | -48 | 0 | 0 | 0 | 0 | 38.7068 | -74.4078 | -117.6674 | -24.5371 | 0.36382 | 0.38398 | 0.38398 | 0 | 14.0824 | -28.5707 | -45.1814 | 0
7 | 23 | 14 | 907.624 | 903.9271 | 896.7598 | 1026.9422 | 378.8299 | 100.3275 | 0 | 0 | 48.9887 | 46.5556 | 47.5471 | 49.854 | 0 | 0 | 0 | 0 | 500.2053 | 888.7633 | 1025.6452 | 1100.3391 | 0 | 0 | 0 | 0 | -0.22327 | -6.4208 | -14.0709 | -31.3986 | 0 | 0 | 0 | 0 | -20.1766 | -125.2984 | -162.3615 | -91.8523 | 0.36561 | 0.38398 | 0.38398 | 0 | -7.3767 | -48.1115 | -62.3428 | 0
7 | 23 | 15 | 936.2858 | 934.2135 | 928.8871 | 1065.7574 | 378.8299 | 100.3275 | 0 | 0 | 43.1114 | 54.5156 | 51.9895 | 62.5602 | 0 | 0 | 0 | 0 | 543.6328 | 928.0104 | 1070.5264 | 1148.6363 | 0 | 0 | 0 | 0 | -0.22327 | -0.60004 | 0 | 0.15638 | 0 | 0 | 0 | 0 | -29.065 | -148.0399 | -193.6288 | -145.5954 | 0.36533 | 0.38398 | 0.38025 | 0 | -10.6182 | -56.8437 | -73.6272 | 0
7 | 23 | 16 | 955.0911 | 956.5777 | 955.2945 | 1099.888 | 378.8299 | 100.3275 | 0 | 0 | 40.6723 | 61.8214 | 72.2107 | 81.0568 | 0 | 0 | 0 | 0 | 571.6174 | 941.0356 | 1095.9227 | 1201.0093 | 0 | 0 | 0 | 0 | -0.22327 | -0.60004 | -2.4 | 0.70581 | 0 | 0 | 0 | 0 | -35.8052 | -146.0066 | -210.4388 | -182.884 | 0.37414 | 0.38398 | 0.38398 | 0.38586 | -13.396 | -56.0629 | -80.8032 | -70.5681
7 | 23 | 17 | 962.2859 | 967.9306 | 971.4666 | 1123.0175 | 378.8299 | 100.3275 | 0 | 0 | 43.9105 | 84.1373 | 80.7416 | 83.8291 | 0 | 0 | 0 | 0 | 591.6765 | 911.4474 | 1073.9516 | 1186.3438 | 283.1967 | 303.0055 | 303.0055 | 303.0055 | -0.22327 | -1.3833 | -1.7395 | -2.4 | 0 | 0 | 0 | 0 | -335.1045 | -429.6036 | -484.4926 | -447.7609 | 0.38366 | 0.35923 | 0.36981 | 0.37601 | -128.5647 | -154.3247 | -179.1689 | -168.3645
7 | 23 | 18 | 955.5719 | 965.1597 | 973.1628 | 1128.8804 | 378.8299 | 100.3275 | 0 | 0 | 47.3402 | 85.16 | 80.7034 | 87.2065 | 0 | 0 | 0 | 0 | 594.4491 | 848.4731 | 1009.6713 | 1106.7952 | 283.1967 | 303.0055 | 303.0055 | 303.0055 | -0.22327 | -1.199 | -0.44921 | 0 | 0 | 0 | 0 | 0 | -348.0208 | -370.6074 | -419.7681 | -368.1267 | 0.38585 | 0.38166 | 0.38652 | 0.37341 | -134.285 | -141.4455 | -162.2508 | -137.4622
7 | 23 | 19 | 928.5694 | 940.3481 | 950.7962 | 1105.0437 | 378.8299 | 100.3275 | 0 | 0 | 51.6452 | 97.2778 | 94.627 | 94.9068 | 0 | 0 | 0 | 0 | 598.5172 | 738.2128 | 886.7141 | 971.7546 | 283.1967 | 303.0055 | 303.0055 | 303.0055 | -0.22327 | -3.4122 | -1.6507 | 22.0516 | 0 | 0 | 0 | 0 | -383.3964 | -295.0632 | -331.8996 | -286.6748 | 0.38793 | 0.39411 | 0.38919 | 0.38458 | -148.7328 | -116.287 | -129.1717 | -110.2489
7 | 23 | 20 | 894.2611 | 905.9855 | 916.3547 | 1065.0506 | 378.8299 | 100.3275 | 0 | 0 | 49.4163 | 101.6417 | 106.9003 | 113.4035 | 0 | 0 | 0 | 0 | 605.9411 | 692.3299 | 836.5114 | 918.5577 | 283.1967 | 303.0055 | 303.0055 | 303.0055 | -0.13782 | 10.1876 | 12.6965 | 29.2764 | 0 | 0 | 0 | 0 | -422.985 | -301.5067 | -342.7589 | -299.1925 | 0.38829 | 0.40541 | 0.3998 | 0.38892 | -164.242 | -122.2324 | -137.0356 | -116.3609
7 | 23 | 21 | 875.4933 | 887.899 | 899.2314 | 1046.4039 | 378.8299 | 100.3275 | 0 | 0 | 49.7069 | 114.9544 | 112.6736 | 120.3532 | 0 | 0 | 0 | 0 | 547.2401 | 627.7973 | 770.2834 | 858.6851 | 283.1967 | 303.0055 | 303.0055 | 303.0055 | 0.117 | 0 | 13.1327 | 16 | 0 | 0 | 0 | 0 | -383.5974 | -258.1857 | -299.8638 | -251.6399 | 0.38736 | 0.40087 | 0.39574 | 0.38805 | -148.5912 | -103.4989 | -118.6671 | -97.6495
7 | 23 | 22 | 836.6041 | 850.289 | 863.4312 | 1007.1772 | 378.8299 | 100.3275 | 0 | 0 | 50.1179 | 113.1533 | 116.5974 | 125.0056 | 0 | 0 | 0 | 0 | 551.8981 | 625.8772 | 769.7668 | 862.8205 | 283.1967 | 303.0055 | 303.0055 | 303.0055 | 0.17673 | 1.1225 | 6.6886 | 13.9091 | 0 | 0 | 0 | 0 | -427.6153 | -293.1969 | -332.627 | -297.5635 | 0.38147 | 0.39646 | 0.3914 | 0.38267 | -163.1213 | -116.2416 | -130.1887 | -113.8691
7 | 23 | 23 | 746.2962 | 758.928 | 771.0943 | 899.777 | 378.8299 | 100.3275 | 0 | 0 | 48.1554 | 120.2222 | 126.2279 | 133.8858 | 0 | 0 | 0 | 0 | 499.208 | 565.7335 | 702.1363 | 802.3997 | 0 | 0 | 0 | 0 | 0.39182 | 2.6167 | 0.91442 | 18.7363 | 0 | 0 | 0 | 0 | -180.289 | -29.9718 | -58.1843 | -55.2448 | 0.37334 | 0.38975 | 0.38502 | 0.37572 | -67.3087 | -11.6815 | -22.402 | -20.7566
7 | 23 | 24 | 658.1757 | 666.9223 | 674.7689 | 784.5968 | 378.8299 | 100.3275 | 0 | 0 | 43.775 | 131.1282 | 135.5718 | 134.0002 | 0 | 0 | 0 | 0 | 476.7736 | 525.4804 | 626.5993 | 733.1446 | 0 | 0 | 0 | 0 | 0.88365 | 0.93779 | 6.3013 | 16 | 0 | 0 | 0 | 0 | -242.0864 | -90.9515 | -93.7035 | -98.5481 | 0.36396 | 0.38033 | 0.38357 | 0.36382 | -88.1095 | -34.5916 | -35.9417 | -35.8539
7 | 24 | 1 | 596.3177 | 601.0612 | 604.4631 | 699.458 | 378.8299 | 100.3275 | 0 | 0 | 30.3891 | 138.3128 | 137.6639 | 123.1092 | 0 | 0 | 0 | 0 | 407.9428 | 447.8363 | 534.1798 | 636.8571 | 0 | 0 | 0 | 0 | -0.22327 | 2.6167 | 6.371 | 3.0798 | 0 | 0 | 0 | 0 | -220.6208 | -88.032 | -73.7516 | -63.5881 | 0.3644 | 0.37066 | 0.38218 | 0.36382 | -80.3948 | -32.6298 | -28.1861 | -23.1347
7 | 24 | 2 | 556.8399 | 558.204 | 557.8257 | 642.2359 | 378.8299 | 100.3275 | 0 | 0 | 29.3981 | 139.3146 | 136.854 | 117.5889 | 0 | 0 | 0 | 0 | 388.3352 | 417.3632 | 488.9075 | 573.0292 | 0 | 0 | 0 | 0 | -0.22327 | 5.1009 | 11.0503 | 0 | 0 | 0 | 0 | 0 | -239.5 | -103.9021 | -78.986 | -48.3823 | 0.3644 | 0.36878 | 0.38135 | 0.36382 | -87.2745 | -38.3169 | -30.1216 | -17.6025
7 | 24 | 3 | 532.5397 | 530.6897 | 526.6782 | 603.0082 | 378.8299 | 100.3275 | 0 | 0 | 28.341 | 135.7717 | 132.5774 | 96.5859 | 0 | 0 | 0 | 0 | 420.717 | 429.6104 | 503.152 | 562.8992 | 0 | 0 | 0 | 0 | -0.17534 | 8.6491 | 12.2104 | 0 | 0 | 0 | 0 | 0 | -295.1728 | -143.6688 | -121.2617 | -56.4769 | 0.36651 | 0.3648 | 0.37847 | 0.36382 | -108.1827 | -52.4108 | -45.8939 | -20.5475
7 | 24 | 4 | 517.8603 | 513.033 | 505.5723 | 575.4183 | 378.8299 | 100.3275 | 0 | 0 | 32.4728 | 111.7312 | 107.7752 | 105.1904 | 0 | 0 | 0 | 0 | 441.3999 | 436.0397 | 504.835 | 547.2002 | 0 | 0 | 0 | 0 | -0.041319 | 13.0833 | 12.2186 | 0 | 0 | 0 | 0 | 0 | -334.801 | -148.1486 | -119.2565 | -76.9722 | 0.36512 | 0.37056 | 0.38415 | 0.36382 | -122.2437 | -54.8983 | -45.8121 | -28.0042
7 | 24 | 5 | 515.2727 | 507.7072 | 497.0179 | 562.464 | 378.8299 | 100.3275 | 0 | 0 | 46.8243 | 95.4305 | 92.4125 | 92.5738 | 0 | 0 | 0 | 0 | 341.4987 | 336.8655 | 399.6556 | 425.9795 | 0 | 0 | 0 | 0 | 0.65105 | 3.0627 | -4.6844 | 24.6002 | 0 | 0 | 0 | 0 | -252.5313 | -27.979 | 9.6342 | 19.3105 | 0.36404 | 0.37803 | 0.38589 | 0.36382 | -91.9324 | -10.5769 | 3.7177 | 7.0256
7 | 24 | 6 | 537.6533 | 527.7412 | 514.2028 | 579.5371 | 378.8299 | 100.3275 | 0 | 0 | 51.3113 | 94.2331 | 91.8548 | 89.7018 | 0 | 0 | 0 | 0 | 325.8963 | 379.53 | 441.6194 | 454.4797 | 0 | 0 | 0 | 0 | 0.36984 | 8.7777 | 12.0012 | -10.6542 | 0 | 0 | 0 | 0 | -218.754 | -55.1271 | -31.2727 | 46.0098 | 0.36811 | 0.37383 | 0.38312 | 0.36387 | -80.5246 | -20.6082 | -11.9811 | 16.7415
7 | 24 | 7 | 585.0734 | 573.4893 | 557.8508 | 627.8837 | 378.8299 | 100.3275 | 0 | 0 | 50.3416 | 90.8559 | 88.4773 | 71.2051 | 0 | 0 | 0 | 0 | 335.064 | 523.9971 | 598.3308 | 600.8265 | 0 | 0 | 0 | 0 | -0.13886 | -3.2681 | -3.674 | 0 | 0 | 0 | 0 | 0 | -179.0232 | -138.4231 | -125.2833 | -44.1479 | 0.37184 | 0.3586 | 0.37474 | 0.37002 | -66.5678 | -49.638 | -46.9481 | -16.3354
7 | 24 | 8 | 640.7099 | 628.9472 | 612.9352 | 691.0445 | 378.8299 | 100.3275 | 0 | 0 | 40.5996 | 72.2394 | 69.7741 | 68.4323 | 0 | 0 | 0 | 0 | 354.6343 | 645.5521 | 736.4454 | 745.3674 | 0 | 0 | 0 | 0 | -0.22327 | -2.7345 | -3.1792 | 0 | 0 | 0 | 0 | 0 | -133.1306 | -186.4372 | -190.1051 | -122.7551 | 0.37003 | 0.38103 | 0.36475 | 0.38586 | -49.2619 | -71.0377 | -69.3411 | -47.3668
7 | 24 | 9 | 696.1762 | 685.5354 | 670.6607 | 758.6495 | 378.8299 | 100.3275 | 0 | 0 | 48.7484 | 52.1772 | 51.098 | 62.2803 | 0 | 0 | 0 | 0 | 347.9079 | 745.0052 | 849.2849 | 870.5323 | 0 | 0 | 0 | 0 | -0.22327 | -12.8963 | -18.1998 | -0.48 | 0 | 0 | 0 | 0 | -79.0868 | -199.0782 | -211.5224 | -173.6832 | 0.36691 | 0.38398 | 0.38398 | 0 | -29.0181 | -76.4411 | -81.2193 | 0
7 | 24 | 10 | 739.4175 | 729.4267 | 715.2501 | 810.8282 | 378.8299 | 100.3275 | 0 | 0 | 44.8995 | 42.3411 | 43.166 | 55.8007 | 0 | 0 | 0 | 0 | 336.0733 | 789.0312 | 904.9524 | 930.9411 | 0 | 0 | 0 | 0 | -0.22327 | -12.2718 | -24 | -35.3479 | 0 | 0 | 0 | 0 | -20.1619 | -190.0013 | -208.8682 | -140.5656 | 0.36691 | 0.38398 | 0.38398 | 0 | -7.3977 | -72.9558 | -80.2002 | 0
7 | 24 | 11 | 786.3543 | 777.6725 | 764.9809 | 869.7215 | 378.8299 | 100.3275 | 0 | 0 | 45.1402 | 42.912 | 44.2697 | 52.4433 | 0 | 0 | 0 | 0 | 314.1236 | 783.4438 | 902.7719 | 933.4876 | 0 | 0 | 0 | 0 | -0.22327 | -12 | -24 | -48 | 0 | 0 | 0 | 0 | 48.4839 | -137.0106 | -158.0608 | -68.2094 | 0.36691 | 0.38398 | 0.38398 | 0 | 17.7894 | -52.6087 | -60.6914 | 0
7 | 24 | 12 | 826.4533 | 819.0931 | 807.8779 | 920.6534 | 378.8299 | 100.3275 | 0 | 0 | 43.7818 | 44.408 | 45.7514 | 47.6023 | 0 | 0 | 0 | 0 | 305.9514 | 745.8081 | 869.2592 | 916 | 0 | 0 | 0 | 0 | -0.22327 | -12 | -24 | -48 | 0 | 0 | 0 | 0 | 98.1135 | -59.4505 | -83.1328 | 5.0511 | 0.36691 | 0.38398 | 0.38398 | 0 | 35.9992 | -22.8275 | -31.9209 | 0
7 | 24 | 13 | 863.0422 | 857.5595 | 848.3923 | 969.2185 | 378.8299 | 100.3275 | 0 | 0 | 40.6124 | 46.0364 | 48.8638 | 47.754 | 0 | 0 | 0 | 0 | 323.3663 | 766.0993 | 895.1649 | 956.9014 | 0 | 0 | 0 | 0 | -0.22327 | -8.6338 | -13.3198 | -48 | 0 | 0 | 0 | 0 | 120.4569 | -46.2698 | -82.3166 | 12.5631 | 0.36382 | 0.38398 | 0.38398 | 0 | 43.8249 | -17.7665 | -31.6075 | 0
7 | 24 | 14 | 902.6821 | 898.8597 | 891.5446 | 1020.76 | 378.8299 | 100.3275 | 0 | 0 | 48.9887 | 46.5556 | 47.5471 | 49.854 | 0 | 0 | 0 | 0 | 352.4066 | 780.9114 | 913.1973 | 973.4827 | 0 | 0 | 0 | 0 | -0.22327 | -6.4208 | -14.0709 | -31.3986 | 0 | 0 | 0 | 0 | 122.6801 | -22.514 | -55.1289 | 28.8219 | 0.36561 | 0.38398 | 0.38398 | 0 | 44.8528 | -8.6448 | -21.1681 | 0
7 | 24 | 15 | 934.3606 | 932.2441 | 926.8659 | 1063.3663 | 378.8299 | 100.3275 | 0 | 0 | 43.1114 | 54.5156 | 51.9895 | 62.5602 | 0 | 0 | 0 | 0 | 363.9432 | 783.6628 | 922.3613 | 973.7974 | 0 | 0 | 0 | 0 | -0.22327 | -0.60004 | 0 | 0.15638 | 0 | 0 | 0 | 0 | 148.6993 | -5.6617 | -47.4849 | 26.8523 | 0.36533 | 0.38398 | 0.38025 | 0 | 54.3237 | -2.174 | -18.0561 | 0
7 | 24 | 16 | 960.7013 | 962.3496 | 961.2582 | 1106.9772 | 378.8299 | 100.3275 | 0 | 0 | 40.6723 | 61.8214 | 72.2107 | 81.0568 | 0 | 0 | 0 | 0 | 376.4881 | 779.6453 | 926.5513 | 979.8198 | 0 | 0 | 0 | 0 | -0.22327 | -0.60004 | -2.4 | 0.70581 | 0 | 0 | 0 | 0 | 164.9342 | 21.1554 | -35.1038 | 45.3947 | 0.37414 | 0.38398 | 0.38398 | 0.38586 | 61.708 | 8.1232 | -13.479 | 17.5161
7 | 24 | 17 | 976.8331 | 982.8951 | 986.9257 | 1141.3922 | 378.8299 | 100.3275 | 0 | 0 | 43.9105 | 84.1373 | 80.7416 | 83.8291 | 0 | 0 | 0 | 0 | 433.4109 | 786.1167 | 951.5947 | 1013.1061 | 283.1967 | 303.0055 | 303.0055 | 303.0055 | -0.22327 | -1.3833 | -1.7395 | -2.4 | 0 | 0 | 0 | 0 | -162.2917 | -289.3085 | -346.6765 | -256.1484 | 0.38366 | 0.35923 | 0.36981 | 0.37601 | -62.2641 | -103.9271 | -128.2035 | -96.3154
7 | 24 | 18 | 972.8124 | 982.8843 | 991.4609 | 1150.619 | 378.8299 | 100.3275 | 0 | 0 | 47.3402 | 85.16 | 80.7034 | 87.2065 | 0 | 0 | 0 | 0 | 460.1961 | 726.6301 | 904.2381 | 972.3819 | 283.1967 | 303.0055 | 303.0055 | 303.0055 | -0.22327 | -1.199 | -0.44921 | 0 | 0 | 0 | 0 | 0 | -196.5272 | -231.0397 | -296.0368 | -211.9749 | 0.38585 | 0.38166 | 0.38652 | 0.37341 | -75.8307 | -88.1783 | -114.4256 | -79.1536
7 | 24 | 19 | 946.0367 | 958.2982 | 969.3176 | 1127.0396 | 378.8299 | 100.3275 | 0 | 0 | 51.6452 | 97.2778 | 94.627 | 94.9068 | 0 | 0 | 0 | 0 | 424.8591 | 569.7563 | 709.5627 | 784.5597 | 283.1967 | 303.0055 | 303.0055 | 303.0055 | -0.22327 | -3.4122 | -1.6507 | 22.0516 | 0 | 0 | 0 | 0 | -192.2709 | -108.6567 | -136.2268 | -77.4841 | 0.38793 | 0.39411 | 0.38919 | 0.38458 | -74.5886 | -42.8226 | -53.018 | -29.7987
7 | 24 | 20 | 915.3142 | 927.6177 | 938.6721 | 1091.5518 | 378.8299 | 100.3275 | 0 | 0 | 49.4163 | 101.6417 | 106.9003 | 113.4035 | 0 | 0 | 0 | 0 | 455.5673 | 523.0696 | 654.7103 | 754.3593 | 283.1967 | 303.0055 | 303.0055 | 303.0055 | -0.13782 | 10.1876 | 12.6965 | 29.2764 | 0 | 0 | 0 | 0 | -251.5582 | -110.6143 | -138.6403 | -108.4929 | 0.38829 | 0.40541 | 0.3998 | 0.38892 | -97.6782 | -44.8436 | -55.4286 | -42.1947
7 | 24 | 21 | 895.1945 | 908.1338 | 920.0968 | 1071.1723 | 378.8299 | 100.3275 | 0 | 0 | 49.7069 | 114.9544 | 112.6736 | 120.3532 | 0 | 0 | 0 | 0 | 519.8068 | 579.0927 | 708.0947 | 802.8922 | 283.1967 | 303.0055 | 303.0055 | 303.0055 | 0.117 | 0 | 13.1327 | 16 | 0 | 0 | 0 | 0 | -336.4628 | -189.2462 | -216.8096 | -171.0786 | 0.38736 | 0.40087 | 0.39574 | 0.38805 | -130.3331 | -75.8631 | -85.7995 | -66.3875
7 | 24 | 22 | 851.9102 | 866.0127 | 879.6489 | 1026.4316 | 378.8299 | 100.3275 | 0 | 0 | 50.1179 | 113.1533 | 116.5974 | 125.0056 | 0 | 0 | 0 | 0 | 432.2016 | 485.9667 | 604.8282 | 693.9548 | 283.1967 | 303.0055 | 303.0055 | 303.0055 | 0.17673 | 1.1225 | 6.6886 | 13.9091 | 0 | 0 | 0 | 0 | -292.6127 | -137.5627 | -151.4708 | -109.4434 | 0.38147 | 0.39646 | 0.3914 | 0.38267 | -111.6222 | -54.5385 | -59.285 | -41.8808
7 | 24 | 23 | 762.1924 | 775.2591 | 787.9396 | 919.7778 | 378.8299 | 100.3275 | 0 | 0 | 48.1554 | 120.2222 | 126.2279 | 133.8858 | 0 | 0 | 0 | 0 | 312.095 | 361.8307 | 482.8668 | 567.7162 | 0 | 0 | 0 | 0 | 0.39182 | 2.6167 | 0.91442 | 18.7363 | 0 | 0 | 0 | 0 | 22.7203 | 190.2621 | 177.9305 | 199.4395 | 0.37334 | 0.38975 | 0.38502 | 0.37572 | 8.4824 | 74.1545 | 68.5063 | 74.9333
7 | 24 | 24 | 672.3346 | 681.4633 | 689.7615 | 802.3925 | 378.8299 | 100.3275 | 0 | 0 | 43.775 | 131.1282 | 135.5718 | 134.0002 | 0 | 0 | 0 | 0 | 252.4413 | 298.2235 | 416.9507 | 477.1563 | 0 | 0 | 0 | 0 | 0.88365 | 0.93779 | 6.3013 | 16 | 0 | 0 | 0 | 0 | -3.5953 | 150.8464 | 130.9377 | 175.2361 | 0.36396 | 0.38033 | 0.38357 | 0.36382 | -1.3085 | 57.3714 | 50.2236 | 63.7547
7 | 25 | 1 | 604.8255 | 609.7943 | 613.462 | 710.1349 | 378.8299 | 100.3275 | 0 | 0 | 30.3891 | 138.3128 | 137.6639 | 123.1092 | 0 | 0 | 0 | 0 | 235.9939 | 273.912 | 376.4764 | 428.8981 | 0 | 0 | 0 | 0 | -0.22327 | 2.6167 | 6.371 | 3.0798 | 0 | 0 | 0 | 0 | -40.1641 | 94.6253 | 92.9508 | 155.0478 | 0.3644 | 0.37066 | 0.38218 | 0.36382 | -14.6359 | 35.0737 | 35.5235 | 56.4098
7 | 25 | 2 | 561.3754 | 562.8563 | 562.6156 | 647.9155 | 378.8299 | 100.3275 | 0 | 0 | 29.3981 | 139.3146 | 136.854 | 117.5889 | 0 | 0 | 0 | 0 | 201.8189 | 234.3921 | 315.6897 | 384.7239 | 0 | 0 | 0 | 0 | -0.22327 | 5.1009 | 11.0503 | 0 | 0 | 0 | 0 | 0 | -48.4483 | 83.7212 | 99.0216 | 145.6026 | 0.3644 | 0.36878 | 0.38135 | 0.36382 | -17.6547 | 30.8746 | 37.7623 | 52.9734
7 | 25 | 3 | 534.7835 | 532.9827 | 529.0285 | 605.7862 | 378.8299 | 100.3275 | 0 | 0 | 28.341 | 135.7717 | 132.5774 | 96.5859 | 0 | 0 | 0 | 0 | 164.3293 | 194.021 | 260.5767 | 335.3469 | 0 | 0 | 0 | 0 | -0.17534 | 8.6491 | 12.2104 | 0 | 0 | 0 | 0 | 0 | -36.5414 | 94.2135 | 123.6639 | 173.8534 | 0.36651 | 0.3648 | 0.37847 | 0.36382 | -13.3926 | 34.3693 | 46.803 | 63.2516
7 | 25 | 4 | 520.2301 | 515.4598 | 508.066 | 578.3711 | 378.8299 | 100.3275 | 0 | 0 | 32.4728 | 111.7312 | 107.7752 | 105.1904 | 0 | 0 | 0 | 0 | 123.9836 | 147.0005 | 204.0738 | 292.2437 | 0 | 0 | 0 | 0 | -0.041319 | 13.0833 | 12.2186 | 0 | 0 | 0 | 0 | 0 | -15.0149 | 143.3173 | 183.9984 | 180.9371 | 0.36512 | 0.37056 | 0.38415 | 0.36382 | -5.4823 | 53.108 | 70.6826 | 65.8288
7 | 25 | 5 | 517.3439 | 509.8291 | 499.1993 | 565.0479 | 378.8299 | 100.3275 | 0 | 0 | 46.8243 | 95.4305 | 92.4125 | 92.5738 | 0 | 0 | 0 | 0 | 83.0878 | 101.2897 | 150.6579 | 252.2784 | 0 | 0 | 0 | 0 | 0.65105 | 3.0627 | -4.6844 | 24.6002 | 0 | 0 | 0 | 0 | 7.9508 | 209.7187 | 260.8133 | 195.5955 | 0.36404 | 0.37803 | 0.38589 | 0.36382 | 2.8944 | 79.28 | 100.6447 | 71.1619
7 | 25 | 6 | 538.2807 | 528.3774 | 514.8488 | 580.2956 | 378.8299 | 100.3275 | 0 | 0 | 51.3113 | 94.2331 | 91.8548 | 89.7018 | 0 | 0 | 0 | 0 | 84.7644 | 181.7506 | 240.165 | 324.6834 | 0 | 0 | 0 | 0 | 0.36984 | 8.7777 | 12.0012 | -10.6542 | 0 | 0 | 0 | 0 | 23.0053 | 143.2885 | 170.8279 | 176.5645 | 0.36811 | 0.37383 | 0.38312 | 0.36387 | 8.4684 | 53.5658 | 65.447 | 64.2463
7 | 25 | 7 | 583.903 | 572.2755 | 556.5848 | 626.369 | 378.8299 | 100.3275 | 0 | 0 | 50.3416 | 90.8559 | 88.4773 | 71.2051 | 0 | 0 | 0 | 0 | 124.4696 | 364.9054 | 442.841 | 523.7892 | 0 | 0 | 0 | 0 | -0.13886 | -3.2681 | -3.674 | 0 | 0 | 0 | 0 | 0 | 30.4008 | 19.4548 | 28.9405 | 31.3746 | 0.37184 | 0.3586 | 0.37474 | 0.37002 | 11.3042 | 6.9764 | 10.845 | 11.6091
7 | 25 | 8 | 642.4534 | 630.7259 | 614.7547 | 693.192 | 378.8299 | 100.3275 | 0 | 0 | 40.5996 | 72.2394 | 69.7741 | 68.4323 | 0 | 0 | 0 | 0 | 193.3955 | 545.3401 | 644.4239 | 716.3014 | 0 | 0 | 0 | 0 | -0.22327 | -2.7345 | -3.1792 | 0 | 0 | 0 | 0 | 0 | 29.8517 | -84.4465 | -96.2641 | -91.5417 | 0.37003 | 0.38103 | 0.36475 | 0.38586 | 11.0459 | -32.1765 | -35.1125 | -35.3226
7 | 25 | 9 | 699.564 | 689.0046 | 674.2254 | 762.8704 | 378.8299 | 100.3275 | 0 | 0 | 48.7484 | 52.1772 | 51.098 | 62.2803 | 0 | 0 | 0 | 0 | 243.9013 | 670.2781 | 786.8816 | 837.7561 | 0 | 0 | 0 | 0 | -0.22327 | -12.8963 | -18.1998 | -0.48 | 0 | 0 | 0 | 0 | 28.3076 | -120.8819 | -145.5543 | -136.686 | 0.36691 | 0.38398 | 0.38398 | 0 | 10.3865 | -46.4157 | -55.8892 | 0
7 | 25 | 10 | 744.8739 | 735.0238 | 721.0132 | 817.6621 | 378.8299 | 100.3275 | 0 | 0 | 44.8995 | 42.3411 | 43.166 | 55.8007 | 0 | 0 | 0 | 0 | 276.5068 | 743.3344 | 870.3851 | 901.6956 | 0 | 0 | 0 | 0 | -0.22327 | -12.2718 | -24 | -35.3479 | 0 | 0 | 0 | 0 | 44.861 | -138.7074 | -168.5378 | -104.4863 | 0.36691 | 0.38398 | 0.38398 | 0 | 16.4601 | -53.2602 | -64.7143 | 0
7 | 25 | 11 | 792.1747 | 783.6415 | 771.1249 | 877.0055 | 378.8299 | 100.3275 | 0 | 0 | 45.1402 | 42.912 | 44.2697 | 52.4433 | 0 | 0 | 0 | 0 | 289.2719 | 754.1916 | 889.7854 | 922.2129 | 0 | 0 | 0 | 0 | -0.22327 | -12 | -24 | -48 | 0 | 0 | 0 | 0 | 79.1559 | -101.7895 | -138.9302 | -49.6507 | 0.36691 | 0.38398 | 0.38398 | 0 | 29.0434 | -39.0846 | -53.3457 | 0
7 | 25 | 12 | 832.9067 | 825.7156 | 814.6999 | 928.7457 | 378.8299 | 100.3275 | 0 | 0 | 43.7818 | 44.408 | 45.7514 | 47.6023 | 0 | 0 | 0 | 0 | 309.9977 | 768.5989 | 913.301 | 960.8069 | 0 | 0 | 0 | 0 | -0.22327 | -12 | -24 | -48 | 0 | 0 | 0 | 0 | 100.5205 | -75.6188 | -120.3526 | -31.6634 | 0.36691 | 0.38398 | 0.38398 | 0 | 36.8824 | -29.0358 | -46.2124 | 0
7 | 25 | 13 | 874.1778 | 868.9995 | 860.1922 | 983.2285 | 378.8299 | 100.3275 | 0 | 0 | 40.6124 | 46.0364 | 48.8638 | 47.754 | 0 | 0 | 0 | 0 | 343.4607 | 804.1012 | 960.2269 | 1019.0784 | 0 | 0 | 0 | 0 | -0.22327 | -8.6338 | -13.3198 | -48 | 0 | 0 | 0 | 0 | 111.4981 | -72.8318 | -135.5786 | -35.6039 | 0.36382 | 0.38398 | 0.38398 | 0 | 40.5655 | -27.9656 | -52.0588 | 0
7 | 25 | 14 | 917.6531 | 914.2462 | 907.4229 | 1039.6187 | 378.8299 | 100.3275 | 0 | 0 | 48.9887 | 46.5556 | 47.5471 | 49.854 | 0 | 0 | 0 | 0 | 413.5175 | 882.3474 | 1045.114 | 1145.7259 | 0 | 0 | 0 | 0 | -0.22327 | -6.4208 | -14.0709 | -31.3986 | 0 | 0 | 0 | 0 | 76.5403 | -108.5634 | -171.1673 | -124.5626 | 0.36561 | 0.38398 | 0.38398 | 0 | 27.9837 | -41.6856 | -65.724 | 0
7 | 25 | 15 | 948.5809 | 946.8574 | 941.9444 | 1081.2735 | 378.8299 | 100.3275 | 0 | 0 | 43.1114 | 54.5156 | 51.9895 | 62.5602 | 0 | 0 | 0 | 0 | 338.5605 | 775.2314 | 943.286 | 1073.5433 | 0 | 0 | 0 | 0 | -0.22327 | -0.60004 | 0 | 0.15638 | 0 | 0 | 0 | 0 | 188.3023 | 17.3829 | -53.331 | -54.9863 | 0.36533 | 0.38398 | 0.38025 | 0 | 68.7917 | 6.6746 | -20.2791 | 0
7 | 25 | 16 | 970.7896 | 972.7189 | 971.9601 | 1119.6889 | 378.8299 | 100.3275 | 0 | 0 | 40.6723 | 61.8214 | 72.2107 | 81.0568 | 0 | 0 | 0 | 0 | 287.9309 | 690.6633 | 853.9312 | 967.4896 | 0 | 0 | 0 | 0 | -0.22327 | -0.60004 | -2.4 | 0.70581 | 0 | 0 | 0 | 0 | 263.5798 | 120.5068 | 48.2182 | 70.4367 | 0.37414 | 0.38398 | 0.38398 | 0.38586 | 98.6149 | 46.2716 | 18.5146 | 27.1789
7 | 25 | 17 | 985.6048 | 991.9053 | 996.2179 | 1152.4236 | 378.8299 | 100.3275 | 0 | 0 | 43.9105 | 84.1373 | 80.7416 | 83.8291 | 0 | 0 | 0 | 0 | 304.002 | 646.7023 | 803.473 | 881.2705 | 283.1967 | 303.0055 | 303.0055 | 303.0055 | -0.22327 | -1.3833 | -1.7395 | -2.4 | 0 | 0 | 0 | 0 | -24.1111 | -140.8839 | -189.2626 | -113.2815 | 0.38366 | 0.35923 | 0.36981 | 0.37601 | -9.2504 | -50.6091 | -69.9907 | -42.5954
7 | 25 | 18 | 976.1671 | 986.3327 | 995.0202 | 1154.847 | 378.8299 | 100.3275 | 0 | 0 | 47.3402 | 85.16 | 80.7034 | 87.2065 | 0 | 0 | 0 | 0 | 280.5928 | 549.7379 | 696.1956 | 763.2329 | 283.1967 | 303.0055 | 303.0055 | 303.0055 | -0.22327 | -1.199 | -0.44921 | 0 | 0 | 0 | 0 | 0 | -13.5692 | -50.6991 | -84.435 | 1.4021 | 0.38585 | 0.38166 | 0.38652 | 0.37341 | -5.2357 | -19.3497 | -32.6362 | 0.52355
7 | 25 | 19 | 948.453 | 960.7868 | 971.8922 | 1130.1028 | 378.8299 | 100.3275 | 0 | 0 | 51.6452 | 97.2778 | 94.627 | 94.9068 | 0 | 0 | 0 | 0 | 237.1363 | 370.432 | 502.8974 | 554.3295 | 283.1967 | 303.0055 | 303.0055 | 303.0055 | -0.22327 | -3.4122 | -1.6507 | 22.0516 | 0 | 0 | 0 | 0 | -2.1318 | 93.1562 | 73.013 | 155.8094 | 0.38793 | 0.39411 | 0.38919 | 0.38458 | -0.82698 | 36.7137 | 28.4159 | 59.9209
7 | 25 | 20 | 910.7081 | 922.8848 | 933.7891 | 1085.7531 | 378.8299 | 100.3275 | 0 | 0 | 49.4163 | 101.6417 | 106.9003 | 113.4035 | 0 | 0 | 0 | 0 | 222.9633 | 287.6921 | 433.2327 | 474.0885 | 283.1967 | 303.0055 | 303.0055 | 303.0055 | -0.13782 | 10.1876 | 12.6965 | 29.2764 | 0 | 0 | 0 | 0 | -23.5603 | 120.0304 | 77.9541 | 165.9793 | 0.38829 | 0.40541 | 0.3998 | 0.38892 | -9.1483 | 48.6609 | 31.1662 | 64.5521
7 | 25 | 21 | 885.3983 | 898.0622 | 909.6989 | 1058.819 | 378.8299 | 100.3275 | 0 | 0 | 49.7069 | 114.9544 | 112.6736 | 120.3532 | 0 | 0 | 0 | 0 | 256.0518 | 317.51 | 464.1518 | 502.4462 | 283.1967 | 303.0055 | 303.0055 | 303.0055 | 0.117 | 0 | 13.1327 | 16 | 0 | 0 | 0 | 0 | -82.504 | 62.2648 | 16.7353 | 117.0141 | 0.38736 | 0.40087 | 0.39574 | 0.38805 | -31.959 | 24.9601 | 6.6228 | 45.4076
7 | 25 | 22 | 845.5853 | 859.5088 | 872.9328 | 1018.4514 | 378.8299 | 100.3275 | 0 | 0 | 50.1179 | 113.1533 | 116.5974 | 125.0056 | 0 | 0 | 0 | 0 | 301.4729 | 355.7373 | 487.1631 | 519.2345 | 283.1967 | 303.0055 | 303.0055 | 303.0055 | 0.17673 | 1.1225 | 6.6886 | 13.9091 | 0 | 0 | 0 | 0 | -168.2089 | -13.8372 | -40.5217 | 57.2967 | 0.38147 | 0.39646 | 0.3914 | 0.38267 | -64.1662 | -5.4859 | -15.86 | 21.9258
7 | 25 | 23 | 757.5905 | 770.5288 | 783.0574 | 913.9784 | 378.8299 | 100.3275 | 0 | 0 | 48.1554 | 120.2222 | 126.2279 | 133.8858 | 0 | 0 | 0 | 0 | 283.9861 | 331.5332 | 451.0629 | 475.5397 | 0 | 0 | 0 | 0 | 0.39182 | 2.6167 | 0.91442 | 18.7363 | 0 | 0 | 0 | 0 | 46.2273 | 215.8292 | 204.8522 | 285.8166 | 0.37334 | 0.38975 | 0.38502 | 0.37572 | 17.2584 | 84.1193 | 78.8716 | 107.3869
7 | 25 | 24 | 668.412 | 677.4324 | 685.6024 | 797.4533 | 378.8299 | 100.3275 | 0 | 0 | 43.775 | 131.1282 | 135.5718 | 134.0002 | 0 | 0 | 0 | 0 | 263.2754 | 305.8305 | 416.9832 | 435.8019 | 0 | 0 | 0 | 0 | 0.88365 | 0.93779 | 6.3013 | 16 | 0 | 0 | 0 | 0 | -18.3521 | 139.2084 | 126.7461 | 211.6512 | 0.36396 | 0.38033 | 0.38357 | 0.36382 | -6.6794 | 52.9451 | 48.6158 | 77.0033
7 | 26 | 1 | 608.2858 | 613.3517 | 617.1345 | 714.4979 | 378.8299 | 100.3275 | 0 | 0 | 30.3891 | 138.3128 | 137.6639 | 123.1092 | 0 | 0 | 0 | 0 | 245.6219 | 281.6868 | 377.7693 | 398.6286 | 0 | 0 | 0 | 0 | -0.22327 | 2.6167 | 6.371 | 3.0798 | 0 | 0 | 0 | 0 | -46.3319 | 90.4079 | 95.3303 | 189.6803 | 0.3644 | 0.37066 | 0.38218 | 0.36382 | -16.8835 | 33.5104 | 36.4329 | 69.0098
7 | 26 | 2 | 566.8045 | 568.4387 | 568.3797 | 654.7642 | 378.8299 | 100.3275 | 0 | 0 | 29.3981 | 139.3146 | 136.854 | 117.5889 | 0 | 0 | 0 | 0 | 241.3124 | 266.9586 | 346.8866 | 360.3086 | 0 | 0 | 0 | 0 | -0.22327 | 5.1009 | 11.0503 | 0 | 0 | 0 | 0 | 0 | -82.5126 | 56.7372 | 73.5888 | 176.8667 | 0.3644 | 0.36878 | 0.38135 | 0.36382 | -30.0678 | 20.9235 | 28.0634 | 64.3479
7 | 26 | 3 | 539.8819 | 538.2309 | 534.4544 | 612.2391 | 378.8299 | 100.3275 | 0 | 0 | 28.341 | 135.7717 | 132.5774 | 96.5859 | 0 | 0 | 0 | 0 | 240.1918 | 257.5977 | 330.1659 | 339.8109 | 0 | 0 | 0 | 0 | -0.17534 | 8.6491 | 12.2104 | 0 | 0 | 0 | 0 | 0 | -107.3054 | 35.885 | 59.5007 | 175.8423 | 0.36651 | 0.3648 | 0.37847 | 0.36382 | -39.3281 | 13.0909 | 22.5192 | 63.9752
7 | 26 | 4 | 525.2339 | 520.6081 | 513.3857 | 584.6951 | 378.8299 | 100.3275 | 0 | 0 | 32.4728 | 111.7312 | 107.7752 | 105.1904 | 0 | 0 | 0 | 0 | 226.2569 | 239.0201 | 301.9742 | 312.474 | 0 | 0 | 0 | 0 | -0.041319 | 13.0833 | 12.2186 | 0 | 0 | 0 | 0 | 0 | -112.2844 | 56.446 | 91.4177 | 167.0307 | 0.36512 | 0.37056 | 0.38415 | 0.36382 | -40.9977 | 20.9168 | 35.1179 | 60.7694
7 | 26 | 5 | 521.694 | 514.3028 | 503.8197 | 570.5385 | 378.8299 | 100.3275 | 0 | 0 | 46.8243 | 95.4305 | 92.4125 | 92.5738 | 0 | 0 | 0 | 0 | 182.5454 | 193.8065 | 250.4796 | 260.825 | 0 | 0 | 0 | 0 | 0.65105 | 3.0627 | -4.6844 | 24.6002 | 0 | 0 | 0 | 0 | -87.1567 | 121.6756 | 165.6119 | 192.5395 | 0.36404 | 0.37803 | 0.38589 | 0.36382 | -31.7288 | 45.9971 | 63.9077 | 70.05
7 | 26 | 6 | 542.4625 | 532.6767 | 519.2874 | 585.5688 | 378.8299 | 100.3275 | 0 | 0 | 51.3113 | 94.2331 | 91.8548 | 89.7018 | 0 | 0 | 0 | 0 | 167.4404 | 248.8235 | 309.1231 | 314.6728 | 0 | 0 | 0 | 0 | 0.36984 | 8.7777 | 12.0012 | -10.6542 | 0 | 0 | 0 | 0 | -55.4889 | 80.5149 | 106.3082 | 191.8483 | 0.36811 | 0.37383 | 0.38312 | 0.36387 | -20.4258 | 30.099 | 40.7284 | 69.8075
7 | 26 | 7 | 586.9676 | 575.427 | 559.8391 | 630.2359 | 378.8299 | 100.3275 | 0 | 0 | 50.3416 | 90.8559 | 88.4773 | 71.2051 | 0 | 0 | 0 | 0 | 167.156 | 402.4962 | 487.3934 | 487.0471 | 0 | 0 | 0 | 0 | -0.13886 | -3.2681 | -3.674 | 0 | 0 | 0 | 0 | 0 | -9.221 | -14.9845 | -12.3575 | 71.9837 | 0.37184 | 0.3586 | 0.37474 | 0.37002 | -3.4287 | -5.3734 | -4.6308 | 26.6351
7 | 26 | 8 | 644.9701 | 633.3181 | 617.4365 | 696.383 | 378.8299 | 100.3275 | 0 | 0 | 40.5996 | 72.2394 | 69.7741 | 68.4323 | 0 | 0 | 0 | 0 | 214.0642 | 556.9632 | 656.5857 | 658.9687 | 0 | 0 | 0 | 0 | -0.22327 | -2.7345 | -3.1792 | 0 | 0 | 0 | 0 | 0 | 11.6997 | -93.4775 | -105.7441 | -31.018 | 0.37003 | 0.38103 | 0.36475 | 0.38586 | 4.3292 | -35.6175 | -38.5703 | -11.9687
7 | 26 | 9 | 702.4548 | 691.9824 | 677.3067 | 766.537 | 378.8299 | 100.3275 | 0 | 0 | 48.7484 | 52.1772 | 51.098 | 62.2803 | 0 | 0 | 0 | 0 | 268.8696 | 703.0027 | 815.6944 | 825.7642 | 0 | 0 | 0 | 0 | -0.22327 | -12.8963 | -18.1998 | -0.48 | 0 | 0 | 0 | 0 | 6.2302 | -150.6286 | -171.2859 | -121.0276 | 0.36691 | 0.38398 | 0.38398 | 0 | 2.286 | -57.8376 | -65.7695 | 0
7 | 26 | 10 | 750.3022 | 740.6107 | 726.7882 | 824.5292 | 378.8299 | 100.3275 | 0 | 0 | 44.8995 | 42.3411 | 43.166 | 55.8007 | 0 | 0 | 0 | 0 | 298.2577 | 779.6741 | 902.7865 | 919.4996 | 0 | 0 | 0 | 0 | -0.22327 | -12.2718 | -24 | -35.3479 | 0 | 0 | 0 | 0 | 28.5385 | -169.4601 | -195.1642 | -115.4231 | 0.36691 | 0.38398 | 0.38398 | 0 | 10.4712 | -65.0685 | -74.9382 | 0
7 | 26 | 11 | 801.5268 | 793.2649 | 781.0701 | 888.8294 | 378.8299 | 100.3275 | 0 | 0 | 45.1402 | 42.912 | 44.2697 | 52.4433 | 0 | 0 | 0 | 0 | 310.256 | 803.1276 | 933.7901 | 958.4269 | 0 | 0 | 0 | 0 | -0.22327 | -12 | -24 | -48 | 0 | 0 | 0 | 0 | 67.5239 | -141.1021 | -172.9897 | -74.0408 | 0.36691 | 0.38398 | 0.38398 | 0 | 24.7755 | -54.1797 | -66.4237 | 0
7 | 26 | 12 | 840.8961 | 833.9414 | 823.2065 | 938.8641 | 378.8299 | 100.3275 | 0 | 0 | 43.7818 | 44.408 | 45.7514 | 47.6023 | 0 | 0 | 0 | 0 | 315.5498 | 804.6187 | 942.21 | 980.6158 | 0 | 0 | 0 | 0 | -0.22327 | -12 | -24 | -48 | 0 | 0 | 0 | 0 | 102.9578 | -103.4128 | -140.755 | -41.354 | 0.36691 | 0.38398 | 0.38398 | 0 | 37.7767 | -39.708 | -54.0464 | 0
7 | 26 | 13 | 874.9035 | 869.7585 | 860.9915 | 984.1914 | 378.8299 | 100.3275 | 0 | 0 | 40.6124 | 46.0364 | 48.8638 | 47.754 | 0 | 0 | 0 | 0 | 311.3614 | 783.4704 | 933.9252 | 976.3733 | 0 | 0 | 0 | 0 | -0.22327 | -8.6338 | -13.3198 | -48 | 0 | 0 | 0 | 0 | 144.323 | -51.442 | -108.4776 | 8.0641 | 0.36382 | 0.38398 | 0.38398 | 0 | 52.5079 | -19.7525 | -41.6527 | 0
7 | 26 | 14 | 914.9899 | 911.5241 | 904.6321 | 1036.3195 | 378.8299 | 100.3275 | 0 | 0 | 48.9887 | 46.5556 | 47.5471 | 49.854 | 0 | 0 | 0 | 0 | 335.6593 | 808.6884 | 978.9735 | 1038.2697 | 0 | 0 | 0 | 0 | -0.22327 | -6.4208 | -14.0709 | -31.3986 | 0 | 0 | 0 | 0 | 151.7353 | -37.6264 | -107.8176 | -20.4056 | 0.36561 | 0.38398 | 0.38398 | 0 | 55.4755 | -14.4476 | -41.3993 | 0
7 | 26 | 15 | 948.4618 | 946.7557 | 941.8643 | 1081.1995 | 378.8299 | 100.3275 | 0 | 0 | 43.1114 | 54.5156 | 51.9895 | 62.5602 | 0 | 0 | 0 | 0 | 381.409 | 836.9267 | 1012.118 | 1084.767 | 0 | 0 | 0 | 0 | -0.22327 | -0.60004 | 0 | 0.15638 | 0 | 0 | 0 | 0 | 145.3348 | -44.4141 | -122.2431 | -66.2841 | 0.36533 | 0.38398 | 0.38025 | 0 | 53.0946 | -17.0539 | -46.4828 | 0
7 | 26 | 16 | 971.4363 | 973.4072 | 972.6991 | 1120.591 | 378.8299 | 100.3275 | 0 | 0 | 40.6723 | 61.8214 | 72.2107 | 81.0568 | 0 | 0 | 0 | 0 | 412.4585 | 834.592 | 997.0608 | 1034.341 | 0 | 0 | 0 | 0 | -0.22327 | -0.60004 | -2.4 | 0.70581 | 0 | 0 | 0 | 0 | 139.6989 | -22.7335 | -94.1724 | 4.4873 | 0.37414 | 0.38398 | 0.38398 | 0.38586 | 52.2665 | -8.7291 | -36.1598 | 1.7315
7 | 26 | 17 | 984.6259 | 990.9247 | 995.2371 | 1151.2848 | 378.8299 | 100.3275 | 0 | 0 | 43.9105 | 84.1373 | 80.7416 | 83.8291 | 0 | 0 | 0 | 0 | 457.4585 | 808.2139 | 955.476 | 989.1078 | 283.1967 | 303.0055 | 303.0055 | 303.0055 | -0.22327 | -1.3833 | -1.7395 | -2.4 | 0 | 0 | 0 | 0 | -178.5465 | -303.376 | -342.2465 | -222.2575 | 0.38366 | 0.35923 | 0.36981 | 0.37601 | -68.5004 | -108.9805 | -126.5652 | -83.572
7 | 26 | 18 | 974.8615 | 985.0125 | 993.684 | 1153.2821 | 378.8299 | 100.3275 | 0 | 0 | 47.3402 | 85.16 | 80.7034 | 87.2065 | 0 | 0 | 0 | 0 | 504.0545 | 773.3812 | 907.9119 | 955.6887 | 283.1967 | 303.0055 | 303.0055 | 303.0055 | -0.22327 | -1.199 | -0.44921 | 0 | 0 | 0 | 0 | 0 | -238.3365 | -275.6627 | -297.4875 | -192.6186 | 0.38585 | 0.38166 | 0.38652 | 0.37341 | -91.963 | -105.209 | -114.9863 | -71.9257
7 | 26 | 19 | 945.3391 | 957.6075 | 968.6366 | 1126.2577 | 378.8299 | 100.3275 | 0 | 0 | 51.6452 | 97.2778 | 94.627 | 94.9068 | 0 | 0 | 0 | 0 | 510.8373 | 651.4745 | 754.7803 | 793.2349 | 283.1967 | 303.0055 | 303.0055 | 303.0055 | -0.22327 | -3.4122 | -1.6507 | 22.0516 | 0 | 0 | 0 | 0 | -278.9468 | -191.0656 | -182.1255 | -86.9412 | 0.38793 | 0.39411 | 0.38919 | 0.38458 | -108.2132 | -75.3007 | -70.8812 | -33.4357
7 | 26 | 20 | 912.6549 | 924.905 | 935.8974 | 1088.277 | 378.8299 | 100.3275 | 0 | 0 | 49.4163 | 101.6417 | 106.9003 | 113.4035 | 0 | 0 | 0 | 0 | 510.536 | 564.7881 | 676.7869 | 705.2173 | 283.1967 | 303.0055 | 303.0055 | 303.0055 | -0.13782 | 10.1876 | 12.6965 | 29.2764 | 0 | 0 | 0 | 0 | -309.1862 | -155.0454 | -163.4917 | -62.6256 | 0.38829 | 0.40541 | 0.3998 | 0.38892 | -120.0547 | -62.8562 | -65.3643 | -24.3561
7 | 26 | 21 | 891.2717 | 904.1192 | 915.9746 | 1066.2938 | 378.8299 | 100.3275 | 0 | 0 | 49.7069 | 114.9544 | 112.6736 | 120.3532 | 0 | 0 | 0 | 0 | 503.1147 | 555.3037 | 666.8526 | 694.6384 | 283.1967 | 303.0055 | 303.0055 | 303.0055 | 0.117 | 0 | 13.1327 | 16 | 0 | 0 | 0 | 0 | -323.6935 | -169.4718 | -179.6898 | -67.7033 | 0.38736 | 0.40087 | 0.39574 | 0.38805 | -125.3867 | -67.9362 | -71.1098 | -26.2725
7 | 26 | 22 | 856.7463 | 871.0012 | 884.8187 | 1032.5905 | 378.8299 | 100.3275 | 0 | 0 | 50.1179 | 113.1533 | 116.5974 | 125.0056 | 0 | 0 | 0 | 0 | 462.453 | 518.7323 | 600.2863 | 623.9997 | 283.1967 | 303.0055 | 303.0055 | 303.0055 | 0.17673 | 1.1225 | 6.6886 | 13.9091 | 0 | 0 | 0 | 0 | -318.0279 | -165.3398 | -141.759 | -33.3294 | 0.38147 | 0.39646 | 0.3914 | 0.38267 | -121.3173 | -65.551 | -55.4838 | -12.7542
7 | 26 | 23 | 768.7356 | 781.9997 | 794.9149 | 928.0787 | 378.8299 | 100.3275 | 0 | 0 | 48.1554 | 120.2222 | 126.2279 | 133.8858 | 0 | 0 | 0 | 0 | 398.2341 | 457.4383 | 525.3229 | 547.9679 | 0 | 0 | 0 | 0 | 0.39182 | 2.6167 | 0.91442 | 18.7363 | 0 | 0 | 0 | 0 | -56.8756 | 101.3951 | 142.4498 | 227.4888 | 0.37334 | 0.38975 | 0.38502 | 0.37572 | -21.2338 | 39.5187 | 54.8456 | 85.472
7 | 26 | 24 | 677.2175 | 686.4971 | 694.9747 | 808.5999 | 378.8299 | 100.3275 | 0 | 0 | 43.775 | 131.1282 | 135.5718 | 134.0002 | 0 | 0 | 0 | 0 | 390.1322 | 444.7904 | 508.3394 | 530.5611 | 0 | 0 | 0 | 0 | 0.88365 | 0.93779 | 6.3013 | 16 | 0 | 0 | 0 | 0 | -136.4033 | 9.3131 | 44.7622 | 128.0386 | 0.36396 | 0.38033 | 0.38357 | 0.36382 | -49.6452 | 3.5421 | 17.1694 | 46.5832
7 | 27 | 1 | 610.5778 | 615.7202 | 619.5945 | 717.4329 | 378.8299 | 100.3275 | 0 | 0 | 30.3891 | 138.3128 | 137.6639 | 123.1092 | 0 | 0 | 0 | 0 | 388.9676 | 434.4008 | 495.3172 | 513.8134 | 0 | 0 | 0 | 0 | -0.22327 | 2.6167 | 6.371 | 3.0798 | 0 | 0 | 0 | 0 | -187.3856 | -59.9375 | -19.7577 | 77.4305 | 0.3644 | 0.37066 | 0.38218 | 0.36382 | -68.2838 | -22.2163 | -7.5509 | 28.1709
7 | 27 | 2 | 565.9005 | 567.5186 | 567.4411 | 653.6586 | 378.8299 | 100.3275 | 0 | 0 | 29.3981 | 139.3146 | 136.854 | 117.5889 | 0 | 0 | 0 | 0 | 370.5998 | 408.448 | 460.0651 | 475.4568 | 0 | 0 | 0 | 0 | -0.22327 | 5.1009 | 11.0503 | 0 | 0 | 0 | 0 | 0 | -212.704 | -85.6723 | -40.5283 | 60.6129 | 0.3644 | 0.36878 | 0.38135 | 0.36382 | -77.5099 | -31.5941 | -15.4556 | 22.0523
7 | 27 | 3 | 537.873 | 536.1712 | 532.335 | 609.7269 | 378.8299 | 100.3275 | 0 | 0 | 28.341 | 135.7717 | 132.5774 | 96.5859 | 0 | 0 | 0 | 0 | 379.2968 | 408.7369 | 444.854 | 457.6276 | 0 | 0 | 0 | 0 | -0.17534 | 8.6491 | 12.2104 | 0 | 0 | 0 | 0 | 0 | -248.4193 | -117.3139 | -57.3068 | 55.5134 | 0.36651 | 0.3648 | 0.37847 | 0.36382 | -91.0472 | -42.7964 | -21.6889 | 20.197
7 | 27 | 4 | 522.1098 | 517.3982 | 510.0743 | 580.7631 | 378.8299 | 100.3275 | 0 | 0 | 32.4728 | 111.7312 | 107.7752 | 105.1904 | 0 | 0 | 0 | 0 | 351.4351 | 371.9243 | 398.1712 | 409.9171 | 0 | 0 | 0 | 0 | -0.041319 | 13.0833 | 12.2186 | 0 | 0 | 0 | 0 | 0 | -240.5868 | -79.6681 | -8.0907 | 65.6556 | 0.36512 | 0.37056 | 0.38415 | 0.36382 | -87.8439 | -29.522 | -3.108 | 23.8869
7 | 27 | 5 | 517.2942 | 509.7818 | 499.1552 | 564.9995 | 378.8299 | 100.3275 | 0 | 0 | 46.8243 | 95.4305 | 92.4125 | 92.5738 | 0 | 0 | 0 | 0 | 308.3275 | 322.896 | 341.1541 | 350.5044 | 0 | 0 | 0 | 0 | 0.65105 | 3.0627 | -4.6844 | 24.6002 | 0 | 0 | 0 | 0 | -217.3387 | -11.9349 | 70.273 | 97.3212 | 0.36404 | 0.37803 | 0.38589 | 0.36382 | -79.1207 | -4.5117 | 27.1175 | 35.4076
7 | 27 | 6 | 537.0861 | 527.149 | 513.5804 | 578.7884 | 378.8299 | 100.3275 | 0 | 0 | 51.3113 | 94.2331 | 91.8548 | 89.7018 | 0 | 0 | 0 | 0 | 275.6736 | 354.492 | 387.936 | 391.8882 | 0 | 0 | 0 | 0 | 0.36984 | 8.7777 | 12.0012 | -10.6542 | 0 | 0 | 0 | 0 | -169.0985 | -30.6812 | 21.7884 | 107.8526 | 0.36811 | 0.37383 | 0.38312 | 0.36387 | -62.2461 | -11.4696 | 8.3475 | 39.2442
7 | 27 | 7 | 578.9511 | 567.1839 | 551.3277 | 620.1226 | 378.8299 | 100.3275 | 0 | 0 | 50.3416 | 90.8559 | 88.4773 | 71.2051 | 0 | 0 | 0 | 0 | 260.4415 | 465.4069 | 526.9314 | 528.2555 | 0 | 0 | 0 | 0 | -0.13886 | -3.2681 | -3.674 | 0 | 0 | 0 | 0 | 0 | -110.523 | -86.1383 | -60.4071 | 20.6619 | 0.37184 | 0.3586 | 0.37474 | 0.37002 | -41.0968 | -30.8889 | -22.6367 | 7.6452
7 | 27 | 8 | 635.0194 | 623.088 | 606.8756 | 683.8364 | 378.8299 | 100.3275 | 0 | 0 | 40.5996 | 72.2394 | 69.7741 | 68.4323 | 0 | 0 | 0 | 0 | 290.8479 | 595.0075 | 677.9732 | 683.5616 | 0 | 0 | 0 | 0 | -0.22327 | -2.7345 | -3.1792 | 0 | 0 | 0 | 0 | 0 | -75.0346 | -141.7519 | -137.6926 | -68.1575 | 0.37003 | 0.38103 | 0.36475 | 0.38586 | -27.7648 | -54.0114 | -50.2235 | -26.2995
7 | 27 | 9 | 698.1634 | 687.5727 | 672.757 | 761.1341 | 378.8299 | 100.3275 | 0 | 0 | 48.7484 | 52.1772 | 51.098 | 62.2803 | 0 | 0 | 0 | 0 | 326.7514 | 707.1132 | 809.2999 | 821.8232 | 0 | 0 | 0 | 0 | -0.22327 | -12.8963 | -18.1998 | -0.48 | 0 | 0 | 0 | 0 | -55.9431 | -159.1489 | -169.441 | -122.4894 | 0.36691 | 0.38398 | 0.38398 | 0 | -20.5263 | -61.1092 | -65.0611 | 0
7 | 27 | 10 | 741.7667 | 731.8383 | 717.7354 | 813.7772 | 378.8299 | 100.3275 | 0 | 0 | 44.8995 | 42.3411 | 43.166 | 55.8007 | 0 | 0 | 0 | 0 | 343.8512 | 775.4842 | 890.1002 | 909.2617 | 0 | 0 | 0 | 0 | -0.22327 | -12.2718 | -24 | -35.3479 | 0 | 0 | 0 | 0 | -25.5906 | -174.0427 | -191.5308 | -115.9374 | 0.36691 | 0.38398 | 0.38398 | 0 | -9.3896 | -66.8281 | -73.543 | 0
7 | 27 | 11 | 785.9782 | 777.2837 | 764.5768 | 869.2392 | 378.8299 | 100.3275 | 0 | 0 | 45.1402 | 42.912 | 44.2697 | 52.4433 | 0 | 0 | 0 | 0 | 347.4414 | 815.197 | 940.1117 | 968.6389 | 0 | 0 | 0 | 0 | -0.22327 | -12 | -24 | -48 | 0 | 0 | 0 | 0 | 14.7899 | -169.1528 | -195.8046 | -103.8431 | 0.36691 | 0.38398 | 0.38398 | 0 | 5.4266 | -64.9505 | -75.1841 | 0
7 | 27 | 12 | 828.0361 | 820.7235 | 809.5647 | 922.6605 | 378.8299 | 100.3275 | 0 | 0 | 43.7818 | 44.408 | 45.7514 | 47.6023 | 0 | 0 | 0 | 0 | 351.717 | 829.7477 | 965.1602 | 1005.7656 | 0 | 0 | 0 | 0 | -0.22327 | -12 | -24 | -48 | 0 | 0 | 0 | 0 | 53.9307 | -141.7597 | -177.3469 | -82.7073 | 0.36691 | 0.38398 | 0.38398 | 0 | 19.7879 | -54.4322 | -68.0968 | 0
7 | 27 | 13 | 863.0784 | 857.6046 | 848.4486 | 969.2935 | 378.8299 | 100.3275 | 0 | 0 | 40.6124 | 46.0364 | 48.8638 | 47.754 | 0 | 0 | 0 | 0 | 367.3404 | 838.5746 | 988.2655 | 1034.9091 | 0 | 0 | 0 | 0 | -0.22327 | -8.6338 | -13.3198 | -48 | 0 | 0 | 0 | 0 | 76.519 | -118.7 | -175.3609 | -65.3695 | 0.36382 | 0.38398 | 0.38398 | 0 | 27.8393 | -45.5779 | -67.3342 | 0
7 | 27 | 14 | 903.4429 | 899.6498 | 892.3698 | 1021.7485 | 378.8299 | 100.3275 | 0 | 0 | 48.9887 | 46.5556 | 47.5471 | 49.854 | 0 | 0 | 0 | 0 | 394.3546 | 877.3579 | 1035.8835 | 1093.7618 | 0 | 0 | 0 | 0 | -0.22327 | -6.4208 | -14.0709 | -31.3986 | 0 | 0 | 0 | 0 | 81.4929 | -118.1703 | -176.99 | -90.4687 | 0.36561 | 0.38398 | 0.38398 | 0 | 29.7944 | -45.3745 | -67.9597 | 0
7 | 27 | 15 | 936.814 | 934.7779 | 929.4956 | 1066.5022 | 378.8299 | 100.3275 | 0 | 0 | 43.1114 | 54.5156 | 51.9895 | 62.5602 | 0 | 0 | 0 | 0 | 449.7661 | 921.0775 | 1070.8403 | 1116.2809 | 0 | 0 | 0 | 0 | -0.22327 | -0.60004 | 0 | 0.15638 | 0 | 0 | 0 | 0 | 65.3298 | -140.5427 | -193.3341 | -112.4952 | 0.36533 | 0.38398 | 0.38025 | 0 | 23.8667 | -53.9649 | -73.5151 | 0
7 | 27 | 16 | 957.8476 | 959.4359 | 958.2745 | 1103.4532 | 378.8299 | 100.3275 | 0 | 0 | 40.6723 | 61.8214 | 72.2107 | 81.0568 | 0 | 0 | 0 | 0 | 487.5306 | 922.2805 | 1063.91 | 1106.718 | 0 | 0 | 0 | 0 | -0.22327 | -0.60004 | -2.4 | 0.70581 | 0 | 0 | 0 | 0 | 51.0381 | -124.3935 | -175.4461 | -85.0274 | 0.37414 | 0.38398 | 0.38398 | 0.38586 | 19.0952 | -47.764 | -67.3669 | -32.8089
7 | 27 | 17 | 966.9673 | 972.768 | 976.4901 | 1129.0107 | 378.8299 | 100.3275 | 0 | 0 | 43.9105 | 84.1373 | 80.7416 | 83.8291 | 0 | 0 | 0 | 0 | 508.092 | 867.571 | 999.9034 | 1044.0665 | 283.1967 | 303.0055 | 303.0055 | 303.0055 | -0.22327 | -1.3833 | -1.7395 | -2.4 | 0 | 0 | 0 | 0 | -246.8385 | -380.8899 | -405.4208 | -299.4903 | 0.38366 | 0.35923 | 0.36981 | 0.37601 | -94.701 | -136.8255 | -149.9276 | -112.6126
7 | 27 | 18 | 958.1904 | 967.8689 | 975.9805 | 1132.2455 | 378.8299 | 100.3275 | 0 | 0 | 47.3402 | 85.16 | 80.7034 | 87.2065 | 0 | 0 | 0 | 0 | 526.1935 | 803.2852 | 924.145 | 966.3507 | 283.1967 | 303.0055 | 303.0055 | 303.0055 | -0.22327 | -1.199 | -0.44921 | 0 | 0 | 0 | 0 | 0 | -277.1466 | -322.7103 | -331.4241 | -224.3172 | 0.38585 | 0.38166 | 0.38652 | 0.37341 | -106.938 | -123.1651 | -128.1037 | -83.7623
7 | 27 | 19 | 925.1831 | 936.8798 | 947.2316 | 1100.8223 | 378.8299 | 100.3275 | 0 | 0 | 51.6452 | 97.2778 | 94.627 | 94.9068 | 0 | 0 | 0 | 0 | 519.1043 | 667.8556 | 770.8249 | 814.7624 | 283.1967 | 303.0055 | 303.0055 | 303.0055 | -0.22327 | -3.4122 | -1.6507 | 22.0516 | 0 | 0 | 0 | 0 | -307.3697 | -228.1744 | -219.5751 | -133.904 | 0.38793 | 0.39411 | 0.38919 | 0.38458 | -119.2394 | -89.9255 | -85.4562 | -51.4966
7 | 27 | 20 | 891.1085 | 902.7414 | 913.0021 | 1061.0645 | 378.8299 | 100.3275 | 0 | 0 | 49.4163 | 101.6417 | 106.9003 | 113.4035 | 0 | 0 | 0 | 0 | 515.3689 | 577.0229 | 678.4922 | 733.255 | 283.1967 | 303.0055 | 303.0055 | 303.0055 | -0.13782 | 10.1876 | 12.6965 | 29.2764 | 0 | 0 | 0 | 0 | -335.5655 | -189.4438 | -188.0923 | -117.8759 | 0.38829 | 0.40541 | 0.3998 | 0.38892 | -130.2977 | -76.8015 | -75.1996 | -45.8439
7 | 27 | 21 | 864.3705 | 876.455 | 887.4063 | 1032.3464 | 378.8299 | 100.3275 | 0 | 0 | 49.7069 | 114.9544 | 112.6736 | 120.3532 | 0 | 0 | 0 | 0 | 526.1718 | 579.3485 | 670.5427 | 701.5982 | 283.1967 | 303.0055 | 303.0055 | 303.0055 | 0.117 | 0 | 13.1327 | 16 | 0 | 0 | 0 | 0 | -373.6518 | -221.1809 | -211.9482 | -108.6105 | 0.38736 | 0.40087 | 0.39574 | 0.38805 | -144.7387 | -88.6648 | -83.8756 | -42.1466
7 | 27 | 22 | 824.3381 | 837.6732 | 850.401 | 991.6916 | 378.8299 | 100.3275 | 0 | 0 | 50.1179 | 113.1533 | 116.5974 | 125.0056 | 0 | 0 | 0 | 0 | 539.9259 | 589.0087 | 665.9305 | 682.8134 | 283.1967 | 303.0055 | 303.0055 | 303.0055 | 0.17673 | 1.1225 | 6.6886 | 13.9091 | 0 | 0 | 0 | 0 | -427.9091 | -268.9442 | -241.821 | -133.042 | 0.38147 | 0.39646 | 0.3914 | 0.38267 | -163.2334 | -106.6263 | -94.6476 | -50.9114
7 | 27 | 23 | 749.3766 | 762.1053 | 774.3868 | 903.6992 | 378.8299 | 100.3275 | 0 | 0 | 48.1554 | 120.2222 | 126.2279 | 133.8858 | 0 | 0 | 0 | 0 | 526.5866 | 569.535 | 637.5052 | 647.1143 | 0 | 0 | 0 | 0 | 0.39182 | 2.6167 | 0.91442 | 18.7363 | 0 | 0 | 0 | 0 | -204.5871 | -30.5961 | 9.7392 | 103.9628 | 0.37334 | 0.38975 | 0.38502 | 0.37572 | -76.3801 | -11.9248 | 3.7498 | 39.0609
7 | 27 | 24 | 667.8846 | 676.9021 | 685.0692 | 796.832 | 378.8299 | 100.3275 | 0 | 0 | 43.775 | 131.1282 | 135.5718 | 134.0002 | 0 | 0 | 0 | 0 | 505.3496 | 546.0778 | 611.7138 | 615.6015 | 0 | 0 | 0 | 0 | 0.88365 | 0.93779 | 6.3013 | 16 | 0 | 0 | 0 | 0 | -260.9536 | -101.5693 | -68.5177 | 31.2303 | 0.36396 | 0.38033 | 0.38357 | 0.36382 | -94.9764 | -38.6298 | -26.2812 | 11.3623
7 | 28 | 1 | 603.7845 | 608.7321 | 612.3753 | 708.8522 | 378.8299 | 100.3275 | 0 | 0 | 30.3891 | 138.3128 | 137.6639 | 123.1092 | 0 | 0 | 0 | 0 | 489.1355 | 529.5075 | 591.5905 | 598.7718 | 0 | 0 | 0 | 0 | -0.22327 | 2.6167 | 6.371 | 3.0798 | 0 | 0 | 0 | 0 | -294.3468 | -162.0324 | -123.25 | -16.1086 | 0.3644 | 0.37066 | 0.38218 | 0.36382 | -107.2607 | -60.0586 | -47.1031 | -5.8607
7 | 28 | 2 | 561.1899 | 562.6705 | 562.4298 | 647.6998 | 378.8299 | 100.3275 | 0 | 0 | 29.3981 | 139.3146 | 136.854 | 117.5889 | 0 | 0 | 0 | 0 | 467.631 | 499.7667 | 549.432 | 562.8133 | 0 | 0 | 0 | 0 | -0.22327 | 5.1009 | 11.0503 | 0 | 0 | 0 | 0 | 0 | -314.4458 | -181.8391 | -134.9065 | -32.7024 | 0.3644 | 0.36878 | 0.38135 | 0.36382 | -114.5849 | -67.0584 | -51.4471 | -11.8978
7 | 28 | 3 | 531.185 | 529.2866 | 525.217 | 601.2616 | 378.8299 | 100.3275 | 0 | 0 | 28.341 | 135.7717 | 132.5774 | 96.5859 | 0 | 0 | 0 | 0 | 479.1784 | 498.1306 | 536.6091 | 550.7401 | 0 | 0 | 0 | 0 | -0.17534 | 8.6491 | 12.2104 | 0 | 0 | 0 | 0 | 0 | -354.9889 | -213.5922 | -156.1799 | -46.0643 | 0.36651 | 0.3648 | 0.37847 | 0.36382 | -130.1056 | -77.919 | -59.1094 | -16.7592
7 | 28 | 4 | 513.0974 | 508.1179 | 500.4758 | 569.3447 | 378.8299 | 100.3275 | 0 | 0 | 32.4728 | 111.7312 | 107.7752 | 105.1904 | 0 | 0 | 0 | 0 | 497.4099 | 507.0613 | 535.3041 | 545.8576 | 0 | 0 | 0 | 0 | -0.041319 | 13.0833 | 12.2186 | 0 | 0 | 0 | 0 | 0 | -395.5739 | -224.0854 | -154.822 | -81.7032 | 0.36512 | 0.37056 | 0.38415 | 0.36382 | -144.4333 | -83.0376 | -59.4745 | -29.7254
7 | 28 | 5 | 501.7901 | 493.8096 | 482.6267 | 545.3296 | 378.8299 | 100.3275 | 0 | 0 | 46.8243 | 95.4305 | 92.4125 | 92.5738 | 0 | 0 | 0 | 0 | 481.7166 | 484.821 | 505.9554 | 509.9505 | 0 | 0 | 0 | 0 | 0.65105 | 3.0627 | -4.6844 | 24.6002 | 0 | 0 | 0 | 0 | -406.2318 | -189.8321 | -111.0569 | -81.7948 | 0.36404 | 0.37803 | 0.38589 | 0.36382 | -147.8861 | -71.7623 | -42.8555 | -29.7587
7 | 28 | 6 | 501.382 | 490.3833 | 475.5539 | 533.5518 | 378.8299 | 100.3275 | 0 | 0 | 51.3113 | 94.2331 | 91.8548 | 89.7018 | 0 | 0 | 0 | 0 | 411.7859 | 466.947 | 499.5775 | 500.0318 | 0 | 0 | 0 | 0 | 0.36984 | 8.7777 | 12.0012 | -10.6542 | 0 | 0 | 0 | 0 | -340.9149 | -179.9019 | -127.8795 | -45.5276 | 0.36811 | 0.37383 | 0.38312 | 0.36387 | -125.4927 | -67.253 | -48.9927 | -16.5661
7 | 28 | 7 | 516.1932 | 502.5871 | 484.5484 | 540.709 | 378.8299 | 100.3275 | 0 | 0 | 50.3416 | 90.8559 | 88.4773 | 71.2051 | 0 | 0 | 0 | 0 | 340.3496 | 540.6687 | 606.157 | 603.9444 | 0 | 0 | 0 | 0 | -0.13886 | -3.2681 | -3.674 | 0 | 0 | 0 | 0 | 0 | -253.1891 | -225.9969 | -206.4119 | -134.4405 | 0.37184 | 0.3586 | 0.37474 | 0.37002 | -94.1455 | -81.0416 | -77.3498 | -49.7451
7 | 28 | 8 | 545.7035 | 531.1844 | 511.9023 | 570.9245 | 378.8299 | 100.3275 | 0 | 0 | 40.5996 | 72.2394 | 69.7741 | 68.4323 | 0 | 0 | 0 | 0 | 353.7057 | 655.1805 | 744.9446 | 748.6402 | 0 | 0 | 0 | 0 | -0.22327 | -2.7345 | -3.1792 | 0 | 0 | 0 | 0 | 0 | -227.2083 | -293.8285 | -299.6372 | -246.148 | 0.37003 | 0.38103 | 0.36475 | 0.38586 | -84.0731 | -111.9568 | -109.293 | -94.9797
7 | 28 | 9 | 594.354 | 580.7673 | 562.3985 | 629.943 | 378.8299 | 100.3275 | 0 | 0 | 48.7484 | 52.1772 | 51.098 | 62.2803 | 0 | 0 | 0 | 0 | 396.3216 | 769.3004 | 875.051 | 886.045 | 0 | 0 | 0 | 0 | -0.22327 | -12.8963 | -18.1998 | -0.48 | 0 | 0 | 0 | 0 | -229.3226 | -328.1415 | -345.5507 | -317.9023 | 0.36691 | 0.38398 | 0.38398 | 0 | -84.1417 | -125.9982 | -132.6828 | 0
7 | 28 | 10 | 644.9147 | 632.1871 | 614.7642 | 691.3638 | 378.8299 | 100.3275 | 0 | 0 | 44.8995 | 42.3411 | 43.166 | 55.8007 | 0 | 0 | 0 | 0 | 410.5082 | 820.5348 | 936.9611 | 953.116 | 0 | 0 | 0 | 0 | -0.22327 | -12.2718 | -24 | -35.3479 | 0 | 0 | 0 | 0 | -189.0996 | -318.7445 | -341.3628 | -282.205 | 0.36691 | 0.38398 | 0.38398 | 0 | -69.3833 | -122.39 | -131.0748 | 0
7 | 28 | 11 | 692.0787 | 680.667 | 664.7373 | 750.5455 | 378.8299 | 100.3275 | 0 | 0 | 45.1402 | 42.912 | 44.2697 | 52.4433 | 0 | 0 | 0 | 0 | 404.6411 | 850.1966 | 975.6263 | 997.6747 | 0 | 0 | 0 | 0 | -0.22327 | -12 | -24 | -48 | 0 | 0 | 0 | 0 | -136.3093 | -300.769 | -331.1588 | -251.5725 | 0.36691 | 0.38398 | 0.38398 | 0 | -50.0138 | -115.4878 | -127.1567 | 0
7 | 28 | 12 | 729.3308 | 719.1697 | 704.6328 | 797.9208 | 378.8299 | 100.3275 | 0 | 0 | 43.7818 | 44.408 | 45.7514 | 47.6023 | 0 | 0 | 0 | 0 | 415.2415 | 877.5807 | 1012.716 | 1052.9862 | 0 | 0 | 0 | 0 | -0.22327 | -12 | -24 | -48 | 0 | 0 | 0 | 0 | -108.2991 | -291.1465 | -329.8346 | -254.6677 | 0.36691 | 0.38398 | 0.38398 | 0 | -39.7365 | -111.793 | -126.6482 | 0
7 | 28 | 13 | 765.9094 | 757.6244 | 745.1339 | 846.4689 | 378.8299 | 100.3275 | 0 | 0 | 40.6124 | 46.0364 | 48.8638 | 47.754 | 0 | 0 | 0 | 0 | 430.4216 | 886.8224 | 1029.2203 | 1085.0834 | 0 | 0 | 0 | 0 | -0.22327 | -8.6338 | -13.3198 | -48 | 0 | 0 | 0 | 0 | -83.7312 | -266.928 | -319.6303 | -238.3684 | 0.36382 | 0.38398 | 0.38398 | 0 | -30.4632 | -102.4937 | -122.7301 | 0
7 | 28 | 14 | 801.1587 | 794.4137 | 783.6328 | 892.4851 | 378.8299 | 100.3275 | 0 | 0 | 48.9887 | 46.5556 | 47.5471 | 49.854 | 0 | 0 | 0 | 0 | 461.3514 | 914.3776 | 1063.3011 | 1122.8706 | 0 | 0 | 0 | 0 | -0.22327 | -6.4208 | -14.0709 | -31.3986 | 0 | 0 | 0 | 0 | -87.788 | -260.4261 | -313.1445 | -248.8409 | 0.36561 | 0.38398 | 0.38398 | 0 | -32.0959 | -99.9971 | -120.2396 | 0
7 | 28 | 15 | 834.4618 | 829.4714 | 820.6855 | 937.1515 | 378.8299 | 100.3275 | 0 | 0 | 43.1114 | 54.5156 | 51.9895 | 62.5602 | 0 | 0 | 0 | 0 | 519.1101 | 985.9683 | 1149.1323 | 1180.9483 | 0 | 0 | 0 | 0 | -0.22327 | -0.60004 | 0 | 0.15638 | 0 | 0 | 0 | 0 | -106.3663 | -310.74 | -380.4362 | -306.5134 | 0.36533 | 0.38398 | 0.38025 | 0 | -38.8584 | -119.3164 | -144.6605 | 0
7 | 28 | 16 | 860.0747 | 858.838 | 854.3261 | 979.8789 | 378.8299 | 100.3275 | 0 | 0 | 40.6723 | 61.8214 | 72.2107 | 81.0568 | 0 | 0 | 0 | 0 | 591.0846 | 1054.6569 | 1225.9911 | 1259.6676 | 0 | 0 | 0 | 0 | -0.22327 | -0.60004 | -2.4 | 0.70581 | 0 | 0 | 0 | 0 | -150.2888 | -357.3677 | -441.4758 | -361.5513 | 0.37414 | 0.38398 | 0.38398 | 0.38586 | -56.2286 | -137.2203 | -169.5157 | -139.5092
7 | 28 | 17 | 883.4353 | 886.8149 | 887.6652 | 1023.4076 | 378.8299 | 100.3275 | 0 | 0 | 43.9105 | 84.1373 | 80.7416 | 83.8291 | 0 | 0 | 0 | 0 | 574.6619 | 986.1162 | 1144.2615 | 1187.8552 | 283.1967 | 303.0055 | 303.0055 | 303.0055 | -0.22327 | -1.3833 | -1.7395 | -2.4 | 0 | 0 | 0 | 0 | -396.9405 | -585.3881 | -638.6039 | -548.8821 | 0.38366 | 0.35923 | 0.36981 | 0.37601 | -152.2885 | -210.2865 | -236.1604 | -206.3875
7 | 28 | 18 | 890.1829 | 897.885 | 903.6519 | 1046.2494 | 378.8299 | 100.3275 | 0 | 0 | 47.3402 | 85.16 | 80.7034 | 87.2065 | 0 | 0 | 0 | 0 | 564.8222 | 868.9928 | 1009.6515 | 1037.0159 | 283.1967 | 303.0055 | 303.0055 | 303.0055 | -0.22327 | -1.199 | -0.44921 | 0 | 0 | 0 | 0 | 0 | -383.7829 | -458.4018 | -489.2592 | -380.9784 | 0.38585 | 0.38166 | 0.38652 | 0.37341 | -148.084 | -174.9529 | -189.1109 | -142.2612
7 | 28 | 19 | 879.3709 | 889.7173 | 898.466 | 1042.8224 | 378.8299 | 100.3275 | 0 | 0 | 51.6452 | 97.2778 | 94.627 | 94.9068 | 0 | 0 | 0 | 0 | 511.9337 | 671.694 | 782.4724 | 804.4342 | 283.1967 | 303.0055 | 303.0055 | 303.0055 | -0.22327 | -3.4122 | -1.6507 | 22.0516 | 0 | 0 | 0 | 0 | -346.0113 | -279.1753 | -279.9881 | -181.5757 | 0.38793 | 0.39411 | 0.38919 | 0.38458 | -134.2298 | -110.0255 | -108.9683 | -69.8301
7 | 28 | 20 | 851.2347 | 861.6917 | 870.5563 | 1010.5804 | 378.8299 | 100.3275 | 0 | 0 | 49.4163 | 101.6417 | 106.9003 | 113.4035 | 0 | 0 | 0 | 0 | 487.7087 | 568.5035 | 678.176 | 712.5654 | 283.1967 | 303.0055 | 303.0055 | 303.0055 | -0.13782 | 10.1876 | 12.6965 | 29.2764 | 0 | 0 | 0 | 0 | -347.779 | -221.9742 | -230.222 | -147.6703 | 0.38829 | 0.40541 | 0.3998 | 0.38892 | -135.0401 | -89.9895 | -92.0431 | -57.4314
7 | 28 | 21 | 832.6381 | 843.779 | 853.6098 | 992.1416 | 378.8299 | 100.3275 | 0 | 0 | 49.7069 | 114.9544 | 112.6736 | 120.3532 | 0 | 0 | 0 | 0 | 508.6284 | 584.9511 | 684.5659 | 717.5498 | 283.1967 | 303.0055 | 303.0055 | 303.0055 | 0.117 | 0 | 13.1327 | 16 | 0 | 0 | 0 | 0 | -387.8408 | -259.4594 | -259.7679 | -164.7669 | 0.38736 | 0.40087 | 0.39574 | 0.38805 | -150.235 | -104.0095 | -102.7996 | -63.9382
7 | 28 | 22 | 800.6528 | 813.2888 | 825.1865 | 961.7014 | 378.8299 | 100.3275 | 0 | 0 | 50.1179 | 113.1533 | 116.5974 | 125.0056 | 0 | 0 | 0 | 0 | 528.7766 | 599.8216 | 690.77 | 739.2229 | 283.1967 | 303.0055 | 303.0055 | 303.0055 | 0.17673 | 1.1225 | 6.6886 | 13.9091 | 0 | 0 | 0 | 0 | -440.445 | -304.1415 | -291.875 | -219.4417 | 0.38147 | 0.39646 | 0.3914 | 0.38267 | -168.0154 | -120.5807 | -114.2385 | -83.974
7 | 28 | 23 | 730.0072 | 742.1521 | 753.7398 | 879.1293 | 378.8299 | 100.3275 | 0 | 0 | 48.1554 | 120.2222 | 126.2279 | 133.8858 | 0 | 0 | 0 | 0 | 534.8537 | 597.6635 | 683.0219 | 706.1714 | 0 | 0 | 0 | 0 | 0.39182 | 2.6167 | 0.91442 | 18.7363 | 0 | 0 | 0 | 0 | -232.2236 | -78.6778 | -56.4244 | 20.3358 | 0.37334 | 0.38975 | 0.38502 | 0.37572 | -86.6979 | -30.6646 | -21.7244 | 7.6406
7 | 28 | 24 | 653.6772 | 662.2664 | 669.9246 | 778.8097 | 378.8299 | 100.3275 | 0 | 0 | 43.775 | 131.1282 | 135.5718 | 134.0002 | 0 | 0 | 0 | 0 | 558.2299 | 603.0031 | 685.6689 | 699.0339 | 0 | 0 | 0 | 0 | 0.88365 | 0.93779 | 6.3013 | 16 | 0 | 0 | 0 | 0 | -328.0413 | -173.1302 | -157.6174 | -70.2244 | 0.36396 | 0.38033 | 0.38357 | 0.36382 | -119.3936 | -65.8466 | -60.4571 | -25.5492
7 | 29 | 1 | 594.4718 | 599.1356 | 602.4414 | 697.0277 | 378.8299 | 100.3275 | 0 | 0 | 30.3891 | 138.3128 | 137.6639 | 123.1092 | 0 | 0 | 0 | 0 | 568.5108 | 599.6817 | 679.0921 | 684.9658 | 0 | 0 | 0 | 0 | -0.22327 | 2.6167 | 6.371 | 3.0798 | 0 | 0 | 0 | 0 | -383.0347 | -241.803 | -220.6856 | -114.1272 | 0.3644 | 0.37066 | 0.38218 | 0.36382 | -139.5788 | -89.6263 | -84.3406 | -41.5219
7 | 29 | 2 | 551.8963 | 553.0965 | 552.5225 | 635.9098 | 378.8299 | 100.3275 | 0 | 0 | 29.3981 | 139.3146 | 136.854 | 117.5889 | 0 | 0 | 0 | 0 | 551.7509 | 575.8546 | 639.5309 | 643.2384 | 0 | 0 | 0 | 0 | -0.22327 | 5.1009 | 11.0503 | 0 | 0 | 0 | 0 | 0 | -407.8593 | -267.5011 | -234.9127 | -124.9176 | 0.3644 | 0.36878 | 0.38135 | 0.36382 | -148.6251 | -98.6487 | -89.5849 | -45.4477
7 | 29 | 3 | 523.4579 | 521.3247 | 516.9759 | 591.4528 | 378.8299 | 100.3275 | 0 | 0 | 28.341 | 135.7717 | 132.5774 | 96.5859 | 0 | 0 | 0 | 0 | 531.9199 | 549.3949 | 597.8937 | 598.5008 | 0 | 0 | 0 | 0 | -0.17534 | 8.6491 | 12.2104 | 0 | 0 | 0 | 0 | 0 | -415.4574 | -272.8184 | -225.7056 | -103.6339 | 0.36651 | 0.3648 | 0.37847 | 0.36382 | -152.2677 | -99.5249 | -85.4227 | -37.7043
7 | 29 | 4 | 504.2513 | 499.0028 | 491.041 | 558.1149 | 378.8299 | 100.3275 | 0 | 0 | 32.4728 | 111.7312 | 107.7752 | 105.1904 | 0 | 0 | 0 | 0 | 527.8533 | 540.1588 | 583.0874 | 582.3401 | 0 | 0 | 0 | 0 | -0.041319 | 13.0833 | 12.2186 | 0 | 0 | 0 | 0 | 0 | -434.8634 | -266.2979 | -212.0402 | -129.4156 | 0.36512 | 0.37056 | 0.38415 | 0.36382 | -158.7788 | -98.68 | -81.4548 | -47.0842
7 | 29 | 5 | 490.9476 | 482.6369 | 471.0614 | 531.5635 | 378.8299 | 100.3275 | 0 | 0 | 46.8243 | 95.4305 | 92.4125 | 92.5738 | 0 | 0 | 0 | 0 | 508.1669 | 516.1782 | 555.408 | 554.1266 | 0 | 0 | 0 | 0 | 0.65105 | 3.0627 | -4.6844 | 24.6002 | 0 | 0 | 0 | 0 | -443.5246 | -232.362 | -172.0747 | -139.7371 | 0.36404 | 0.37803 | 0.38589 | 0.36382 | -161.4623 | -87.8398 | -66.4016 | -50.8394
7 | 29 | 6 | 490.6964 | 479.3666 | 464.143 | 519.9634 | 378.8299 | 100.3275 | 0 | 0 | 51.3113 | 94.2331 | 91.8548 | 89.7018 | 0 | 0 | 0 | 0 | 473.7412 | 534.5319 | 584.335 | 581.0659 | 0 | 0 | 0 | 0 | 0.36984 | 8.7777 | 12.0012 | -10.6542 | 0 | 0 | 0 | 0 | -413.5558 | -258.5036 | -224.048 | -140.1501 | 0.36811 | 0.37383 | 0.38312 | 0.36387 | -152.2322 | -96.6368 | -85.8364 | -50.9962
7 | 29 | 7 | 498.0233 | 483.8706 | 465.1824 | 517.6646 | 378.8299 | 100.3275 | 0 | 0 | 50.3416 | 90.8559 | 88.4773 | 71.2051 | 0 | 0 | 0 | 0 | 422.7024 | 620.951 | 696.5497 | 690.7794 | 0 | 0 | 0 | 0 | -0.13886 | -3.2681 | -3.674 | 0 | 0 | 0 | 0 | 0 | -353.7118 | -324.9957 | -316.1706 | -244.32 | 0.37184 | 0.3586 | 0.37474 | 0.37002 | -131.5237 | -116.5422 | -118.4803 | -90.4023
7 | 29 | 8 | 523.5956 | 508.4085 | 488.3326 | 542.875 | 378.8299 | 100.3275 | 0 | 0 | 40.5996 | 72.2394 | 69.7741 | 68.4323 | 0 | 0 | 0 | 0 | 428.357 | 735.7879 | 833.3577 | 832.5555 | 0 | 0 | 0 | 0 | -0.22327 | -2.7345 | -3.1792 | 0 | 0 | 0 | 0 | 0 | -323.9675 | -397.2117 | -411.62 | -358.1128 | 0.37003 | 0.38103 | 0.36475 | 0.38586 | -119.8766 | -151.3487 | -150.1389 | -138.1829
7 | 29 | 9 | 572.4172 | 558.1616 | 538.9972 | 602.0876 | 378.8299 | 100.3275 | 0 | 0 | 48.7484 | 52.1772 | 51.098 | 62.2803 | 0 | 0 | 0 | 0 | 473.6248 | 864.0209 | 978.3175 | 985.1181 | 0 | 0 | 0 | 0 | -0.22327 | -12.8963 | -18.1998 | -0.48 | 0 | 0 | 0 | 0 | -328.5626 | -445.4677 | -472.2185 | -444.8309 | 0.36691 | 0.38398 | 0.38398 | 0 | -120.5542 | -171.0485 | -181.3201 | 0
7 | 29 | 10 | 623.7163 | 610.3322 | 592.1282 | 664.4089 | 378.8299 | 100.3275 | 0 | 0 | 44.8995 | 42.3411 | 43.166 | 55.8007 | 0 | 0 | 0 | 0 | 489.3739 | 904.4763 | 1027.4929 | 1041.6835 | 0 | 0 | 0 | 0 | -0.22327 | -12.2718 | -24 | -35.3479 | 0 | 0 | 0 | 0 | -289.1637 | -424.5409 | -454.5307 | -397.7274 | 0.36691 | 0.38398 | 0.38398 | 0 | -106.0982 | -163.0131 | -174.5284 | 0
7 | 29 | 11 | 670.605 | 658.5303 | 641.8118 | 723.248 | 378.8299 | 100.3275 | 0 | 0 | 45.1402 | 42.912 | 44.2697 | 52.4433 | 0 | 0 | 0 | 0 | 491.3291 | 937.4201 | 1066.8015 | 1089.4966 | 0 | 0 | 0 | 0 | -0.22327 | -12 | -24 | -48 | 0 | 0 | 0 | 0 | -244.471 | -410.1292 | -445.2594 | -370.6919 | 0.36691 | 0.38398 | 0.38398 | 0 | -89.6998 | -157.4794 | -170.9685 | 0
7 | 29 | 12 | 713.343 | 702.6688 | 687.5202 | 777.5248 | 378.8299 | 100.3275 | 0 | 0 | 43.7818 | 44.408 | 45.7514 | 47.6023 | 0 | 0 | 0 | 0 | 475.8276 | 936.3487 | 1069.5211 | 1115.5799 | 0 | 0 | 0 | 0 | -0.22327 | -12 | -24 | -48 | 0 | 0 | 0 | 0 | -184.873 | -366.4154 | -403.7523 | -337.6574 | 0.36691 | 0.38398 | 0.38398 | 0 | -67.8325 | -140.6944 | -155.0308 | 0
7 | 29 | 13 | 748.5427 | 739.7063 | 726.5588 | 824.336 | 378.8299 | 100.3275 | 0 | 0 | 40.6124 | 46.0364 | 48.8638 | 47.754 | 0 | 0 | 0 | 0 | 492.4857 | 964.007 | 1099.3877 | 1148.2213 | 0 | 0 | 0 | 0 | -0.22327 | -8.6338 | -13.3198 | -48 | 0 | 0 | 0 | 0 | -163.1619 | -362.0307 | -408.3728 | -323.6393 | 0.36382 | 0.38398 | 0.38398 | 0 | -59.3619 | -139.0108 | -156.805 | 0
7 | 29 | 14 | 788.9738 | 781.8351 | 770.5849 | 876.9312 | 378.8299 | 100.3275 | 0 | 0 | 48.9887 | 46.5556 | 47.5471 | 49.854 | 0 | 0 | 0 | 0 | 552.588 | 1032.7688 | 1177.6383 | 1237.9633 | 0 | 0 | 0 | 0 | -0.22327 | -6.4208 | -14.0709 | -31.3986 | 0 | 0 | 0 | 0 | -191.2096 | -391.3959 | -440.5296 | -379.4875 | 0.36561 | 0.38398 | 0.38398 | 0 | -69.9076 | -150.2863 | -169.1523 | 0
7 | 29 | 15 | 822.9072 | 817.5496 | 808.3261 | 922.4244 | 378.8299 | 100.3275 | 0 | 0 | 43.1114 | 54.5156 | 51.9895 | 62.5602 | 0 | 0 | 0 | 0 | 625.4624 | 1110.2716 | 1266.5066 | 1319.366 | 0 | 0 | 0 | 0 | -0.22327 | -0.60004 | 0 | 0.15638 | 0 | 0 | 0 | 0 | -224.2732 | -446.9651 | -510.17 | -459.6581 | 0.36533 | 0.38398 | 0.38025 | 0 | -81.9328 | -171.6235 | -193.9917 | 0
7 | 29 | 16 | 856.9538 | 855.5892 | 850.9236 | 975.7955 | 378.8299 | 100.3275 | 0 | 0 | 40.6723 | 61.8214 | 72.2107 | 81.0568 | 0 | 0 | 0 | 0 | 682.5291 | 1150.1068 | 1314.349 | 1344.7251 | 0 | 0 | 0 | 0 | -0.22327 | -0.60004 | -2.4 | 0.70581 | 0 | 0 | 0 | 0 | -244.8543 | -456.0664 | -533.2361 | -450.6923 | 0.37414 | 0.38398 | 0.38398 | 0.38586 | -91.609 | -175.1181 | -204.7494 | -173.9054
7 | 29 | 17 | 885.3599 | 888.7594 | 889.631 | 1025.708 | 378.8299 | 100.3275 | 0 | 0 | 43.9105 | 84.1373 | 80.7416 | 83.8291 | 0 | 0 | 0 | 0 | 642.3173 | 1051.2827 | 1203.3585 | 1222.6853 | 283.1967 | 303.0055 | 303.0055 | 303.0055 | -0.22327 | -1.3833 | -1.7395 | -2.4 | 0 | 0 | 0 | 0 | -462.6712 | -648.6102 | -695.735 | -581.4118 | 0.38366 | 0.35923 | 0.36981 | 0.37601 | -177.5064 | -232.9975 | -257.2879 | -218.6191
7 | 29 | 18 | 898.4802 | 906.3923 | 912.4066 | 1056.6265 | 378.8299 | 100.3275 | 0 | 0 | 47.3402 | 85.16 | 80.7034 | 87.2065 | 0 | 0 | 0 | 0 | 550.2179 | 850.9039 | 983.1643 | 996.4418 | 283.1967 | 303.0055 | 303.0055 | 303.0055 | -0.22327 | -1.199 | -0.44921 | 0 | 0 | 0 | 0 | 0 | -360.8812 | -431.8055 | -454.0174 | -330.0273 | 0.38585 | 0.38166 | 0.38652 | 0.37341 | -139.2472 | -164.8022 | -175.4891 | -123.2355
7 | 29 | 19 | 893.7261 | 904.4581 | 913.6623 | 1060.8579 | 378.8299 | 100.3275 | 0 | 0 | 51.6452 | 97.2778 | 94.627 | 94.9068 | 0 | 0 | 0 | 0 | 541.1485 | 698.4418 | 814.1017 | 837.0674 | 283.1967 | 303.0055 | 303.0055 | 303.0055 | -0.22327 | -3.4122 | -1.6507 | 22.0516 | 0 | 0 | 0 | 0 | -360.8709 | -291.1823 | -296.4211 | -196.1735 | 0.38793 | 0.39411 | 0.38919 | 0.38458 | -139.9944 | -114.7575 | -115.3638 | -75.4441
7 | 29 | 20 | 871.5109 | 882.5277 | 892.0548 | 1036.1114 | 378.8299 | 100.3275 | 0 | 0 | 49.4163 | 101.6417 | 106.9003 | 113.4035 | 0 | 0 | 0 | 0 | 510.0245 | 595.1924 | 724.42 | 750.6678 | 283.1967 | 303.0055 | 303.0055 | 303.0055 | -0.13782 | 10.1876 | 12.6965 | 29.2764 | 0 | 0 | 0 | 0 | -349.8187 | -227.827 | -254.9674 | -160.2417 | 0.38829 | 0.40541 | 0.3998 | 0.38892 | -135.8321 | -92.3623 | -101.9364 | -62.3207
7 | 29 | 21 | 856.0415 | 867.8292 | 878.4252 | 1021.6121 | 378.8299 | 100.3275 | 0 | 0 | 49.7069 | 114.9544 | 112.6736 | 120.3532 | 0 | 0 | 0 | 0 | 524.4905 | 609.3837 | 727.3924 | 748.2147 | 283.1967 | 303.0055 | 303.0055 | 303.0055 | 0.117 | 0 | 13.1327 | 16 | 0 | 0 | 0 | 0 | -380.2995 | -259.8418 | -277.7789 | -165.9613 | 0.38736 | 0.40087 | 0.39574 | 0.38805 | -147.3138 | -104.1628 | -109.9273 | -64.4017
7 | 29 | 22 | 826.0641 | 839.3977 | 852.1207 | 993.6834 | 378.8299 | 100.3275 | 0 | 0 | 50.1179 | 113.1533 | 116.5974 | 125.0056 | 0 | 0 | 0 | 0 | 516.051 | 595.6396 | 689.8646 | 701.5653 | 283.1967 | 303.0055 | 303.0055 | 303.0055 | 0.17673 | 1.1225 | 6.6886 | 13.9091 | 0 | 0 | 0 | 0 | -402.3082 | -273.8506 | -264.0354 | -149.802 | 0.38147 | 0.39646 | 0.3914 | 0.38267 | -153.4675 | -108.5715 | -103.3422 | -57.325
7 | 29 | 23 | 743.1477 | 755.6429 | 767.6444 | 895.629 | 378.8299 | 100.3275 | 0 | 0 | 48.1554 | 120.2222 | 126.2279 | 133.8858 | 0 | 0 | 0 | 0 | 503.7665 | 577.0371 | 661.6205 | 673.906 | 0 | 0 | 0 | 0 | 0.39182 | 2.6167 | 0.91442 | 18.7363 | 0 | 0 | 0 | 0 | -187.9959 | -44.5606 | -21.1184 | 69.1009 | 0.37334 | 0.38975 | 0.38502 | 0.37572 | -70.186 | -17.3674 | -8.131 | 25.9626
7 | 29 | 24 | 652.5042 | 661.0463 | 668.6478 | 777.2785 | 378.8299 | 100.3275 | 0 | 0 | 43.775 | 131.1282 | 135.5718 | 134.0002 | 0 | 0 | 0 | 0 | 496.6905 | 559.992 | 637.6572 | 658.3312 | 0 | 0 | 0 | 0 | 0.88365 | 0.93779 | 6.3013 | 16 | 0 | 0 | 0 | 0 | -267.6749 | -131.3392 | -110.8825 | -31.0529 | 0.36396 | 0.38033 | 0.38357 | 0.36382 | -97.4227 | -49.9522 | -42.531 | -11.2977
7 | 30 | 1 | 587.7079 | 592.1697 | 595.2355 | 688.4545 | 378.8299 | 100.3275 | 0 | 0 | 30.3891 | 138.3128 | 137.6639 | 123.1092 | 0 | 0 | 0 | 0 | 472.1071 | 526.575 | 601.9197 | 618.5423 | 0 | 0 | 0 | 0 | -0.22327 | 2.6167 | 6.371 | 3.0798 | 0 | 0 | 0 | 0 | -293.395 | -175.6622 | -150.7191 | -56.2768 | 0.3644 | 0.37066 | 0.38218 | 0.36382 | -106.9138 | -65.1107 | -57.6011 | -20.4747
7 | 30 | 2 | 547.159 | 548.2206 | 547.4822 | 629.9163 | 378.8299 | 100.3275 | 0 | 0 | 29.3981 | 139.3146 | 136.854 | 117.5889 | 0 | 0 | 0 | 0 | 447.9853 | 494.4998 | 557.2788 | 565.3265 | 0 | 0 | 0 | 0 | -0.22327 | 5.1009 | 11.0503 | 0 | 0 | 0 | 0 | 0 | -308.831 | -191.0221 | -157.7008 | -52.9992 | 0.3644 | 0.36878 | 0.38135 | 0.36382 | -112.5389 | -70.4449 | -60.1399 | -19.2822
7 | 30 | 3 | 524.3871 | 522.2778 | 517.9572 | 592.6164 | 378.8299 | 100.3275 | 0 | 0 | 28.341 | 135.7717 | 132.5774 | 96.5859 | 0 | 0 | 0 | 0 | 445.1284 | 486.5679 | 532.5847 | 535.9047 | 0 | 0 | 0 | 0 | -0.17534 | 8.6491 | 12.2104 | 0 | 0 | 0 | 0 | 0 | -327.7368 | -209.0384 | -159.4153 | -39.8742 | 0.36651 | 0.3648 | 0.37847 | 0.36382 | -120.1176 | -76.2578 | -60.3339 | -14.5071
7 | 30 | 4 | 511.9912 | 506.9792 | 499.2987 | 567.9449 | 378.8299 | 100.3275 | 0 | 0 | 32.4728 | 111.7312 | 107.7752 | 105.1904 | 0 | 0 | 0 | 0 | 422.1095 | 453.9819 | 489.6324 | 490.3217 | 0 | 0 | 0 | 0 | -0.041319 | 13.0833 | 12.2186 | 0 | 0 | 0 | 0 | 0 | -321.3798 | -172.1446 | -110.3275 | -27.5672 | 0.36512 | 0.37056 | 0.38415 | 0.36382 | -117.3433 | -63.7903 | -42.382 | -10.0296
7 | 30 | 5 | 513.0495 | 505.4033 | 494.6173 | 559.5933 | 378.8299 | 100.3275 | 0 | 0 | 46.8243 | 95.4305 | 92.4125 | 92.5738 | 0 | 0 | 0 | 0 | 349.2912 | 376.8593 | 406.5217 | 403.9456 | 0 | 0 | 0 | 0 | 0.65105 | 3.0627 | -4.6844 | 24.6002 | 0 | 0 | 0 | 0 | -262.547 | -70.2768 | 0.3674 | 38.4738 | 0.36404 | 0.37803 | 0.38589 | 0.36382 | -95.5786 | -26.5667 | 0.14178 | 13.9976
7 | 30 | 6 | 537.336 | 527.3948 | 513.8207 | 579.0625 | 378.8299 | 100.3275 | 0 | 0 | 51.3113 | 94.2331 | 91.8548 | 89.7018 | 0 | 0 | 0 | 0 | 305.339 | 376.9251 | 412.3595 | 407.577 | 0 | 0 | 0 | 0 | 0.36984 | 8.7777 | 12.0012 | -10.6542 | 0 | 0 | 0 | 0 | -198.514 | -52.8686 | -2.3947 | 92.4379 | 0.36811 | 0.37383 | 0.38312 | 0.36387 | -73.0741 | -19.7639 | -0.91746 | 33.6352
7 | 30 | 7 | 584.8224 | 573.206 | 557.5276 | 627.4739 | 378.8299 | 100.3275 | 0 | 0 | 50.3416 | 90.8559 | 88.4773 | 71.2051 | 0 | 0 | 0 | 0 | 259.1868 | 472.1537 | 537.2886 | 530.9871 | 0 | 0 | 0 | 0 | -0.13886 | -3.2681 | -3.674 | 0 | 0 | 0 | 0 | 0 | -103.3971 | -86.863 | -64.5643 | 25.2817 | 0.37184 | 0.3586 | 0.37474 | 0.37002 | -38.447 | -31.1487 | -24.1945 | 9.3546
7 | 30 | 8 | 642.2228 | 630.4756 | 614.4803 | 692.8525 | 378.8299 | 100.3275 | 0 | 0 | 40.5996 | 72.2394 | 69.7741 | 68.4323 | 0 | 0 | 0 | 0 | 283.6955 | 635.3765 | 724.8084 | 724.8958 | 0 | 0 | 0 | 0 | -0.22327 | -2.7345 | -3.1792 | 0 | 0 | 0 | 0 | 0 | -60.679 | -174.7332 | -176.923 | -100.4756 | 0.37003 | 0.38103 | 0.36475 | 0.38586 | -22.4528 | -66.5782 | -64.5329 | -38.7699
7 | 30 | 9 | 700.6828 | 690.1424 | 675.385 | 764.2353 | 378.8299 | 100.3275 | 0 | 0 | 48.7484 | 52.1772 | 51.098 | 62.2803 | 0 | 0 | 0 | 0 | 270.9047 | 689.0493 | 794.2244 | 802.4973 | 0 | 0 | 0 | 0 | -0.22327 | -12.8963 | -18.1998 | -0.48 | 0 | 0 | 0 | 0 | 2.4231 | -138.5153 | -151.7375 | -100.0623 | 0.36691 | 0.38398 | 0.38398 | 0 | 0.88906 | -53.1864 | -58.2634 | 0
7 | 30 | 10 | 747.2877 | 737.4911 | 723.5429 | 820.6527 | 378.8299 | 100.3275 | 0 | 0 | 44.8995 | 42.3411 | 43.166 | 55.8007 | 0 | 0 | 0 | 0 | 265.7769 | 719.4225 | 838.5519 | 852.5925 | 0 | 0 | 0 | 0 | -0.22327 | -12.2718 | -24 | -35.3479 | 0 | 0 | 0 | 0 | 58.0047 | -112.3281 | -134.175 | -52.3926 | 0.36691 | 0.38398 | 0.38398 | 0 | 21.2827 | -43.1312 | -51.5198 | 0
7 | 30 | 11 | 796.4608 | 788.0345 | 775.6438 | 882.3603 | 378.8299 | 100.3275 | 0 | 0 | 45.1402 | 42.912 | 44.2697 | 52.4433 | 0 | 0 | 0 | 0 | 287.3868 | 760.1495 | 886.522 | 905.7037 | 0 | 0 | 0 | 0 | -0.22327 | -12 | -24 | -48 | 0 | 0 | 0 | 0 | 85.3271 | -103.3544 | -131.1479 | -27.7868 | 0.36691 | 0.38398 | 0.38398 | 0 | 31.3077 | -39.6855 | -50.3575 | 0
7 | 30 | 12 | 834.0799 | 826.9075 | 815.913 | 930.1723 | 378.8299 | 100.3275 | 0 | 0 | 43.7818 | 44.408 | 45.7514 | 47.6023 | 0 | 0 | 0 | 0 | 307.1559 | 791.0643 | 919.4996 | 944.3315 | 0 | 0 | 0 | 0 | -0.22327 | -12 | -24 | -48 | 0 | 0 | 0 | 0 | 104.5355 | -96.8923 | -125.3381 | -13.7615 | 0.36691 | 0.38398 | 0.38398 | 0 | 38.3556 | -37.2042 | -48.1267 | 0
7 | 30 | 13 | 869.9069 | 864.5874 | 855.6117 | 977.765 | 378.8299 | 100.3275 | 0 | 0 | 40.6124 | 46.0364 | 48.8638 | 47.754 | 0 | 0 | 0 | 0 | 339.8131 | 824.2138 | 952.9568 | 995.1898 | 0 | 0 | 0 | 0 | -0.22327 | -8.6338 | -13.3198 | -48 | 0 | 0 | 0 | 0 | 110.8749 | -97.3565 | -132.889 | -17.1788 | 0.36382 | 0.38398 | 0.38398 | 0 | 40.3387 | -37.3825 | -51.026 | 0
7 | 30 | 14 | 907.619 | 903.9134 | 896.7353 | 1026.9042 | 378.8299 | 100.3275 | 0 | 0 | 48.9887 | 46.5556 | 47.5471 | 49.854 | 0 | 0 | 0 | 0 | 428.4023 | 918.8876 | 1048.2075 | 1084.8623 | 0 | 0 | 0 | 0 | -0.22327 | -6.4208 | -14.0709 | -31.3986 | 0 | 0 | 0 | 0 | 51.6214 | -155.4364 | -184.9485 | -76.4134 | 0.36561 | 0.38398 | 0.38398 | 0 | 18.8732 | -59.6837 | -71.0156 | 0
7 | 30 | 15 | 936.2847 | 934.2105 | 928.8816 | 1065.7489 | 378.8299 | 100.3275 | 0 | 0 | 43.1114 | 54.5156 | 51.9895 | 62.5602 | 0 | 0 | 0 | 0 | 445.0109 | 915.8064 | 1044.2977 | 1070.9053 | 0 | 0 | 0 | 0 | -0.22327 | -0.60004 | 0 | 0.15638 | 0 | 0 | 0 | 0 | 69.5558 | -135.839 | -167.4056 | -67.8729 | 0.36533 | 0.38398 | 0.38025 | 0 | 25.4105 | -52.1588 | -63.6558 | 0
7 | 30 | 16 | 955.0932 | 956.5834 | 955.3047 | 1099.9037 | 378.8299 | 100.3275 | 0 | 0 | 40.6723 | 61.8214 | 72.2107 | 81.0568 | 0 | 0 | 0 | 0 | 383.1154 | 812.6686 | 937.1637 | 965.7251 | 0 | 0 | 0 | 0 | -0.22327 | -0.60004 | -2.4 | 0.70581 | 0 | 0 | 0 | 0 | 152.6989 | -17.634 | -51.6697 | 52.416 | 0.37414 | 0.38398 | 0.38398 | 0.38586 | 57.1303 | -6.771 | -19.8399 | 20.2254
7 | 30 | 17 | 962.2935 | 967.9512 | 971.5035 | 1123.0745 | 378.8299 | 100.3275 | 0 | 0 | 43.9105 | 84.1373 | 80.7416 | 83.8291 | 0 | 0 | 0 | 0 | 416.1384 | 777.4586 | 892.0932 | 923.8565 | 283.1967 | 303.0055 | 303.0055 | 303.0055 | -0.22327 | -1.3833 | -1.7395 | -2.4 | 0 | 0 | 0 | 0 | -159.5588 | -295.5943 | -302.5974 | -185.2165 | 0.38366 | 0.35923 | 0.36981 | 0.37601 | -61.2156 | -106.1851 | -111.9027 | -69.644
7 | 30 | 18 | 955.5747 | 965.1675 | 973.1768 | 1128.902 | 378.8299 | 100.3275 | 0 | 0 | 47.3402 | 85.16 | 80.7034 | 87.2065 | 0 | 0 | 0 | 0 | 439.4968 | 690.6209 | 798.3225 | 830.44 | 283.1967 | 303.0055 | 303.0055 | 303.0055 | -0.22327 | -1.199 | -0.44921 | 0 | 0 | 0 | 0 | 0 | -193.0656 | -212.7474 | -208.4054 | -91.75 | 0.38585 | 0.38166 | 0.38652 | 0.37341 | -74.495 | -81.1969 | -80.5539 | -34.2604
7 | 30 | 19 | 928.5711 | 940.3527 | 950.8045 | 1105.0565 | 378.8299 | 100.3275 | 0 | 0 | 51.6452 | 97.2778 | 94.627 | 94.9068 | 0 | 0 | 0 | 0 | 550.9848 | 659.5841 | 748.0902 | 808.3395 | 283.1967 | 303.0055 | 303.0055 | 303.0055 | -0.22327 | -3.4122 | -1.6507 | 22.0516 | 0 | 0 | 0 | 0 | -335.8622 | -216.43 | -193.2675 | -123.247 | 0.38793 | 0.39411 | 0.38919 | 0.38458 | -130.2927 | -85.297 | -75.2176 | -47.3981
7 | 30 | 20 | 894.2606 | 905.9841 | 916.3522 | 1065.0466 | 378.8299 | 100.3275 | 0 | 0 | 49.4163 | 101.6417 | 106.9003 | 113.4035 | 0 | 0 | 0 | 0 | 565.9232 | 590.1022 | 695.2426 | 786.5077 | 283.1967 | 303.0055 | 303.0055 | 303.0055 | -0.13782 | 10.1876 | 12.6965 | 29.2764 | 0 | 0 | 0 | 0 | -382.9677 | -199.2804 | -201.4926 | -167.1464 | 0.38829 | 0.40541 | 0.3998 | 0.38892 | -148.7036 | -80.7893 | -80.5571 | -65.006
7 | 30 | 21 | 875.4851 | 887.8766 | 899.1913 | 1046.3419 | 378.8299 | 100.3275 | 0 | 0 | 49.7069 | 114.9544 | 112.6736 | 120.3532 | 0 | 0 | 0 | 0 | 499.2454 | 520.3954 | 620.3462 | 717.5742 | 283.1967 | 303.0055 | 303.0055 | 303.0055 | 0.117 | 0 | 13.1327 | 16 | 0 | 0 | 0 | 0 | -335.6108 | -150.8061 | -149.9666 | -110.591 | 0.38736 | 0.40087 | 0.39574 | 0.38805 | -130.003 | -60.4537 | -59.3473 | -42.9151
7 | 30 | 22 | 836.6014 | 850.2815 | 863.4177 | 1007.1564 | 378.8299 | 100.3275 | 0 | 0 | 50.1179 | 113.1533 | 116.5974 | 125.0056 | 0 | 0 | 0 | 0 | 432.1543 | 449.1745 | 527.0842 | 621.3399 | 283.1967 | 303.0055 | 303.0055 | 303.0055 | 0.17673 | 1.1225 | 6.6886 | 13.9091 | 0 | 0 | 0 | 0 | -307.8742 | -116.5018 | -89.9579 | -56.1037 | 0.38147 | 0.39646 | 0.3914 | 0.38267 | -117.444 | -46.1886 | -35.2091 | -21.4693
7 | 30 | 23 | 746.2928 | 758.9187 | 771.0775 | 899.7511 | 378.8299 | 100.3275 | 0 | 0 | 48.1554 | 120.2222 | 126.2279 | 133.8858 | 0 | 0 | 0 | 0 | 376.0906 | 387.2308 | 455.4909 | 538.7814 | 0 | 0 | 0 | 0 | 0.39182 | 2.6167 | 0.91442 | 18.7363 | 0 | 0 | 0 | 0 | -57.1749 | 148.5215 | 188.4443 | 208.3475 | 0.37334 | 0.38975 | 0.38502 | 0.37572 | -21.3456 | 57.8862 | 72.5543 | 78.2803
7 | 30 | 24 | 658.1708 | 666.9089 | 674.7447 | 784.5595 | 378.8299 | 100.3275 | 0 | 0 | 43.775 | 131.1282 | 135.5718 | 134.0002 | 0 | 0 | 0 | 0 | 351.1242 | 354.0906 | 421.9607 | 492.8164 | 0 | 0 | 0 | 0 | 0.88365 | 0.93779 | 6.3013 | 16 | 0 | 0 | 0 | 0 | -116.4419 | 80.4248 | 110.911 | 141.7429 | 0.36396 | 0.38033 | 0.38357 | 0.36382 | -42.3801 | 30.5879 | 42.542 | 51.5691
7 | 31 | 1 | 596.314 | 601.051 | 604.4447 | 699.4296 | 378.8299 | 100.3275 | 0 | 0 | 30.3891 | 138.3128 | 137.6639 | 123.1092 | 0 | 0 | 0 | 0 | 295.4005 | 289.4036 | 356.6616 | 408.8349 | 0 | 0 | 0 | 0 | -0.22327 | 2.6167 | 6.371 | 3.0798 | 0 | 0 | 0 | 0 | -108.0823 | 70.3904 | 103.7482 | 164.4056 | 0.3644 | 0.37066 | 0.38218 | 0.36382 | -39.3855 | 26.0908 | 39.65 | 59.8143
7 | 31 | 2 | 556.8373 | 558.197 | 557.8131 | 642.2164 | 378.8299 | 100.3275 | 0 | 0 | 29.3981 | 139.3146 | 136.854 | 117.5889 | 0 | 0 | 0 | 0 | 235.406 | 225.1006 | 285.79 | 317.4633 | 0 | 0 | 0 | 0 | -0.22327 | 5.1009 | 11.0503 | 0 | 0 | 0 | 0 | 0 | -86.5734 | 88.3535 | 124.1188 | 207.1641 | 0.3644 | 0.36878 | 0.38135 | 0.36382 | -31.5476 | 32.5829 | 47.3332 | 75.3708
7 | 31 | 3 | 532.5367 | 530.6816 | 526.6637 | 602.9858 | 378.8299 | 100.3275 | 0 | 0 | 28.341 | 135.7717 | 132.5774 | 96.5859 | 0 | 0 | 0 | 0 | 197.8045 | 185.9083 | 233.6698 | 251.8788 | 0 | 0 | 0 | 0 | -0.17534 | 8.6491 | 12.2104 | 0 | 0 | 0 | 0 | 0 | -72.2633 | 100.0251 | 148.206 | 254.5212 | 0.36651 | 0.3648 | 0.37847 | 0.36382 | -26.4849 | 36.4894 | 56.0915 | 92.6003
7 | 31 | 4 | 517.8583 | 513.0275 | 505.5624 | 575.4031 | 378.8299 | 100.3275 | 0 | 0 | 32.4728 | 111.7312 | 107.7752 | 105.1904 | 0 | 0 | 0 | 0 | 167.8959 | 156.2234 | 192.0408 | 199.9184 | 0 | 0 | 0 | 0 | -0.041319 | 13.0833 | 12.2186 | 0 | 0 | 0 | 0 | 0 | -61.299 | 131.6621 | 193.5278 | 270.2943 | 0.36512 | 0.37056 | 0.38415 | 0.36382 | -22.3817 | 48.789 | 74.3433 | 98.3389
7 | 31 | 5 | 515.2731 | 507.7084 | 497.02 | 562.4672 | 378.8299 | 100.3275 | 0 | 0 | 46.8243 | 95.4305 | 92.4125 | 92.5738 | 0 | 0 | 0 | 0 | 141.5711 | 128.9608 | 159.3692 | 159.6033 | 0 | 0 | 0 | 0 | 0.65105 | 3.0627 | -4.6844 | 24.6002 | 0 | 0 | 0 | 0 | -52.6032 | 179.9269 | 249.9226 | 285.6899 | 0.36404 | 0.37803 | 0.38589 | 0.36382 | -19.1499 | 68.0178 | 96.4422 | 103.9402
7 | 31 | 6 | 537.6511 | 527.735 | 514.1917 | 579.52 | 378.8299 | 100.3275 | 0 | 0 | 51.3113 | 94.2331 | 91.8548 | 89.7018 | 0 | 0 | 0 | 0 | 114.452 | 149.4526 | 188.7122 | 185.8476 | 0 | 0 | 0 | 0 | 0.36984 | 8.7777 | 12.0012 | -10.6542 | 0 | 0 | 0 | 0 | -7.312 | 174.9442 | 221.6235 | 314.6248 | 0.36811 | 0.37383 | 0.38312 | 0.36387 | -2.6916 | 65.3997 | 84.9076 | 114.482
7 | 31 | 7 | 585.0679 | 573.4742 | 557.8237 | 627.842 | 378.8299 | 100.3275 | 0 | 0 | 50.3416 | 90.8559 | 88.4773 | 71.2051 | 0 | 0 | 0 | 0 | 102.3526 | 255.7889 | 326.1049 | 320.3519 | 0 | 0 | 0 | 0 | -0.13886 | -3.2681 | -3.674 | 0 | 0 | 0 | 0 | 0 | 53.6826 | 129.7701 | 146.9155 | 236.2849 | 0.37184 | 0.3586 | 0.37474 | 0.37002 | 19.9613 | 46.535 | 55.0545 | 87.4292
7 | 31 | 8 | 640.7011 | 628.9232 | 612.8921 | 690.9779 | 378.8299 | 100.3275 | 0 | 0 | 40.5996 | 72.2394 | 69.7741 | 68.4323 | 0 | 0 | 0 | 0 | 140.6785 | 379.8409 | 468.8388 | 468.2148 | 0 | 0 | 0 | 0 | -0.22327 | -2.7345 | -3.1792 | 0 | 0 | 0 | 0 | 0 | 80.8164 | 79.2499 | 77.4585 | 154.3309 | 0.37003 | 0.38103 | 0.36475 | 0.38586 | 29.9042 | 30.1964 | 28.2531 | 59.5508
7 | 31 | 9 | 696.1637 | 685.5012 | 670.5995 | 758.5549 | 378.8299 | 100.3275 | 0 | 0 | 48.7484 | 52.1772 | 51.098 | 62.2803 | 0 | 0 | 0 | 0 | 190.5186 | 508.6983 | 612.8161 | 620.2026 | 0 | 0 | 0 | 0 | -0.22327 | -12.8963 | -18.1998 | -0.48 | 0 | 0 | 0 | 0 | 78.29 | 37.1945 | 24.8852 | 76.552 | 0.36691 | 0.38398 | 0.38398 | 0 | 28.7257 | 14.2818 | 9.5553 | 0
7 | 31 | 10 | 739.4038 | 729.389 | 715.1826 | 810.7238 | 378.8299 | 100.3275 | 0 | 0 | 44.8995 | 42.3411 | 43.166 | 55.8007 | 0 | 0 | 0 | 0 | 238.4846 | 609.4925 | 721.8494 | 736.7058 | 0 | 0 | 0 | 0 | -0.22327 | -12.2718 | -24 | -35.3479 | 0 | 0 | 0 | 0 | 77.413 | -10.5003 | -25.8328 | 53.5652 | 0.36691 | 0.38398 | 0.38398 | 0 | 28.4039 | -4.0318 | -9.9192 | 0
7 | 31 | 11 | 786.339 | 777.6306 | 764.9057 | 869.6053 | 378.8299 | 100.3275 | 0 | 0 | 45.1402 | 42.912 | 44.2697 | 52.4433 | 0 | 0 | 0 | 0 | 259.5344 | 660.1131 | 777.106 | 796.2772 | 0 | 0 | 0 | 0 | -0.22327 | -12 | -24 | -48 | 0 | 0 | 0 | 0 | 103.0577 | -13.722 | -32.47 | 68.8848 | 0.36691 | 0.38398 | 0.38398 | 0 | 37.8133 | -5.2689 | -12.4677 | 0
7 | 31 | 12 | 826.4399 | 819.0561 | 807.8117 | 920.551 | 378.8299 | 100.3275 | 0 | 0 | 43.7818 | 44.408 | 45.7514 | 47.6023 | 0 | 0 | 0 | 0 | 277.0474 | 684.9397 | 805.5626 | 831.7937 | 0 | 0 | 0 | 0 | -0.22327 | -12 | -24 | -48 | 0 | 0 | 0 | 0 | 127.004 | 1.381 | -19.5024 | 89.155 | 0.36691 | 0.38398 | 0.38398 | 0 | 46.5995 | 0.53025 | -7.4884 | 0
7 | 31 | 13 | 863.0293 | 857.524 | 848.3288 | 969.1203 | 378.8299 | 100.3275 | 0 | 0 | 40.6124 | 46.0364 | 48.8638 | 47.754 | 0 | 0 | 0 | 0 | 295.1584 | 705.3887 | 829.4003 | 853.229 | 0 | 0 | 0 | 0 | -0.22327 | -8.6338 | -13.3198 | -48 | 0 | 0 | 0 | 0 | 148.6519 | 14.4053 | -16.6153 | 116.1374 | 0.36382 | 0.38398 | 0.38398 | 0 | 54.0828 | 5.5313 | -6.3799 | 0
7 | 31 | 14 | 902.6716 | 898.8309 | 891.4931 | 1020.6804 | 378.8299 | 100.3275 | 0 | 0 | 48.9887 | 46.5556 | 47.5471 | 49.854 | 0 | 0 | 0 | 0 | 320.8495 | 762.0711 | 889.9617 | 916.6709 | 0 | 0 | 0 | 0 | -0.22327 | -6.4208 | -14.0709 | -31.3986 | 0 | 0 | 0 | 0 | 154.2268 | -3.7024 | -31.9449 | 85.5541 | 0.36561 | 0.38398 | 0.38398 | 0 | 56.3864 | -1.4216 | -12.266 | 0
7 | 31 | 15 | 934.3525 | 932.222 | 926.8263 | 1063.305 | 378.8299 | 100.3275 | 0 | 0 | 43.1114 | 54.5156 | 51.9895 | 62.5602 | 0 | 0 | 0 | 0 | 295.8192 | 722.1667 | 853.0764 | 895.9222 | 0 | 0 | 0 | 0 | -0.22327 | -0.60004 | 0 | 0.15638 | 0 | 0 | 0 | 0 | 216.8153 | 55.8122 | 21.7604 | 104.6663 | 0.36533 | 0.38398 | 0.38025 | 0 | 79.2083 | 21.4305 | 8.2744 | 0
7 | 31 | 16 | 960.6954 | 962.3334 | 961.2292 | 1106.9324 | 378.8299 | 100.3275 | 0 | 0 | 40.6723 | 61.8214 | 72.2107 | 81.0568 | 0 | 0 | 0 | 0 | 286.1223 | 692.3263 | 826.6516 | 879.3338 | 0 | 0 | 0 | 0 | -0.22327 | -0.60004 | -2.4 | 0.70581 | 0 | 0 | 0 | 0 | 255.2942 | 108.4583 | 64.7669 | 145.836 | 0.37414 | 0.38398 | 0.38398 | 0.38586 | 95.515 | 41.6453 | 24.8689 | 56.2727
7 | 31 | 17 | 976.8259 | 982.8752 | 986.8901 | 1141.3371 | 378.8299 | 100.3275 | 0 | 0 | 43.9105 | 84.1373 | 80.7416 | 83.8291 | 0 | 0 | 0 | 0 | 306.4332 | 652.127 | 772.844 | 794.851 | 283.1967 | 303.0055 | 303.0055 | 303.0055 | -0.22327 | -1.3833 | -1.7395 | -2.4 | 0 | 0 | 0 | 0 | -35.3212 | -155.3387 | -167.9615 | -37.9484 | 0.38366 | 0.35923 | 0.36981 | 0.37601 | -13.5512 | -55.8017 | -62.1134 | -14.2692
7 | 31 | 18 | 972.8075 | 982.8709 | 991.4369 | 1150.5819 | 378.8299 | 100.3275 | 0 | 0 | 47.3402 | 85.16 | 80.7034 | 87.2065 | 0 | 0 | 0 | 0 | 253.6371 | 486.3392 | 598.5462 | 615.5006 | 283.1967 | 303.0055 | 303.0055 | 303.0055 | -0.22327 | -1.199 | -0.44921 | 0 | 0 | 0 | 0 | 0 | 10.0269 | 9.2378 | 9.6311 | 144.8693 | 0.38585 | 0.38166 | 0.38652 | 0.37341 | 3.8689 | 3.5257 | 3.7226 | 54.0956
7 | 31 | 19 | 946.0364 | 958.2973 | 969.316 | 1127.0371 | 378.8299 | 100.3275 | 0 | 0 | 51.6452 | 97.2778 | 94.627 | 94.9068 | 0 | 0 | 0 | 0 | 214.9714 | 304.0211 | 396.9051 | 435.54 | 283.1967 | 303.0055 | 303.0055 | 303.0055 | -0.22327 | -3.4122 | -1.6507 | 22.0516 | 0 | 0 | 0 | 0 | 17.6165 | 157.0776 | 176.4292 | 271.5332 | 0.38793 | 0.39411 | 0.38919 | 0.38458 | 6.834 | 61.9057 | 68.6643 | 104.4258
7 | 31 | 20 | 915.3141 | 927.6175 | 938.6717 | 1091.5511 | 378.8299 | 100.3275 | 0 | 0 | 49.4163 | 101.6417 | 106.9003 | 113.4035 | 0 | 0 | 0 | 0 | 228.0896 | 251.9753 | 372.6814 | 441.6808 | 283.1967 | 303.0055 | 303.0055 | 303.0055 | -0.13782 | 10.1876 | 12.6965 | 29.2764 | 0 | 0 | 0 | 0 | -24.0807 | 160.4798 | 143.388 | 204.185 | 0.38829 | 0.40541 | 0.3998 | 0.38892 | -9.3504 | 65.0593 | 57.3268 | 79.4109
7 | 31 | 21 | 895.1928 | 908.1291 | 920.0884 | 1071.1592 | 378.8299 | 100.3275 | 0 | 0 | 49.7069 | 114.9544 | 112.6736 | 120.3532 | 0 | 0 | 0 | 0 | 227.7372 | 251.684 | 354.2601 | 413.5784 | 283.1967 | 303.0055 | 303.0055 | 303.0055 | 0.117 | 0 | 13.1327 | 16 | 0 | 0 | 0 | 0 | -44.3949 | 138.1577 | 137.0165 | 218.2222 | 0.38736 | 0.40087 | 0.39574 | 0.38805 | -17.1969 | 55.3833 | 54.2224 | 84.6817
7 | 31 | 22 | 851.9073 | 866.0047 | 879.6345 | 1026.4094 | 378.8299 | 100.3275 | 0 | 0 | 50.1179 | 113.1533 | 116.5974 | 125.0056 | 0 | 0 | 0 | 0 | 203.5504 | 226.2131 | 306.1064 | 344.3295 | 283.1967 | 303.0055 | 303.0055 | 303.0055 | 0.17673 | 1.1225 | 6.6886 | 13.9091 | 0 | 0 | 0 | 0 | -63.9643 | 122.1828 | 147.2366 | 240.1597 | 0.38147 | 0.39646 | 0.3914 | 0.38267 | -24.4003 | 48.4409 | 57.6277 | 91.9023
7 | 31 | 23 | 762.1925 | 775.2592 | 787.9398 | 919.7781 | 378.8299 | 100.3275 | 0 | 0 | 48.1554 | 120.2222 | 126.2279 | 133.8858 | 0 | 0 | 0 | 0 | 193.631 | 212.4788 | 289.5277 | 323.9782 | 0 | 0 | 0 | 0 | 0.39182 | 2.6167 | 0.91442 | 18.7363 | 0 | 0 | 0 | 0 | 141.1844 | 339.614 | 371.2698 | 443.1777 | 0.37334 | 0.38975 | 0.38502 | 0.37572 | 52.7095 | 132.3643 | 142.9453 | 166.5106
7 | 31 | 24 | 672.3375 | 681.4713 | 689.7758 | 802.4146 | 378.8299 | 100.3275 | 0 | 0 | 43.775 | 131.1282 | 135.5718 | 134.0002 | 0 | 0 | 0 | 0 | 188.7058 | 203.5028 | 278.1513 | 311.8459 | 0 | 0 | 0 | 0 | 0.88365 | 0.93779 | 6.3013 | 16 | 0 | 0 | 0 | 0 | 60.1431 | 245.575 | 269.7514 | 340.5685 | 0.36396 | 0.38033 | 0.38357 | 0.36382 | 21.8896 | 93.3995 | 103.4681 | 123.9062
8 | 1 | 1 | 617.4988 | 622.4278 | 626.0195 | 724.5572 | 378.8299 | 100.3275 | 0 | 0 | 36.1054 | 114.5865 | 113.7347 | 113.506 | 0 | 0 | 0 | 0 | 178.4558 | 189.936 | 277.3692 | 305.4609 | 0 | 0 | 0 | 0 | -0.1329 | 5.2915 | 12.6106 | 14.8759 | 0 | 0 | 0 | 0 | 24.2407 | 212.2864 | 222.305 | 290.7144 | 0.37223 | 0.39077 | 0.38906 | 0.37051 | 9.0232 | 82.9561 | 86.4895 | 107.7117
8 | 1 | 2 | 576.6643 | 578.4266 | 578.5097 | 666.6154 | 378.8299 | 100.3275 | 0 | 0 | 32.3557 | 111.3226 | 108.7927 | 98.1325 | 0 | 0 | 0 | 0 | 168.1741 | 175.2718 | 256.2457 | 276.7147 | 0 | 0 | 0 | 0 | -0.10998 | 7.1781 | 10.0236 | 0.036973 | 0 | 0 | 0 | 0 | -2.5854 | 184.3267 | 203.4477 | 291.7312 | 0.3725 | 0.38904 | 0.38716 | 0.37014 | -0.96305 | 71.7112 | 78.766 | 107.9806
8 | 1 | 3 | 549.8655 | 548.4559 | 544.9629 | 624.6752 | 378.8299 | 100.3275 | 0 | 0 | 30.6879 | 108.3369 | 102.9027 | 95.1753 | 0 | 0 | 0 | 0 | 130.4902 | 134.1148 | 198.061 | 215.4597 | 0 | 0 | 0 | 0 | -0.014894 | 0.60989 | 11.3023 | -0.82137 | 0 | 0 | 0 | 0 | 9.8724 | 205.0668 | 232.6969 | 314.8615 | 0.3732 | 0.38992 | 0.38586 | 0.37025 | 3.6844 | 79.9598 | 89.7896 | 116.5784
8 | 1 | 4 | 535.8699 | 531.3485 | 524.2372 | 597.3477 | 378.8299 | 100.3275 | 0 | 0 | 32.0008 | 85.8355 | 84.7545 | 86.6084 | 0 | 0 | 0 | 0 | 89.8241 | 91.7226 | 140.1011 | 158.8255 | 0 | 0 | 0 | 0 | -0.10998 | 9.2242 | 2.9294 | 1.1131 | 0 | 0 | 0 | 0 | 35.3251 | 244.2388 | 296.4523 | 350.8007 | 0.37386 | 0.38754 | 0.38853 | 0.36998 | 13.2067 | 94.6525 | 115.1812 | 129.7908
8 | 1 | 5 | 538.6962 | 531.4305 | 521.0731 | 590.6019 | 378.8299 | 100.3275 | 0 | 0 | 39.496 | 81.4392 | 85.5621 | 86.7659 | 0 | 0 | 0 | 0 | 74.9872 | 75.9552 | 117.4994 | 137.4258 | 0 | 0 | 0 | 0 | 0.25147 | 5.2662 | 8.5647 | -9.5934 | 0 | 0 | 0 | 0 | 45.1316 | 268.4425 | 309.447 | 376.0037 | 0.37065 | 0.39036 | 0.39029 | 0.37126 | 16.728 | 104.7903 | 120.7735 | 139.5944
8 | 1 | 6 | 563.9506 | 554.3674 | 541.192 | 611.0974 | 378.8299 | 100.3275 | 0 | 0 | 40.0713 | 84.5081 | 82.2271 | 73.4628 | 0 | 0 | 0 | 0 | 70.3989 | 99.9831 | 134.3215 | 144.8049 | 0 | 0 | 0 | 0 | -0.015535 | 5.5085 | 19.6658 | -11.6552 | 0 | 0 | 0 | 0 | 74.6661 | 264.0402 | 304.9777 | 404.4849 | 0.37177 | 0.38885 | 0.38239 | 0.37131 | 27.7588 | 102.6708 | 116.6201 | 150.1909
8 | 1 | 7 | 625.7299 | 615.3992 | 601.2524 | 679.5855 | 378.8299 | 100.3275 | 0 | 0 | 32.5344 | 75.7494 | 74.1553 | 68.2525 | 0 | 0 | 0 | 0 | 88.6219 | 218.6534 | 280.9586 | 288.1225 | 0 | 0 | 0 | 0 | -0.21507 | -3.1194 | -4.8781 | -0.92728 | 0 | 0 | 0 | 0 | 125.9588 | 223.7883 | 251.0166 | 324.1378 | 0.3667 | 0.37732 | 0.37117 | 0.37991 | 46.1892 | 84.4399 | 93.1699 | 123.144
8 | 1 | 8 | 683.9825 | 673.4475 | 658.8904 | 745.6606 | 378.8299 | 100.3275 | 0 | 0 | 28.1141 | 53.2354 | 54.6263 | 62.6785 | 0 | 0 | 0 | 0 | 122.7267 | 332.569 | 410.7173 | 422.5828 | 0 | 0 | 0 | 0 | -0.099947 | -5.6352 | -11.6118 | 5.5655 | 0 | 0 | 0 | 0 | 154.4117 | 192.9508 | 205.1586 | 254.8338 | 0.37186 | 0.38691 | 0.38697 | 0.38173 | 57.4192 | 74.6553 | 79.3902 | 97.2778
8 | 1 | 9 | 735.5122 | 726.1063 | 712.7027 | 808.7638 | 378.8299 | 100.3275 | 0 | 0 | 25.414 | 45.5036 | 48.205 | 52.5591 | 0 | 0 | 0 | 0 | 164.5933 | 433.3868 | 529.8556 | 554.7772 | 0 | 0 | 0 | 0 | -0.20998 | -9.8577 | -19.4402 | -33.6706 | 0 | 0 | 0 | 0 | 166.8849 | 156.7461 | 154.0824 | 235.0981 | 0.37575 | 0.32651 | 0.32636 | 0.067785 | 62.7066 | 51.1791 | 50.2864 | 15.9362
8 | 1 | 10 | 780.0472 | 771.169 | 758.3084 | 861.955 | 378.8299 | 100.3275 | 0 | 0 | 29.8553 | 42.8663 | 42.9124 | 39.8423 | 0 | 0 | 0 | 0 | 191.6563 | 490.1849 | 606.4763 | 643.5022 | 0 | 0 | 0 | 0 | -0.36704 | -8.8508 | -19.6318 | -47.6585 | 0 | 0 | 0 | 0 | 180.0727 | 146.6411 | 128.5515 | 226.2691 | 0.38219 | 0.32795 | 0.328 | 0.071605 | 68.8226 | 48.0909 | 42.1648 | 16.202
8 | 1 | 11 | 829.1898 | 821.4683 | 809.8985 | 922.7944 | 378.8299 | 100.3275 | 0 | 0 | 33.8909 | 44.0997 | 42.606 | 39.9707 | 0 | 0 | 0 | 0 | 207.8344 | 516.9094 | 645.0746 | 688.5897 | 0 | 0 | 0 | 0 | -0.30873 | -10.7098 | -23.9259 | -48 | 0 | 0 | 0 | 0 | 208.9433 | 170.8416 | 146.1438 | 242.2341 | 0.37921 | 0.32752 | 0.328 | 0.071605 | 79.2329 | 55.9542 | 47.9351 | 17.3452
8 | 1 | 12 | 868.9426 | 862.4693 | 852.2849 | 973.0402 | 378.8299 | 100.3275 | 0 | 0 | 35.7847 | 43.3866 | 42.6878 | 40.5568 | 0 | 0 | 0 | 0 | 225.9575 | 563.5665 | 699.7003 | 752.4883 | 0 | 0 | 0 | 0 | -0.30873 | -9.9639 | -22.8738 | -48.4637 | 0 | 0 | 0 | 0 | 228.6792 | 165.1525 | 132.7705 | 228.4588 | 0.37557 | 0.32768 | 0.328 | 0.071605 | 85.8843 | 54.1178 | 43.5487 | 16.3588
8 | 1 | 13 | 910.7652 | 906.2104 | 898.1157 | 1027.7916 | 378.8299 | 100.3275 | 0 | 0 | 37.3557 | 48.2663 | 46.7847 | 44.4175 | 0 | 0 | 0 | 0 | 276.7653 | 673.4415 | 806.8338 | 887.575 | 0 | 0 | 0 | 0 | -0.31182 | -3.8293 | -17.5565 | -33.2837 | 0 | 0 | 0 | 0 | 218.1261 | 88.0044 | 62.0537 | 129.0829 | 0.37374 | 0.32755 | 0.32763 | 0.071605 | 81.5225 | 28.826 | 20.3305 | 9.243
8 | 1 | 14 | 954.6303 | 951.7751 | 945.5738 | 1084.3502 | 378.8299 | 100.3275 | 0 | 0 | 43.8055 | 47.4976 | 47.122 | 46.6982 | 0 | 0 | 0 | 0 | 292.937 | 684.7385 | 820.2685 | 928.8197 | 0 | 0 | 0 | 0 | -0.079334 | -2.0191 | -4.8208 | -13.1455 | 0 | 0 | 0 | 0 | 239.1373 | 121.2306 | 83.0041 | 121.9778 | 0.37404 | 0.327 | 0.32733 | 0.070824 | 89.4467 | 39.6427 | 27.1698 | 8.639
8 | 1 | 15 | 993.7674 | 992.9871 | 989.17 | 1136.9814 | 378.8299 | 100.3275 | 0 | 0 | 47.1439 | 62.2431 | 55.5884 | 66.8202 | 0 | 0 | 0 | 0 | 274.848 | 659.3834 | 814.0924 | 904.3463 | 0 | 0 | 0 | 0 | 0.011457 | -1.8584 | -0.62598 | -4.6926 | 0 | 0 | 0 | 0 | 292.9341 | 172.8914 | 120.1152 | 170.5075 | 0.38108 | 0.31254 | 0.31233 | 0.32609 | 111.6301 | 54.0354 | 37.5161 | 55.6009
8 | 1 | 16 | 1018.2476 | 1021.0019 | 1021.1875 | 1177.5503 | 378.8299 | 100.3275 | 0 | 0 | 45.7495 | 79.1932 | 79.6198 | 70.238 | 0 | 0 | 0 | 0 | 241.4145 | 606.3538 | 731.6185 | 816.5283 | 0 | 0 | 0 | 0 | -0.16403 | -2.307 | -1.7146 | 0.98408 | 0 | 0 | 0 | 0 | 352.4176 | 237.4344 | 211.6638 | 289.7999 | 0.38915 | 0.32585 | 0.31944 | 0.31698 | 137.1418 | 77.3684 | 67.6148 | 91.861
8 | 1 | 17 | 1032.9676 | 1039.8926 | 1044.8994 | 1209.392 | 378.8299 | 100.3275 | 0 | 0 | 45.0572 | 77.4932 | 78.2785 | 80.936 | 0 | 0 | 0 | 0 | 220.2304 | 548.2515 | 653.3777 | 740.2506 | 283.1967 | 303.0055 | 303.0055 | 303.0055 | -0.18032 | -2.7562 | -1.6836 | 2.5739 | 0 | 0 | 0 | 0 | 105.8337 | 13.5711 | 11.9214 | 82.626 | 0.39 | 0.39598 | 0.39187 | 0.36712 | 41.2755 | 5.3739 | 4.6716 | 30.3338
8 | 1 | 18 | 1020.9123 | 1031.5378 | 1040.7186 | 1208.1579 | 378.8299 | 100.3275 | 0 | 0 | 48.9159 | 84.195 | 82.2396 | 81.6075 | 0 | 0 | 0 | 0 | 197.9142 | 417.0489 | 533.06 | 615.7199 | 283.1967 | 303.0055 | 303.0055 | 303.0055 | -0.18032 | -1.6119 | -2.5876 | 0 | 0 | 0 | 0 | 0 | 112.236 | 128.5729 | 125.0011 | 207.825 | 0.3917 | 0.40014 | 0.39346 | 0.38236 | 43.9634 | 51.4478 | 49.1834 | 79.4638
8 | 1 | 19 | 981.9695 | 994.1311 | 1004.9606 | 1168.0184 | 378.8299 | 100.3275 | 0 | 0 | 51.3532 | 94.8792 | 92.2323 | 99.3279 | 0 | 0 | 0 | 0 | 166.6453 | 249.4756 | 362.4868 | 438.2158 | 283.1967 | 303.0055 | 303.0055 | 303.0055 | 0.10687 | 0.67513 | -1.9163 | 10.2512 | 0 | 0 | 0 | 0 | 101.8375 | 245.7682 | 249.1524 | 317.218 | 0.39028 | 0.3992 | 0.39311 | 0.38685 | 39.7455 | 98.1118 | 97.9453 | 122.716
8 | 1 | 20 | 952.1299 | 964.7165 | 976.0578 | 1135.0428 | 378.8299 | 100.3275 | 0 | 0 | 51.0944 | 106.445 | 107.6736 | 104.5377 | 0 | 0 | 0 | 0 | 214.8684 | 233.6591 | 350.8029 | 420.8032 | 283.1967 | 303.0055 | 303.0055 | 303.0055 | 0.15128 | 2.6991 | 6.5883 | 49.0973 | 0 | 0 | 0 | 0 | 23.9892 | 218.5804 | 207.9875 | 257.5991 | 0.39125 | 0.40133 | 0.39529 | 0.38828 | 9.3857 | 87.7232 | 82.2162 | 100.0195
8 | 1 | 21 | 943.125 | 957.1185 | 970.3113 | 1130.4699 | 378.8299 | 100.3275 | 0 | 0 | 50.0396 | 106.9132 | 110.7483 | 114.1534 | 0 | 0 | 0 | 0 | 233.9359 | 249.2063 | 359.0253 | 428.8537 | 283.1967 | 303.0055 | 303.0055 | 303.0055 | 0.23078 | 0.51897 | 0.93624 | 40.3155 | 0 | 0 | 0 | 0 | -3.1079 | 197.1471 | 196.596 | 244.1418 | 0.3882 | 0.39886 | 0.39319 | 0.38634 | -1.2065 | 78.6344 | 77.3003 | 94.3224
8 | 1 | 22 | 876.0612 | 890.5259 | 904.5706 | 1055.6494 | 378.8299 | 100.3275 | 0 | 0 | 49.0346 | 107.8383 | 112.7472 | 117.9221 | 0 | 0 | 0 | 0 | 219.9348 | 234.5865 | 329.0721 | 381.1506 | 283.1967 | 303.0055 | 303.0055 | 303.0055 | 0.36118 | 2.139 | 6.7703 | 18.8622 | 0 | 0 | 0 | 0 | -55.2961 | 142.6292 | 152.9755 | 234.709 | 0.38109 | 0.39369 | 0.38812 | 0.38014 | -21.0727 | 56.1524 | 59.3733 | 89.2233
8 | 1 | 23 | 774.9679 | 787.8946 | 800.3773 | 933.9402 | 378.8299 | 100.3275 | 0 | 0 | 48.217 | 107.4458 | 115.1487 | 125.2692 | 0 | 0 | 0 | 0 | 192.3668 | 205.6808 | 278.143 | 323.9685 | 0 | 0 | 0 | 0 | 0.73427 | 3.6757 | 5.387 | 13.9921 | 0 | 0 | 0 | 0 | 154.82 | 370.7649 | 401.6986 | 470.7103 | 0.37177 | 0.39333 | 0.38899 | 0.37327 | 57.5571 | 145.8322 | 156.256 | 175.7017
8 | 1 | 24 | 684.7581 | 694.021 | 702.4641 | 817.2176 | 378.8299 | 100.3275 | 0 | 0 | 42.7525 | 115.8112 | 117.7415 | 119.6529 | 0 | 0 | 0 | 0 | 170.8797 | 181.0926 | 254.3031 | 299.228 | 0 | 0 | 0 | 0 | 0.18104 | 2.1005 | 8.3963 | 13.894 | 0 | 0 | 0 | 0 | 92.1149 | 294.6892 | 322.0232 | 384.4427 | 0.36952 | 0.39289 | 0.39083 | 0.37129 | 34.0387 | 115.7803 | 125.8572 | 142.7404
8 | 2 | 1 | 617.7425 | 622.6807 | 626.2834 | 724.8731 | 378.8299 | 100.3275 | 0 | 0 | 36.1054 | 114.5865 | 113.7347 | 113.506 | 0 | 0 | 0 | 0 | 151.2754 | 157.2996 | 254.3211 | 290.3936 | 0 | 0 | 0 | 0 | -0.1329 | 5.2915 | 12.6106 | 14.8759 | 0 | 0 | 0 | 0 | 51.6647 | 245.1756 | 245.617 | 306.0977 | 0.37223 | 0.39077 | 0.38906 | 0.37051 | 19.2314 | 95.8084 | 95.5593 | 113.4113
8 | 2 | 2 | 577.278 | 579.0598 | 579.1661 | 667.3975 | 378.8299 | 100.3275 | 0 | 0 | 32.3557 | 111.3226 | 108.7927 | 98.1325 | 0 | 0 | 0 | 0 | 124.3458 | 125.7882 | 224.1013 | 249.6697 | 0 | 0 | 0 | 0 | -0.10998 | 7.1781 | 10.0236 | 0.036973 | 0 | 0 | 0 | 0 | 41.8565 | 234.4434 | 236.2485 | 319.5583 | 0.3725 | 0.38904 | 0.38716 | 0.37014 | 15.5914 | 91.2088 | 91.4651 | 118.2805
8 | 2 | 3 | 551.7756 | 550.4194 | 546.9897 | 627.0828 | 378.8299 | 100.3275 | 0 | 0 | 30.6879 | 108.3369 | 102.9027 | 95.1753 | 0 | 0 | 0 | 0 | 108.4416 | 107.3401 | 192.1276 | 218.7675 | 0 | 0 | 0 | 0 | -0.014894 | 0.60989 | 11.3023 | -0.82137 | 0 | 0 | 0 | 0 | 33.8311 | 233.8051 | 240.6571 | 313.9614 | 0.3732 | 0.38992 | 0.38586 | 0.37025 | 12.6259 | 91.1655 | 92.8611 | 116.2451
8 | 2 | 4 | 539.4456 | 535.0255 | 528.0343 | 601.8597 | 378.8299 | 100.3275 | 0 | 0 | 32.0008 | 85.8355 | 84.7545 | 86.6084 | 0 | 0 | 0 | 0 | 107.3175 | 105.4786 | 197.2044 | 228.2122 | 0 | 0 | 0 | 0 | -0.10998 | 9.2242 | 2.9294 | 1.1131 | 0 | 0 | 0 | 0 | 21.4074 | 234.1598 | 243.1461 | 285.926 | 0.37386 | 0.38754 | 0.38853 | 0.36998 | 8.0034 | 90.7465 | 94.47 | 105.7882
8 | 2 | 5 | 542.4412 | 535.2788 | 525.0436 | 595.317 | 378.8299 | 100.3275 | 0 | 0 | 39.496 | 81.4392 | 85.5621 | 86.7659 | 0 | 0 | 0 | 0 | 160.7829 | 152.3532 | 247.2433 | 283.7707 | 0 | 0 | 0 | 0 | 0.25147 | 5.2662 | 8.5647 | -9.5934 | 0 | 0 | 0 | 0 | -36.9191 | 195.8927 | 183.6735 | 234.3738 | 0.37065 | 0.39036 | 0.39029 | 0.37126 | -13.684 | 76.4695 | 71.6856 | 87.0132
8 | 2 | 6 | 569.1235 | 559.6834 | 546.6775 | 617.6122 | 378.8299 | 100.3275 | 0 | 0 | 40.0713 | 84.5081 | 82.2271 | 73.4628 | 0 | 0 | 0 | 0 | 110.6655 | 181.9021 | 284.4248 | 311.4703 | 0 | 0 | 0 | 0 | -0.015535 | 5.5085 | 19.6658 | -11.6552 | 0 | 0 | 0 | 0 | 39.5723 | 187.4372 | 160.3598 | 244.3343 | 0.37177 | 0.38885 | 0.38239 | 0.37131 | 14.7119 | 72.8841 | 61.3198 | 90.7247
8 | 2 | 7 | 633.3239 | 623.2079 | 609.3155 | 689.1663 | 378.8299 | 100.3275 | 0 | 0 | 32.5344 | 75.7494 | 74.1553 | 68.2525 | 0 | 0 | 0 | 0 | 117.8544 | 335.1492 | 454.5958 | 471.873 | 0 | 0 | 0 | 0 | -0.21507 | -3.1194 | -4.8781 | -0.92728 | 0 | 0 | 0 | 0 | 104.3202 | 115.1013 | 85.4426 | 149.9681 | 0.3667 | 0.37732 | 0.37117 | 0.37991 | 38.2543 | 43.4301 | 31.7138 | 56.9747
8 | 2 | 8 | 689.283 | 678.9037 | 664.5314 | 752.3692 | 378.8299 | 100.3275 | 0 | 0 | 28.1141 | 53.2354 | 54.6263 | 62.6785 | 0 | 0 | 0 | 0 | 175.7697 | 495.5659 | 618.0983 | 639.7847 | 0 | 0 | 0 | 0 | -0.099947 | -5.6352 | -11.6118 | 5.5655 | 0 | 0 | 0 | 0 | 106.6693 | 35.4101 | 3.4186 | 44.3406 | 0.37186 | 0.38691 | 0.38697 | 0.38173 | 39.6658 | 13.7007 | 1.3229 | 16.9261
8 | 2 | 9 | 741.5244 | 732.3018 | 719.1162 | 816.3979 | 378.8299 | 100.3275 | 0 | 0 | 25.414 | 45.5036 | 48.205 | 52.5591 | 0 | 0 | 0 | 0 | 233.6698 | 627.2899 | 756.6091 | 792.5638 | 0 | 0 | 0 | 0 | -0.20998 | -9.8577 | -19.4402 | -33.6706 | 0 | 0 | 0 | 0 | 103.8207 | -30.9615 | -66.2577 | 4.9455 | 0.37575 | 0.32651 | 0.32636 | 0.067785 | 39.0104 | -10.1092 | -21.6239 | 0.33524
8 | 2 | 10 | 784.8099 | 776.0807 | 763.3976 | 868.0167 | 378.8299 | 100.3275 | 0 | 0 | 29.8553 | 42.8663 | 42.9124 | 39.8423 | 0 | 0 | 0 | 0 | 274.2214 | 708.0608 | 840.0267 | 893.152 | 0 | 0 | 0 | 0 | -0.36704 | -8.8508 | -19.6318 | -47.6585 | 0 | 0 | 0 | 0 | 102.2703 | -66.323 | -99.9097 | -17.3191 | 0.38219 | 0.32795 | 0.328 | 0.071605 | 39.087 | -21.7506 | -32.7704 | -1.2401
8 | 2 | 11 | 835.0317 | 827.4892 | 816.1324 | 930.2159 | 378.8299 | 100.3275 | 0 | 0 | 33.8909 | 44.0997 | 42.606 | 39.9707 | 0 | 0 | 0 | 0 | 293.6987 | 742.6774 | 875.4516 | 937.4376 | 0 | 0 | 0 | 0 | -0.30873 | -10.7098 | -23.9259 | -48 | 0 | 0 | 0 | 0 | 128.9209 | -48.9055 | -77.9993 | 0.80764 | 0.37921 | 0.32752 | 0.328 | 0.071605 | 48.8878 | -16.0176 | -25.5837 | 0.057831
8 | 2 | 12 | 879.2102 | 873.0355 | 863.2053 | 986.0245 | 378.8299 | 100.3275 | 0 | 0 | 35.7847 | 43.3866 | 42.6878 | 40.5568 | 0 | 0 | 0 | 0 | 310.2599 | 751.1829 | 884.4769 | 946.4309 | 0 | 0 | 0 | 0 | -0.30873 | -9.9639 | -22.8738 | -48.4637 | 0 | 0 | 0 | 0 | 154.6445 | -11.8977 | -41.0856 | 47.5005 | 0.37557 | 0.32768 | 0.328 | 0.071605 | 58.0793 | -3.8987 | -13.4761 | 3.4013
8 | 2 | 13 | 918.7593 | 914.447 | 906.6408 | 1037.9383 | 378.8299 | 100.3275 | 0 | 0 | 37.3557 | 48.2663 | 46.7847 | 44.4175 | 0 | 0 | 0 | 0 | 323.7202 | 759.9817 | 908.8094 | 980.2398 | 0 | 0 | 0 | 0 | -0.31182 | -3.8293 | -17.5565 | -33.2837 | 0 | 0 | 0 | 0 | 179.1652 | 9.7008 | -31.3968 | 46.5647 | 0.37374 | 0.32755 | 0.32763 | 0.071605 | 66.9612 | 3.1775 | -10.2864 | 3.3343
8 | 2 | 14 | 967.7602 | 965.2907 | 959.5472 | 1100.9682 | 378.8299 | 100.3275 | 0 | 0 | 43.8055 | 47.4976 | 47.122 | 46.6982 | 0 | 0 | 0 | 0 | 330.3757 | 771.8559 | 935.8241 | 1008.4564 | 0 | 0 | 0 | 0 | -0.079334 | -2.0191 | -4.8208 | -13.1455 | 0 | 0 | 0 | 0 | 214.8284 | 47.6288 | -18.5781 | 58.9591 | 0.37404 | 0.327 | 0.32733 | 0.070824 | 80.3543 | 15.5747 | -6.0812 | 4.1757
8 | 2 | 15 | 1005.7607 | 1005.3323 | 1001.933 | 1152.1596 | 378.8299 | 100.3275 | 0 | 0 | 47.1439 | 62.2431 | 55.5884 | 66.8202 | 0 | 0 | 0 | 0 | 357.8438 | 786.7949 | 959.205 | 1039.6504 | 0 | 0 | 0 | 0 | 0.011457 | -1.8584 | -0.62598 | -4.6926 | 0 | 0 | 0 | 0 | 221.9317 | 57.8251 | -12.2344 | 50.3816 | 0.38108 | 0.31254 | 0.31233 | 0.32609 | 84.5728 | 18.0726 | -3.8212 | 16.429
8 | 2 | 16 | 1030.332 | 1033.4384 | 1034.0417 | 1192.8345 | 378.8299 | 100.3275 | 0 | 0 | 45.7495 | 79.1932 | 79.6198 | 70.238 | 0 | 0 | 0 | 0 | 416.2475 | 845.153 | 1016.8511 | 1100.3856 | 0 | 0 | 0 | 0 | -0.16403 | -2.307 | -1.7146 | 0.98408 | 0 | 0 | 0 | 0 | 189.669 | 11.0717 | -60.7146 | 21.2268 | 0.38915 | 0.32585 | 0.31944 | 0.31698 | 73.8089 | 3.6077 | -19.395 | 6.7285
8 | 2 | 17 | 1040.2287 | 1047.3641 | 1052.6205 | 1218.5715 | 378.8299 | 100.3275 | 0 | 0 | 45.0572 | 77.4932 | 78.2785 | 80.936 | 0 | 0 | 0 | 0 | 506.9515 | 869.0278 | 1031.8342 | 1096.9733 | 283.1967 | 303.0055 | 303.0055 | 303.0055 | -0.18032 | -2.7562 | -1.6836 | 2.5739 | 0 | 0 | 0 | 0 | -173.6263 | -299.7337 | -358.8139 | -264.9172 | 0.39 | 0.39598 | 0.39187 | 0.36712 | -67.7148 | -118.6876 | -140.607 | -97.2569
8 | 2 | 18 | 1031.6036 | 1042.5261 | 1052.0583 | 1221.6264 | 378.8299 | 100.3275 | 0 | 0 | 48.9159 | 84.195 | 82.2396 | 81.6075 | 0 | 0 | 0 | 0 | 540.1191 | 781.0338 | 937.1929 | 1012.7758 | 283.1967 | 303.0055 | 303.0055 | 303.0055 | -0.18032 | -1.6119 | -2.5876 | 0 | 0 | 0 | 0 | 0 | -219.2777 | -224.4237 | -267.7921 | -175.7625 | 0.3917 | 0.40014 | 0.39346 | 0.38236 | -85.8922 | -89.802 | -105.3665 | -67.2044
8 | 2 | 19 | 996.1909 | 1008.7441 | 1020.0368 | 1185.9212 | 378.8299 | 100.3275 | 0 | 0 | 51.3532 | 94.8792 | 92.2323 | 99.3279 | 0 | 0 | 0 | 0 | 512.4332 | 606.97 | 718.1251 | 795.7885 | 283.1967 | 303.0055 | 303.0055 | 303.0055 | 0.10687 | 0.67513 | -1.9163 | 10.2512 | 0 | 0 | 0 | 0 | -229.7289 | -97.1131 | -91.4097 | -22.452 | 0.39028 | 0.3992 | 0.39311 | 0.38685 | -89.6594 | -38.768 | -35.9344 | -8.6856
8 | 2 | 20 | 968.3189 | 981.36 | 993.2394 | 1155.4548 | 378.8299 | 100.3275 | 0 | 0 | 51.0944 | 106.445 | 107.6736 | 104.5377 | 0 | 0 | 0 | 0 | 513.3347 | 539.3716 | 654.958 | 731.2331 | 283.1967 | 303.0055 | 303.0055 | 303.0055 | 0.15128 | 2.6991 | 6.5883 | 49.0973 | 0 | 0 | 0 | 0 | -258.2881 | -70.4887 | -78.9859 | -32.4187 | 0.39125 | 0.40133 | 0.39529 | 0.38828 | -101.0543 | -28.2893 | -31.2227 | -12.5874
8 | 2 | 21 | 956.5462 | 970.9174 | 984.5576 | 1147.3956 | 378.8299 | 100.3275 | 0 | 0 | 50.0396 | 106.9132 | 110.7483 | 114.1534 | 0 | 0 | 0 | 0 | 524.2545 | 548.9288 | 651.361 | 712.7284 | 283.1967 | 303.0055 | 303.0055 | 303.0055 | 0.23078 | 0.51897 | 0.93624 | 40.3155 | 0 | 0 | 0 | 0 | -280.0053 | -88.7765 | -81.4934 | -22.8072 | 0.3882 | 0.39886 | 0.39319 | 0.38634 | -108.6982 | -35.4096 | -32.0427 | -8.8114
8 | 2 | 22 | 885.1038 | 899.8198 | 914.1619 | 1067.0414 | 378.8299 | 100.3275 | 0 | 0 | 49.0346 | 107.8383 | 112.7472 | 117.9221 | 0 | 0 | 0 | 0 | 524.472 | 547.6132 | 637.2936 | 691.3852 | 283.1967 | 303.0055 | 303.0055 | 303.0055 | 0.36118 | 2.139 | 6.7703 | 18.8622 | 0 | 0 | 0 | 0 | -350.7905 | -161.1036 | -145.6547 | -64.1336 | 0.38109 | 0.39369 | 0.38812 | 0.38014 | -133.6825 | -63.4257 | -56.5319 | -24.38
8 | 2 | 23 | 783.1301 | 796.2858 | 809.0395 | 944.2308 | 378.8299 | 100.3275 | 0 | 0 | 48.217 | 107.4458 | 115.1487 | 125.2692 | 0 | 0 | 0 | 0 | 504.9969 | 526.568 | 604.6378 | 667.3964 | 0 | 0 | 0 | 0 | 0.73427 | 3.6757 | 5.387 | 13.9921 | 0 | 0 | 0 | 0 | -149.6479 | 58.2689 | 83.866 | 137.5732 | 0.37177 | 0.39333 | 0.38899 | 0.37327 | -55.6342 | 22.9188 | 32.6229 | 51.3518
8 | 2 | 24 | 689.5111 | 698.9079 | 707.5097 | 823.2123 | 378.8299 | 100.3275 | 0 | 0 | 42.7525 | 115.8112 | 117.7415 | 119.6529 | 0 | 0 | 0 | 0 | 464.8208 | 486.7649 | 559.3275 | 609.3582 | 0 | 0 | 0 | 0 | 0.18104 | 2.1005 | 8.3963 | 13.894 | 0 | 0 | 0 | 0 | -197.0732 | -6.0962 | 22.0444 | 80.3072 | 0.36952 | 0.39289 | 0.39083 | 0.37129 | -72.8233 | -2.3951 | 8.6157 | 29.8174
8 | 3 | 1 | 624.4151 | 629.5384 | 633.3602 | 733.2781 | 378.8299 | 100.3275 | 0 | 0 | 36.1054 | 114.5865 | 113.7347 | 113.506 | 0 | 0 | 0 | 0 | 430.7041 | 450.4629 | 518.063 | 557.4319 | 0 | 0 | 0 | 0 | -0.1329 | 5.2915 | 12.6106 | 14.8759 | 0 | 0 | 0 | 0 | -221.0914 | -41.1299 | -11.0482 | 47.4643 | 0.37223 | 0.39077 | 0.38906 | 0.37051 | -82.2979 | -16.0725 | -4.2984 | 17.5858
8 | 3 | 2 | 582.2508 | 584.1702 | 584.4393 | 673.6601 | 378.8299 | 100.3275 | 0 | 0 | 32.3557 | 111.3226 | 108.7927 | 98.1325 | 0 | 0 | 0 | 0 | 410.5314 | 424.6146 | 487.58 | 526.3969 | 0 | 0 | 0 | 0 | -0.10998 | 7.1781 | 10.0236 | 0.036973 | 0 | 0 | 0 | 0 | -239.3562 | -59.2726 | -21.957 | 49.0937 | 0.3725 | 0.38904 | 0.38716 | 0.37014 | -89.159 | -23.0596 | -8.5008 | 18.1714
8 | 3 | 3 | 554.9325 | 553.6633 | 550.3365 | 631.0572 | 378.8299 | 100.3275 | 0 | 0 | 30.6879 | 108.3369 | 102.9027 | 95.1753 | 0 | 0 | 0 | 0 | 410.9935 | 421.2951 | 479.4269 | 523.3169 | 0 | 0 | 0 | 0 | -0.014894 | 0.60989 | 11.3023 | -0.82137 | 0 | 0 | 0 | 0 | -265.5639 | -76.906 | -43.2954 | 13.3864 | 0.3732 | 0.38992 | 0.38586 | 0.37025 | -99.1097 | -29.9873 | -16.7062 | 4.9564
8 | 3 | 4 | 542.0733 | 537.7235 | 530.8153 | 605.1598 | 378.8299 | 100.3275 | 0 | 0 | 32.0008 | 85.8355 | 84.7545 | 86.6084 | 0 | 0 | 0 | 0 | 403.1159 | 408.2457 | 452.66 | 496.3449 | 0 | 0 | 0 | 0 | -0.10998 | 9.2242 | 2.9294 | 1.1131 | 0 | 0 | 0 | 0 | -271.7633 | -65.9094 | -9.5286 | 21.0934 | 0.37386 | 0.38754 | 0.38853 | 0.36998 | -101.6018 | -25.5426 | -3.7022 | 7.8042
8 | 3 | 5 | 544.4561 | 537.3457 | 527.1719 | 597.8408 | 378.8299 | 100.3275 | 0 | 0 | 39.496 | 81.4392 | 85.5621 | 86.7659 | 0 | 0 | 0 | 0 | 397.9415 | 395.5885 | 429.7212 | 468.2902 | 0 | 0 | 0 | 0 | 0.25147 | 5.2662 | 8.5647 | -9.5934 | 0 | 0 | 0 | 0 | -272.0629 | -45.2756 | 3.3239 | 52.3781 | 0.37065 | 0.39036 | 0.39029 | 0.37126 | -100.8401 | -17.674 | 1.2973 | 19.4458
8 | 3 | 6 | 567.5837 | 558.0929 | 545.0264 | 615.6429 | 378.8299 | 100.3275 | 0 | 0 | 40.0713 | 84.5081 | 82.2271 | 73.4628 | 0 | 0 | 0 | 0 | 416.0445 | 462.9724 | 498.7868 | 536.1344 | 0 | 0 | 0 | 0 | -0.015535 | 5.5085 | 19.6658 | -11.6552 | 0 | 0 | 0 | 0 | -267.3465 | -95.2236 | -55.6533 | 17.701 | 0.37177 | 0.38885 | 0.38239 | 0.37131 | -99.3921 | -37.0272 | -21.2812 | 6.5726
8 | 3 | 7 | 626.2814 | 615.9566 | 601.8161 | 680.2454 | 378.8299 | 100.3275 | 0 | 0 | 32.5344 | 75.7494 | 74.1553 | 68.2525 | 0 | 0 | 0 | 0 | 430.4517 | 637.5552 | 708.6349 | 746.8615 | 0 | 0 | 0 | 0 | -0.21507 | -3.1194 | -4.8781 | -0.92728 | 0 | 0 | 0 | 0 | -215.3195 | -194.5561 | -176.096 | -133.9414 | 0.3667 | 0.37732 | 0.37117 | 0.37991 | -78.9579 | -73.41 | -65.3616 | -50.886
8 | 3 | 8 | 685.4582 | 674.9654 | 660.4583 | 747.524 | 378.8299 | 100.3275 | 0 | 0 | 28.1141 | 53.2354 | 54.6263 | 62.6785 | 0 | 0 | 0 | 0 | 458.4553 | 785.9088 | 882.2195 | 927.3733 | 0 | 0 | 0 | 0 | -0.099947 | -5.6352 | -11.6118 | 5.5655 | 0 | 0 | 0 | 0 | -179.8411 | -258.871 | -264.7757 | -248.0933 | 0.37186 | 0.38691 | 0.38697 | 0.38173 | -66.8753 | -100.1608 | -102.4602 | -94.7047
8 | 3 | 9 | 741.2467 | 732.0179 | 718.8252 | 816.054 | 378.8299 | 100.3275 | 0 | 0 | 25.414 | 45.5036 | 48.205 | 52.5591 | 0 | 0 | 0 | 0 | 536.7612 | 934.5999 | 1047.4895 | 1101.9063 | 0 | 0 | 0 | 0 | -0.20998 | -9.8577 | -19.4402 | -33.6706 | 0 | 0 | 0 | 0 | -199.5485 | -338.5553 | -357.429 | -304.7408 | 0.37575 | 0.32651 | 0.32636 | 0.067785 | -74.9798 | -110.5416 | -116.6508 | -20.657
8 | 3 | 10 | 786.5076 | 777.827 | 765.2014 | 870.1606 | 378.8299 | 100.3275 | 0 | 0 | 29.8553 | 42.8663 | 42.9124 | 39.8423 | 0 | 0 | 0 | 0 | 617.1182 | 1058.0432 | 1187.761 | 1245.9834 | 0 | 0 | 0 | 0 | -0.36704 | -8.8508 | -19.6318 | -47.6585 | 0 | 0 | 0 | 0 | -238.9287 | -414.5591 | -445.8402 | -368.0066 | 0.38219 | 0.32795 | 0.328 | 0.071605 | -91.317 | -135.9544 | -146.2355 | -26.3511
8 | 3 | 11 | 835.7853 | 828.2684 | 816.9419 | 931.182 | 378.8299 | 100.3275 | 0 | 0 | 33.8909 | 44.0997 | 42.606 | 39.9707 | 0 | 0 | 0 | 0 | 641.0714 | 1096.0397 | 1240.7167 | 1303.5514 | 0 | 0 | 0 | 0 | -0.30873 | -10.7098 | -23.9259 | -48 | 0 | 0 | 0 | 0 | -217.6982 | -401.4887 | -442.4548 | -364.34 | 0.37921 | 0.32752 | 0.328 | 0.071605 | -82.5529 | -131.4959 | -145.125 | -26.0886
8 | 3 | 12 | 873.7141 | 867.3937 | 857.3914 | 979.1263 | 378.8299 | 100.3275 | 0 | 0 | 35.7847 | 43.3866 | 42.6878 | 40.5568 | 0 | 0 | 0 | 0 | 617.3155 | 1075.1199 | 1233.1405 | 1307.9845 | 0 | 0 | 0 | 0 | -0.30873 | -9.9639 | -22.8738 | -48.4637 | 0 | 0 | 0 | 0 | -157.9072 | -341.4765 | -395.5631 | -320.9513 | 0.37557 | 0.32768 | 0.328 | 0.071605 | -59.3047 | -111.8964 | -129.7446 | -22.9817
8 | 3 | 13 | 909.9236 | 905.3756 | 897.2909 | 1026.8431 | 378.8299 | 100.3275 | 0 | 0 | 37.3557 | 48.2663 | 46.7847 | 44.4175 | 0 | 0 | 0 | 0 | 591.2198 | 1050.8555 | 1222.6818 | 1297.2329 | 0 | 0 | 0 | 0 | -0.31182 | -3.8293 | -17.5565 | -33.2837 | 0 | 0 | 0 | 0 | -97.1701 | -290.2444 | -354.6191 | -281.5235 | 0.37374 | 0.32755 | 0.32763 | 0.071605 | -36.3164 | -95.0702 | -116.1828 | -20.1585
8 | 3 | 14 | 955.6004 | 952.8033 | 946.6726 | 1085.6871 | 378.8299 | 100.3275 | 0 | 0 | 43.8055 | 47.4976 | 47.122 | 46.6982 | 0 | 0 | 0 | 0 | 613.2245 | 1071.9653 | 1250.2438 | 1318.0309 | 0 | 0 | 0 | 0 | -0.079334 | -2.0191 | -4.8208 | -13.1455 | 0 | 0 | 0 | 0 | -80.1802 | -264.968 | -345.8724 | -265.8965 | 0.37404 | 0.327 | 0.32733 | 0.070824 | -29.9905 | -86.6453 | -113.2148 | -18.8319
8 | 3 | 15 | 993.6639 | 992.9113 | 989.129 | 1136.9641 | 378.8299 | 100.3275 | 0 | 0 | 47.1439 | 62.2431 | 55.5884 | 66.8202 | 0 | 0 | 0 | 0 | 647.9544 | 1094.441 | 1276.4375 | 1341.4393 | 0 | 0 | 0 | 0 | 0.011457 | -1.8584 | -0.62598 | -4.6926 | 0 | 0 | 0 | 0 | -80.2758 | -262.2419 | -342.2709 | -266.6029 | 0.38108 | 0.31254 | 0.31233 | 0.32609 | -30.5912 | -81.9609 | -106.903 | -86.9367
8 | 3 | 16 | 1013.7862 | 1016.4431 | 1016.5151 | 1172.028 | 378.8299 | 100.3275 | 0 | 0 | 45.7495 | 79.1932 | 79.6198 | 70.238 | 0 | 0 | 0 | 0 | 717.4903 | 1132.0588 | 1301.9421 | 1355.8348 | 0 | 0 | 0 | 0 | -0.16403 | -2.307 | -1.7146 | 0.98408 | 0 | 0 | 0 | 0 | -128.1195 | -292.8293 | -363.3323 | -255.0289 | 0.38915 | 0.32585 | 0.31944 | 0.31698 | -49.8572 | -95.4189 | -116.0645 | -80.8392
8 | 3 | 17 | 1019.4739 | 1026.0441 | 1030.6322 | 1192.467 | 378.8299 | 100.3275 | 0 | 0 | 45.0572 | 77.4932 | 78.2785 | 80.936 | 0 | 0 | 0 | 0 | 699.8523 | 1050.225 | 1207.3573 | 1254.7154 | 283.1967 | 303.0055 | 303.0055 | 303.0055 | -0.18032 | -2.7562 | -1.6836 | 2.5739 | 0 | 0 | 0 | 0 | -387.282 | -502.2509 | -556.3254 | -448.7638 | 0.39 | 0.39598 | 0.39187 | 0.36712 | -151.0413 | -198.8797 | -218.0051 | -164.751
8 | 3 | 18 | 1002.908 | 1013.0394 | 1021.6355 | 1185.4985 | 378.8299 | 100.3275 | 0 | 0 | 48.9159 | 84.195 | 82.2396 | 81.6075 | 0 | 0 | 0 | 0 | 628.0479 | 864.0232 | 1011.6063 | 1058.3605 | 283.1967 | 303.0055 | 303.0055 | 303.0055 | -0.18032 | -1.6119 | -2.5876 | 0 | 0 | 0 | 0 | 0 | -335.9021 | -336.8999 | -372.6282 | -257.4749 | 0.3917 | 0.40014 | 0.39346 | 0.38236 | -131.5745 | -134.8088 | -146.6157 | -98.448
8 | 3 | 19 | 962.8578 | 974.4925 | 984.6985 | 1143.9566 | 378.8299 | 100.3275 | 0 | 0 | 51.3532 | 94.8792 | 92.2323 | 99.3279 | 0 | 0 | 0 | 0 | 580.1104 | 668.5908 | 793.5829 | 864.697 | 283.1967 | 303.0055 | 303.0055 | 303.0055 | 0.10687 | 0.67513 | -1.9163 | 10.2512 | 0 | 0 | 0 | 0 | -330.7392 | -192.9855 | -202.2059 | -133.325 | 0.39028 | 0.3992 | 0.39311 | 0.38685 | -129.0821 | -77.0407 | -79.49 | -51.5769
8 | 3 | 20 | 928.0842 | 940.0024 | 950.5523 | 1104.7487 | 378.8299 | 100.3275 | 0 | 0 | 51.0944 | 106.445 | 107.6736 | 104.5377 | 0 | 0 | 0 | 0 | 629.3495 | 657.3061 | 783.9611 | 857.5417 | 283.1967 | 303.0055 | 303.0055 | 303.0055 | 0.15128 | 2.6991 | 6.5883 | 49.0973 | 0 | 0 | 0 | 0 | -414.5376 | -229.7807 | -250.6761 | -209.4334 | 0.39125 | 0.40133 | 0.39529 | 0.38828 | -162.1864 | -92.2182 | -99.0908 | -81.3179
8 | 3 | 21 | 916.7821 | 930.0432 | 942.3691 | 1097.2815 | 378.8299 | 100.3275 | 0 | 0 | 50.0396 | 106.9132 | 110.7483 | 114.1534 | 0 | 0 | 0 | 0 | 599.8102 | 624.5576 | 748.1501 | 819.0782 | 283.1967 | 303.0055 | 303.0055 | 303.0055 | 0.23078 | 0.51897 | 0.93624 | 40.3155 | 0 | 0 | 0 | 0 | -395.3251 | -205.2794 | -220.4711 | -179.2711 | 0.3882 | 0.39886 | 0.39319 | 0.38634 | -153.4653 | -81.8781 | -86.6878 | -69.2601
8 | 3 | 22 | 855.8317 | 869.7386 | 883.1232 | 1030.1799 | 378.8299 | 100.3275 | 0 | 0 | 49.0346 | 107.8383 | 112.7472 | 117.9221 | 0 | 0 | 0 | 0 | 531.3565 | 553.1125 | 662.3504 | 722.9603 | 283.1967 | 303.0055 | 303.0055 | 303.0055 | 0.36118 | 2.139 | 6.7703 | 18.8622 | 0 | 0 | 0 | 0 | -386.9472 | -196.6841 | -201.7503 | -132.5702 | 0.38109 | 0.39369 | 0.38812 | 0.38014 | -147.4614 | -77.4335 | -78.3039 | -50.3958
8 | 3 | 23 | 770.6465 | 783.4719 | 795.8356 | 928.565 | 378.8299 | 100.3275 | 0 | 0 | 48.217 | 107.4458 | 115.1487 | 125.2692 | 0 | 0 | 0 | 0 | 470.5791 | 488.4365 | 583.0887 | 630.0504 | 0 | 0 | 0 | 0 | 0.73427 | 3.6757 | 5.387 | 13.9921 | 0 | 0 | 0 | 0 | -127.7137 | 83.5864 | 92.2111 | 159.2533 | 0.37177 | 0.39333 | 0.38899 | 0.37327 | -47.4798 | 32.8769 | 35.869 | 59.4443
8 | 3 | 24 | 687.3256 | 696.672 | 705.2147 | 820.497 | 378.8299 | 100.3275 | 0 | 0 | 42.7525 | 115.8112 | 117.7415 | 119.6529 | 0 | 0 | 0 | 0 | 433.6601 | 445.7969 | 537.9098 | 587.4702 | 0 | 0 | 0 | 0 | 0.18104 | 2.1005 | 8.3963 | 13.894 | 0 | 0 | 0 | 0 | -168.098 | 32.6359 | 41.1671 | 99.4799 | 0.36952 | 0.39289 | 0.39083 | 0.37129 | -62.1163 | 12.8223 | 16.0894 | 36.9361
8 | 4 | 1 | 623.2612 | 628.3614 | 632.1565 | 731.8577 | 378.8299 | 100.3275 | 0 | 0 | 36.1054 | 114.5865 | 113.7347 | 113.506 | 0 | 0 | 0 | 0 | 379.9802 | 391.0596 | 479.3146 | 537.2145 | 0 | 0 | 0 | 0 | -0.1329 | 5.2915 | 12.6106 | 14.8759 | 0 | 0 | 0 | 0 | -171.5214 | 17.0964 | 26.4966 | 66.2614 | 0.37223 | 0.39077 | 0.38906 | 0.37051 | -63.8462 | 6.6809 | 10.3087 | 24.5503
8 | 4 | 2 | 582.2436 | 584.1665 | 584.4401 | 673.6648 | 378.8299 | 100.3275 | 0 | 0 | 32.3557 | 111.3226 | 108.7927 | 98.1325 | 0 | 0 | 0 | 0 | 359.576 | 368.5658 | 458.6351 | 522.3272 | 0 | 0 | 0 | 0 | -0.10998 | 7.1781 | 10.0236 | 0.036973 | 0 | 0 | 0 | 0 | -188.408 | -3.2274 | 6.9886 | 53.168 | 0.3725 | 0.38904 | 0.38716 | 0.37014 | -70.1811 | -1.2556 | 2.7057 | 19.6795
8 | 4 | 3 | 552.0898 | 550.7379 | 547.3129 | 627.4622 | 378.8299 | 100.3275 | 0 | 0 | 30.6879 | 108.3369 | 102.9027 | 95.1753 | 0 | 0 | 0 | 0 | 337.47 | 346.5591 | 435.5205 | 510.1012 | 0 | 0 | 0 | 0 | -0.014894 | 0.60989 | 11.3023 | -0.82137 | 0 | 0 | 0 | 0 | -194.8832 | -5.0955 | -2.4125 | 23.007 | 0.3732 | 0.38992 | 0.38586 | 0.37025 | -72.7313 | -1.9869 | -0.9309 | 8.5184
8 | 4 | 4 | 533.5858 | 528.9884 | 521.7864 | 594.4239 | 378.8299 | 100.3275 | 0 | 0 | 32.0008 | 85.8355 | 84.7545 | 86.6084 | 0 | 0 | 0 | 0 | 315.1364 | 325.3139 | 410.3266 | 503.3151 | 0 | 0 | 0 | 0 | -0.10998 | 9.2242 | 2.9294 | 1.1131 | 0 | 0 | 0 | 0 | -192.2713 | 8.2874 | 23.7759 | 3.3874 | 0.37386 | 0.38754 | 0.38853 | 0.36998 | -71.8828 | 3.2117 | 9.2377 | 1.2533
8 | 4 | 5 | 526.9639 | 519.3367 | 508.5492 | 575.6904 | 378.8299 | 100.3275 | 0 | 0 | 39.496 | 81.4392 | 85.5621 | 86.7659 | 0 | 0 | 0 | 0 | 258.2824 | 273.0957 | 351.5157 | 456.963 | 0 | 0 | 0 | 0 | 0.25147 | 5.2662 | 8.5647 | -9.5934 | 0 | 0 | 0 | 0 | -149.8959 | 59.2081 | 62.9067 | 41.5548 | 0.37065 | 0.39036 | 0.39029 | 0.37126 | -55.5589 | 23.1127 | 24.5517 | 15.4276
8 | 4 | 6 | 528.0715 | 517.4131 | 502.9604 | 565.6082 | 378.8299 | 100.3275 | 0 | 0 | 40.0713 | 84.5081 | 82.2271 | 73.4628 | 0 | 0 | 0 | 0 | 247.6349 | 308.8254 | 392.0288 | 474.839 | 0 | 0 | 0 | 0 | -0.015535 | 5.5085 | 19.6658 | -11.6552 | 0 | 0 | 0 | 0 | -138.4491 | 18.2437 | 9.0387 | 28.9615 | 0.37177 | 0.38885 | 0.38239 | 0.37131 | -51.4716 | 7.094 | 3.4563 | 10.7538
8 | 4 | 7 | 546.0609 | 533.412 | 516.5147 | 578.8325 | 378.8299 | 100.3275 | 0 | 0 | 32.5344 | 75.7494 | 74.1553 | 68.2525 | 0 | 0 | 0 | 0 | 234.0116 | 459.1259 | 560.5714 | 617.7661 | 0 | 0 | 0 | 0 | -0.21507 | -3.1194 | -4.8781 | -0.92728 | 0 | 0 | 0 | 0 | -99.1 | -98.6714 | -113.3339 | -106.2589 | 0.3667 | 0.37732 | 0.37117 | 0.37991 | -36.3401 | -37.2307 | -42.0662 | -40.3691
8 | 4 | 8 | 573.2724 | 559.5587 | 541.2326 | 605.809 | 378.8299 | 100.3275 | 0 | 0 | 28.1141 | 53.2354 | 54.6263 | 62.6785 | 0 | 0 | 0 | 0 | 260.3924 | 610.9987 | 724.6839 | 774.7455 | 0 | 0 | 0 | 0 | -0.099947 | -5.6352 | -11.6118 | 5.5655 | 0 | 0 | 0 | 0 | -93.9639 | -199.3677 | -226.4658 | -237.1805 | 0.37186 | 0.38691 | 0.38697 | 0.38173 | -34.9412 | -77.1381 | -87.6355 | -90.539
8 | 4 | 9 | 626.7939 | 614.282 | 597.1966 | 671.4858 | 378.8299 | 100.3275 | 0 | 0 | 25.414 | 45.5036 | 48.205 | 52.5591 | 0 | 0 | 0 | 0 | 307.6595 | 735.9816 | 875.9898 | 919.4851 | 0 | 0 | 0 | 0 | -0.20998 | -9.8577 | -19.4402 | -33.6706 | 0 | 0 | 0 | 0 | -84.8995 | -257.673 | -307.558 | -266.8878 | 0.37575 | 0.32651 | 0.32636 | 0.067785 | -31.9008 | -84.1327 | -100.3748 | -18.0911
8 | 4 | 10 | 681.4853 | 669.7963 | 653.6043 | 737.5202 | 378.8299 | 100.3275 | 0 | 0 | 29.8553 | 42.8663 | 42.9124 | 39.8423 | 0 | 0 | 0 | 0 | 340.7623 | 831.4659 | 995.7318 | 1033.4072 | 0 | 0 | 0 | 0 | -0.36704 | -8.8508 | -19.6318 | -47.6585 | 0 | 0 | 0 | 0 | -67.5952 | -296.0125 | -365.4082 | -288.0708 | 0.38219 | 0.32795 | 0.328 | 0.071605 | -25.8344 | -97.0772 | -119.8538 | -20.6273
8 | 4 | 11 | 732.3541 | 721.8754 | 707.0379 | 800.5551 | 378.8299 | 100.3275 | 0 | 0 | 33.8909 | 44.0997 | 42.606 | 39.9707 | 0 | 0 | 0 | 0 | 352.8525 | 859.6951 | 1041.8213 | 1080.5673 | 0 | 0 | 0 | 0 | -0.30873 | -10.7098 | -23.9259 | -48 | 0 | 0 | 0 | 0 | -32.9105 | -271.537 | -353.4634 | -271.9828 | 0.37921 | 0.32752 | 0.328 | 0.071605 | -12.4799 | -88.934 | -115.9359 | -19.4753
8 | 4 | 12 | 769.8767 | 760.5829 | 747.0557 | 847.9863 | 378.8299 | 100.3275 | 0 | 0 | 35.7847 | 43.3866 | 42.6878 | 40.5568 | 0 | 0 | 0 | 0 | 356.3884 | 860.2637 | 1056.4717 | 1101.3519 | 0 | 0 | 0 | 0 | -0.30873 | -9.9639 | -22.8738 | -48.4637 | 0 | 0 | 0 | 0 | -0.81751 | -233.431 | -329.23 | -245.4588 | 0.37557 | 0.32768 | 0.328 | 0.071605 | -0.30703 | -76.4916 | -107.9874 | -17.5761
8 | 4 | 13 | 804.2471 | 796.6631 | 784.9784 | 893.3433 | 378.8299 | 100.3275 | 0 | 0 | 37.3557 | 48.2663 | 46.7847 | 44.4175 | 0 | 0 | 0 | 0 | 373.8591 | 878.3197 | 1083.6742 | 1134.0442 | 0 | 0 | 0 | 0 | -0.31182 | -3.8293 | -17.5565 | -33.2837 | 0 | 0 | 0 | 0 | 14.5142 | -226.4212 | -327.9239 | -251.8347 | 0.37374 | 0.32755 | 0.32763 | 0.071605 | 5.4246 | -74.1648 | -107.4367 | -18.0326
8 | 4 | 14 | 836.677 | 830.4731 | 820.3036 | 935.4893 | 378.8299 | 100.3275 | 0 | 0 | 43.8055 | 47.4976 | 47.122 | 46.6982 | 0 | 0 | 0 | 0 | 412.0579 | 910.9364 | 1122.7479 | 1182.3623 | 0 | 0 | 0 | 0 | -0.079334 | -2.0191 | -4.8208 | -13.1455 | 0 | 0 | 0 | 0 | 2.063 | -226.2692 | -344.7455 | -280.4257 | 0.37404 | 0.327 | 0.32733 | 0.070824 | 0.77163 | -73.9907 | -112.846 | -19.8609
8 | 4 | 15 | 869.8655 | 865.5641 | 857.5742 | 980.6001 | 378.8299 | 100.3275 | 0 | 0 | 47.1439 | 62.2431 | 55.5884 | 66.8202 | 0 | 0 | 0 | 0 | 420.6708 | 903.2522 | 1125.3074 | 1159.6719 | 0 | 0 | 0 | 0 | 0.011457 | -1.8584 | -0.62598 | -4.6926 | 0 | 0 | 0 | 0 | 23.2094 | -198.4004 | -322.6955 | -241.1994 | 0.38108 | 0.31254 | 0.31233 | 0.32609 | 8.8446 | -62.0079 | -100.7889 | -78.6529
8 | 4 | 16 | 894.583 | 893.8181 | 889.833 | 1021.4507 | 378.8299 | 100.3275 | 0 | 0 | 45.7495 | 79.1932 | 79.6198 | 70.238 | 0 | 0 | 0 | 0 | 419.451 | 849.4296 | 1086.001 | 1108.272 | 0 | 0 | 0 | 0 | -0.16403 | -2.307 | -1.7146 | 0.98408 | 0 | 0 | 0 | 0 | 50.7166 | -132.8251 | -274.0733 | -158.0433 | 0.38915 | 0.32585 | 0.31944 | 0.31698 | 19.7361 | -43.2813 | -87.5512 | -50.0967
8 | 4 | 17 | 910.7756 | 914.222 | 915.1061 | 1055.1465 | 378.8299 | 100.3275 | 0 | 0 | 45.0572 | 77.4932 | 78.2785 | 80.936 | 0 | 0 | 0 | 0 | 429.1843 | 779.3467 | 1011.0458 | 1040.1511 | 283.1967 | 303.0055 | 303.0055 | 303.0055 | -0.18032 | -2.7562 | -1.6836 | 2.5739 | 0 | 0 | 0 | 0 | -225.3122 | -343.1947 | -475.54 | -371.52 | 0.39 | 0.39598 | 0.39187 | 0.36712 | -87.8725 | -135.8971 | -186.348 | -136.3931
8 | 4 | 18 | 919.721 | 927.4488 | 933.1941 | 1080.3591 | 378.8299 | 100.3275 | 0 | 0 | 48.9159 | 84.195 | 82.2396 | 81.6075 | 0 | 0 | 0 | 0 | 441.2491 | 669.1981 | 879.1392 | 908.4019 | 283.1967 | 303.0055 | 303.0055 | 303.0055 | -0.18032 | -1.6119 | -2.5876 | 0 | 0 | 0 | 0 | 0 | -232.2902 | -227.6654 | -328.6026 | -212.6558 | 0.3917 | 0.40014 | 0.39346 | 0.38236 | -90.9892 | -91.0992 | -129.2932 | -81.311
8 | 4 | 19 | 901.1729 | 911.007 | 919.0763 | 1065.926 | 378.8299 | 100.3275 | 0 | 0 | 51.3532 | 94.8792 | 92.2323 | 99.3279 | 0 | 0 | 0 | 0 | 489.5709 | 562.9378 | 730.0838 | 769.0132 | 283.1967 | 303.0055 | 303.0055 | 303.0055 | 0.10687 | 0.67513 | -1.9163 | 10.2512 | 0 | 0 | 0 | 0 | -301.8847 | -150.8181 | -204.3289 | -115.6719 | 0.39028 | 0.3992 | 0.39311 | 0.38685 | -117.8207 | -60.2072 | -80.3246 | -44.7477
8 | 4 | 20 | 882.8511 | 893.4419 | 902.4163 | 1047.5036 | 378.8299 | 100.3275 | 0 | 0 | 51.0944 | 106.445 | 107.6736 | 104.5377 | 0 | 0 | 0 | 0 | 507.9838 | 519.1908 | 675.0255 | 736.261 | 283.1967 | 303.0055 | 303.0055 | 303.0055 | 0.15128 | 2.6991 | 6.5883 | 49.0973 | 0 | 0 | 0 | 0 | -338.405 | -138.226 | -189.8765 | -145.3979 | 0.39125 | 0.40133 | 0.39529 | 0.38828 | -132.3998 | -55.4744 | -75.0571 | -56.4545
8 | 4 | 21 | 879.1305 | 891.2822 | 902.2909 | 1049.6144 | 378.8299 | 100.3275 | 0 | 0 | 50.0396 | 106.9132 | 110.7483 | 114.1534 | 0 | 0 | 0 | 0 | 504.1615 | 513.4005 | 655.5832 | 715.9124 | 283.1967 | 303.0055 | 303.0055 | 303.0055 | 0.23078 | 0.51897 | 0.93624 | 40.3155 | 0 | 0 | 0 | 0 | -337.3281 | -132.8834 | -167.9823 | -123.7724 | 0.3882 | 0.39886 | 0.39319 | 0.38634 | -130.9508 | -53.0021 | -66.0496 | -47.8186
8 | 4 | 22 | 826.0198 | 839.0387 | 851.3686 | 992.4027 | 378.8299 | 100.3275 | 0 | 0 | 49.0346 | 107.8383 | 112.7472 | 117.9221 | 0 | 0 | 0 | 0 | 455.2501 | 466.2329 | 582.1603 | 605.8837 | 283.1967 | 303.0055 | 303.0055 | 303.0055 | 0.36118 | 2.139 | 6.7703 | 18.8622 | 0 | 0 | 0 | 0 | -340.6527 | -140.5044 | -153.3147 | -53.2707 | 0.38109 | 0.39369 | 0.38812 | 0.38014 | -129.8191 | -55.3158 | -59.5049 | -20.2505
8 | 4 | 23 | 748.798 | 760.97 | 772.5574 | 900.8692 | 378.8299 | 100.3275 | 0 | 0 | 48.217 | 107.4458 | 115.1487 | 125.2692 | 0 | 0 | 0 | 0 | 423.4367 | 436.3233 | 537.0685 | 545.1801 | 0 | 0 | 0 | 0 | 0.73427 | 3.6757 | 5.387 | 13.9921 | 0 | 0 | 0 | 0 | -102.4198 | 113.1978 | 114.9532 | 216.4279 | 0.37177 | 0.39333 | 0.38899 | 0.37327 | -38.0764 | 44.5238 | 44.7155 | 80.7859
8 | 4 | 24 | 672.1397 | 681.0264 | 689.0228 | 801.2267 | 378.8299 | 100.3275 | 0 | 0 | 42.7525 | 115.8112 | 117.7415 | 119.6529 | 0 | 0 | 0 | 0 | 406.9546 | 419.0564 | 532.793 | 543.7327 | 0 | 0 | 0 | 0 | 0.18104 | 2.1005 | 8.3963 | 13.894 | 0 | 0 | 0 | 0 | -156.5784 | 43.7308 | 30.092 | 123.947 | 0.36952 | 0.39289 | 0.39083 | 0.37129 | -57.8595 | 17.1814 | 11.7609 | 46.0205
8 | 5 | 1 | 608.8831 | 613.5499 | 616.83 | 713.6191 | 378.8299 | 100.3275 | 0 | 0 | 36.1054 | 114.5865 | 113.7347 | 113.506 | 0 | 0 | 0 | 0 | 414.5499 | 424.279 | 561.2654 | 584.0267 | 0 | 0 | 0 | 0 | -0.1329 | 5.2915 | 12.6106 | 14.8759 | 0 | 0 | 0 | 0 | -220.4692 | -30.9345 | -70.7808 | 1.2105 | 0.37223 | 0.39077 | 0.38906 | 0.37051 | -82.0663 | -12.0884 | -27.5379 | 0.44849
8 | 5 | 2 | 564.8499 | 566.2577 | 565.9194 | 651.6344 | 378.8299 | 100.3275 | 0 | 0 | 32.3557 | 111.3226 | 108.7927 | 98.1325 | 0 | 0 | 0 | 0 | 424.7354 | 432.0513 | 561.7357 | 603.0023 | 0 | 0 | 0 | 0 | -0.10998 | 7.1781 | 10.0236 | 0.036973 | 0 | 0 | 0 | 0 | -270.9611 | -84.6218 | -114.6326 | -49.5374 | 0.3725 | 0.38904 | 0.38716 | 0.37014 | -100.9317 | -32.9216 | -44.3807 | -18.3356
8 | 5 | 3 | 538.6073 | 536.8537 | 532.9516 | 610.3769 | 378.8299 | 100.3275 | 0 | 0 | 30.6879 | 108.3369 | 102.9027 | 95.1753 | 0 | 0 | 0 | 0 | 416.2454 | 421.9815 | 546.9069 | 601.6101 | 0 | 0 | 0 | 0 | -0.014894 | 0.60989 | 11.3023 | -0.82137 | 0 | 0 | 0 | 0 | -287.141 | -94.4021 | -128.1603 | -85.5871 | 0.3732 | 0.38992 | 0.38586 | 0.37025 | -107.1623 | -36.8093 | -49.4526 | -31.6889
8 | 5 | 4 | 520.439 | 515.4456 | 507.7729 | 577.7479 | 378.8299 | 100.3275 | 0 | 0 | 32.0008 | 85.8355 | 84.7545 | 86.6084 | 0 | 0 | 0 | 0 | 388.2835 | 390.3385 | 523.4327 | 572.966 | 0 | 0 | 0 | 0 | -0.10998 | 9.2242 | 2.9294 | 1.1131 | 0 | 0 | 0 | 0 | -278.5651 | -70.2801 | -103.3437 | -82.9395 | 0.37386 | 0.38754 | 0.38853 | 0.36998 | -104.1448 | -27.2364 | -40.1523 | -30.6863
8 | 5 | 5 | 510.8752 | 502.7655 | 491.4047 | 555.2909 | 378.8299 | 100.3275 | 0 | 0 | 39.496 | 81.4392 | 85.5621 | 86.7659 | 0 | 0 | 0 | 0 | 390.5975 | 388.8554 | 535.5809 | 586.6593 | 0 | 0 | 0 | 0 | 0.25147 | 5.2662 | 8.5647 | -9.5934 | 0 | 0 | 0 | 0 | -298.2997 | -73.1228 | -138.303 | -108.5409 | 0.37065 | 0.39036 | 0.39029 | 0.37126 | -110.5647 | -28.5445 | -53.978 | -40.2967
8 | 5 | 6 | 510.3255 | 499.1405 | 484.0622 | 543.1277 | 378.8299 | 100.3275 | 0 | 0 | 40.0713 | 84.5081 | 82.2271 | 73.4628 | 0 | 0 | 0 | 0 | 320.8117 | 368.6556 | 523.9864 | 571.515 | 0 | 0 | 0 | 0 | -0.015535 | 5.5085 | 19.6658 | -11.6552 | 0 | 0 | 0 | 0 | -229.3719 | -59.8593 | -141.8171 | -90.1949 | 0.37177 | 0.38885 | 0.38239 | 0.37131 | -85.2741 | -23.276 | -54.2293 | -33.4906
8 | 5 | 7 | 521.214 | 507.8291 | 490.0577 | 547.3617 | 378.8299 | 100.3275 | 0 | 0 | 32.5344 | 75.7494 | 74.1553 | 68.2525 | 0 | 0 | 0 | 0 | 265.0164 | 483.3936 | 649.5182 | 683.1959 | 0 | 0 | 0 | 0 | -0.21507 | -3.1194 | -4.8781 | -0.92728 | 0 | 0 | 0 | 0 | -154.9516 | -148.522 | -228.7377 | -203.1595 | 0.3667 | 0.37732 | 0.37117 | 0.37991 | -56.8209 | -56.0404 | -84.9007 | -77.1828
8 | 5 | 8 | 540.3285 | 525.6383 | 506.1526 | 564.0806 | 378.8299 | 100.3275 | 0 | 0 | 28.1141 | 53.2354 | 54.6263 | 62.6785 | 0 | 0 | 0 | 0 | 318.3256 | 666.335 | 839.1009 | 870.3201 | 0 | 0 | 0 | 0 | -0.099947 | -5.6352 | -11.6118 | 5.5655 | 0 | 0 | 0 | 0 | -184.8411 | -288.6244 | -375.9629 | -374.4835 | 0.37186 | 0.38691 | 0.38697 | 0.38173 | -68.7345 | -111.6728 | -145.4863 | -142.9517
8 | 5 | 9 | 587.3868 | 573.6944 | 555.2065 | 621.525 | 378.8299 | 100.3275 | 0 | 0 | 25.414 | 45.5036 | 48.205 | 52.5591 | 0 | 0 | 0 | 0 | 394.328 | 829.7976 | 1038.6394 | 1072.1257 | 0 | 0 | 0 | 0 | -0.20998 | -9.8577 | -19.4402 | -33.6706 | 0 | 0 | 0 | 0 | -210.9751 | -392.0765 | -512.1976 | -469.4892 | 0.37575 | 0.32651 | 0.32636 | 0.067785 | -79.2734 | -128.0168 | -167.1611 | -31.8246
8 | 5 | 10 | 639.2176 | 626.2513 | 608.5409 | 683.8914 | 378.8299 | 100.3275 | 0 | 0 | 29.8553 | 42.8663 | 42.9124 | 39.8423 | 0 | 0 | 0 | 0 | 449.6541 | 927.7711 | 1169.7747 | 1201.4868 | 0 | 0 | 0 | 0 | -0.36704 | -8.8508 | -19.6318 | -47.6585 | 0 | 0 | 0 | 0 | -218.7547 | -435.8628 | -584.5144 | -509.7792 | 0.38219 | 0.32795 | 0.328 | 0.071605 | -83.6066 | -142.941 | -191.7205 | -36.5027
8 | 5 | 11 | 684.2389 | 672.3125 | 655.7545 | 739.5303 | 378.8299 | 100.3275 | 0 | 0 | 33.8909 | 44.0997 | 42.606 | 39.9707 | 0 | 0 | 0 | 0 | 491.0227 | 995.1329 | 1250.6933 | 1283.052 | 0 | 0 | 0 | 0 | -0.30873 | -10.7098 | -23.9259 | -48 | 0 | 0 | 0 | 0 | -219.1959 | -456.5378 | -613.6188 | -535.4924 | 0.37921 | 0.32752 | 0.328 | 0.071605 | -83.1208 | -149.5257 | -201.2668 | -38.3439
8 | 5 | 12 | 721.4733 | 710.7156 | 695.4483 | 786.5684 | 378.8299 | 100.3275 | 0 | 0 | 35.7847 | 43.3866 | 42.6878 | 40.5568 | 0 | 0 | 0 | 0 | 520.9245 | 1038.7585 | 1311.1261 | 1356.98 | 0 | 0 | 0 | 0 | -0.30873 | -9.9639 | -22.8738 | -48.4637 | 0 | 0 | 0 | 0 | -213.757 | -461.7932 | -635.4918 | -562.5048 | 0.37557 | 0.32768 | 0.328 | 0.071605 | -80.28 | -151.3223 | -208.4411 | -40.2782
8 | 5 | 13 | 759.673 | 750.7334 | 737.4371 | 836.7568 | 378.8299 | 100.3275 | 0 | 0 | 37.3557 | 48.2663 | 46.7847 | 44.4175 | 0 | 0 | 0 | 0 | 545.4319 | 1065.6084 | 1342.7025 | 1393.3892 | 0 | 0 | 0 | 0 | -0.31182 | -3.8293 | -17.5565 | -33.2837 | 0 | 0 | 0 | 0 | -201.6328 | -459.6395 | -634.4936 | -567.7661 | 0.37374 | 0.32755 | 0.32763 | 0.071605 | -75.3583 | -150.556 | -207.8772 | -40.6549
8 | 5 | 14 | 795.6211 | 788.1545 | 776.4829 | 883.3168 | 378.8299 | 100.3275 | 0 | 0 | 43.8055 | 47.4976 | 47.122 | 46.6982 | 0 | 0 | 0 | 0 | 556.3137 | 1073.6408 | 1349.5772 | 1388.308 | 0 | 0 | 0 | 0 | -0.079334 | -2.0191 | -4.8208 | -13.1455 | 0 | 0 | 0 | 0 | -183.2487 | -431.2923 | -615.3955 | -538.5439 | 0.37404 | 0.327 | 0.32733 | 0.070824 | -68.5422 | -141.0338 | -201.4382 | -38.1419
8 | 5 | 15 | 829.5906 | 824.048 | 814.5817 | 929.4111 | 378.8299 | 100.3275 | 0 | 0 | 47.1439 | 62.2431 | 55.5884 | 66.8202 | 0 | 0 | 0 | 0 | 542.7547 | 1052.4563 | 1326.2519 | 1361.6253 | 0 | 0 | 0 | 0 | 0.011457 | -1.8584 | -0.62598 | -4.6926 | 0 | 0 | 0 | 0 | -139.1494 | -389.1206 | -566.6326 | -494.3419 | 0.38108 | 0.31254 | 0.31233 | 0.32609 | -53.0265 | -121.6155 | -176.9788 | -161.2003
8 | 5 | 16 | 859.6305 | 857.7761 | 852.4942 | 976.9807 | 378.8299 | 100.3275 | 0 | 0 | 45.7495 | 79.1932 | 79.6198 | 70.238 | 0 | 0 | 0 | 0 | 508.1483 | 959.5821 | 1217.1245 | 1250.3931 | 0 | 0 | 0 | 0 | -0.16403 | -2.307 | -1.7146 | 0.98408 | 0 | 0 | 0 | 0 | -72.9332 | -279.0196 | -442.5356 | -344.6345 | 0.38915 | 0.32585 | 0.31944 | 0.31698 | -28.3816 | -90.919 | -141.3656 | -109.2424
8 | 5 | 17 | 886.3641 | 889.0249 | 888.9725 | 1023.9965 | 378.8299 | 100.3275 | 0 | 0 | 45.0572 | 77.4932 | 78.2785 | 80.936 | 0 | 0 | 0 | 0 | 465.6268 | 860.5202 | 1111.7245 | 1171.8018 | 283.1967 | 303.0055 | 303.0055 | 303.0055 | -0.18032 | -2.7562 | -1.6836 | 2.5739 | 0 | 0 | 0 | 0 | -286.1662 | -449.5654 | -602.3524 | -534.3208 | 0.39 | 0.39598 | 0.39187 | 0.36712 | -111.6058 | -178.0175 | -236.0415 | -196.1608
8 | 5 | 18 | 900.0632 | 907.1517 | 912.1348 | 1055.2507 | 378.8299 | 100.3275 | 0 | 0 | 48.9159 | 84.195 | 82.2396 | 81.6075 | 0 | 0 | 0 | 0 | 427.6185 | 723.6334 | 954.2725 | 1024.6207 | 283.1967 | 303.0055 | 303.0055 | 303.0055 | -0.18032 | -1.6119 | -2.5876 | 0 | 0 | 0 | 0 | 0 | -238.3175 | -302.3978 | -424.7952 | -353.983 | 0.3917 | 0.40014 | 0.39346 | 0.38236 | -93.3501 | -121.0029 | -167.1415 | -135.3487
8 | 5 | 19 | 885.7526 | 895.0795 | 902.5437 | 1046.2089 | 378.8299 | 100.3275 | 0 | 0 | 51.3532 | 94.8792 | 92.2323 | 99.3279 | 0 | 0 | 0 | 0 | 489.1635 | 631.8401 | 812.3745 | 880.6368 | 283.1967 | 303.0055 | 303.0055 | 303.0055 | 0.10687 | 0.67513 | -1.9163 | 10.2512 | 0 | 0 | 0 | 0 | -316.8975 | -235.6478 | -303.1522 | -247.0125 | 0.39028 | 0.3992 | 0.39311 | 0.38685 | -123.6799 | -94.0717 | -119.1734 | -95.5569
8 | 5 | 20 | 869.1582 | 879.3065 | 887.7535 | 1030.0244 | 378.8299 | 100.3275 | 0 | 0 | 51.0944 | 106.445 | 107.6736 | 104.5377 | 0 | 0 | 0 | 0 | 568.1083 | 637.4559 | 810.839 | 864.3686 | 283.1967 | 303.0055 | 303.0055 | 303.0055 | 0.15128 | 2.6991 | 6.5883 | 49.0973 | 0 | 0 | 0 | 0 | -412.2224 | -270.6263 | -340.3529 | -290.9847 | 0.39125 | 0.40133 | 0.39529 | 0.38828 | -161.2807 | -108.6108 | -134.5395 | -112.9823
8 | 5 | 21 | 875.3975 | 887.3892 | 898.2052 | 1044.704 | 378.8299 | 100.3275 | 0 | 0 | 50.0396 | 106.9132 | 110.7483 | 114.1534 | 0 | 0 | 0 | 0 | 585.9578 | 646.0502 | 811.3738 | 869.7135 | 283.1967 | 303.0055 | 303.0055 | 303.0055 | 0.23078 | 0.51897 | 0.93624 | 40.3155 | 0 | 0 | 0 | 0 | -422.8574 | -269.426 | -327.8586 | -282.4839 | 0.3882 | 0.39886 | 0.39319 | 0.38634 | -164.1533 | -107.4637 | -128.912 | -109.1356
8 | 5 | 22 | 827.7925 | 840.8146 | 853.1454 | 994.4658 | 378.8299 | 100.3275 | 0 | 0 | 49.0346 | 107.8383 | 112.7472 | 117.9221 | 0 | 0 | 0 | 0 | 557.3715 | 617.742 | 773.1825 | 829.1342 | 283.1967 | 303.0055 | 303.0055 | 303.0055 | 0.36118 | 2.139 | 6.7703 | 18.8622 | 0 | 0 | 0 | 0 | -441.0013 | -290.2376 | -342.5601 | -274.4582 | 0.38109 | 0.39369 | 0.38812 | 0.38014 | -168.0609 | -114.265 | -132.9554 | -104.3337
8 | 5 | 23 | 741.0097 | 752.9085 | 764.1693 | 890.8481 | 378.8299 | 100.3275 | 0 | 0 | 48.217 | 107.4458 | 115.1487 | 125.2692 | 0 | 0 | 0 | 0 | 530.6905 | 591.9063 | 722.3292 | 747.9852 | 0 | 0 | 0 | 0 | 0.73427 | 3.6757 | 5.387 | 13.9921 | 0 | 0 | 0 | 0 | -217.4619 | -50.4467 | -78.6956 | 3.6016 | 0.37177 | 0.39333 | 0.38899 | 0.37327 | -80.8453 | -19.8421 | -30.6117 | 1.3444
8 | 5 | 24 | 656.833 | 665.2452 | 672.677 | 781.7618 | 378.8299 | 100.3275 | 0 | 0 | 42.7525 | 115.8112 | 117.7415 | 119.6529 | 0 | 0 | 0 | 0 | 552.4458 | 605.3442 | 718.9076 | 735.8096 | 0 | 0 | 0 | 0 | 0.18104 | 2.1005 | 8.3963 | 13.894 | 0 | 0 | 0 | 0 | -317.3763 | -158.3381 | -172.3684 | -87.5947 | 0.36952 | 0.39289 | 0.39083 | 0.37129 | -117.2782 | -62.2094 | -67.3672 | -32.5232
8 | 6 | 1 | 597.015 | 601.3223 | 604.175 | 698.5578 | 378.8299 | 100.3275 | 0 | 0 | 36.1054 | 114.5865 | 113.7347 | 113.506 | 0 | 0 | 0 | 0 | 518.931 | 564.6133 | 670.0668 | 688.6638 | 0 | 0 | 0 | 0 | -0.1329 | 5.2915 | 12.6106 | 14.8759 | 0 | 0 | 0 | 0 | -336.7184 | -183.4963 | -192.2372 | -118.4879 | 0.37223 | 0.39077 | 0.38906 | 0.37051 | -125.3383 | -71.7057 | -74.7914 | -43.9006
8 | 6 | 2 | 557.018 | 558.1858 | 557.5621 | 641.6853 | 378.8299 | 100.3275 | 0 | 0 | 32.3557 | 111.3226 | 108.7927 | 98.1325 | 0 | 0 | 0 | 0 | 462.6875 | 504.9258 | 606.8206 | 651.9439 | 0 | 0 | 0 | 0 | -0.10998 | 7.1781 | 10.0236 | 0.036973 | 0 | 0 | 0 | 0 | -316.7452 | -165.5682 | -168.0748 | -108.4281 | 0.3725 | 0.38904 | 0.38716 | 0.37014 | -117.9861 | -64.4133 | -65.0712 | -40.1333
8 | 6 | 3 | 531.8704 | 529.916 | 525.7754 | 601.8395 | 378.8299 | 100.3275 | 0 | 0 | 30.6879 | 108.3369 | 102.9027 | 95.1753 | 0 | 0 | 0 | 0 | 473.1582 | 509.1408 | 601.2293 | 655.1049 | 0 | 0 | 0 | 0 | -0.014894 | 0.60989 | 11.3023 | -0.82137 | 0 | 0 | 0 | 0 | -350.7907 | -188.4992 | -189.6589 | -147.6194 | 0.3732 | 0.38992 | 0.38586 | 0.37025 | -130.9167 | -73.4998 | -73.1827 | -54.6565
8 | 6 | 4 | 522.9847 | 518.068 | 510.4865 | 580.9772 | 378.8299 | 100.3275 | 0 | 0 | 32.0008 | 85.8355 | 84.7545 | 86.6084 | 0 | 0 | 0 | 0 | 477.278 | 506.7789 | 587.0846 | 638.0597 | 0 | 0 | 0 | 0 | -0.10998 | 9.2242 | 2.9294 | 1.1131 | 0 | 0 | 0 | 0 | -365.014 | -184.0981 | -164.282 | -144.804 | 0.37386 | 0.38754 | 0.38853 | 0.36998 | -136.4647 | -71.3455 | -63.8288 | -53.5752
8 | 6 | 5 | 528.7161 | 521.1404 | 510.4142 | 577.9085 | 378.8299 | 100.3275 | 0 | 0 | 39.496 | 81.4392 | 85.5621 | 86.7659 | 0 | 0 | 0 | 0 | 463.8834 | 492.5834 | 572.5217 | 628.3762 | 0 | 0 | 0 | 0 | 0.25147 | 5.2662 | 8.5647 | -9.5934 | 0 | 0 | 0 | 0 | -353.7447 | -158.4758 | -156.2343 | -127.6402 | 0.37065 | 0.39036 | 0.39029 | 0.37126 | -131.1154 | -61.8633 | -60.9764 | -47.3875
8 | 6 | 6 | 551.2117 | 541.25 | 527.6251 | 594.9584 | 378.8299 | 100.3275 | 0 | 0 | 40.0713 | 84.5081 | 82.2271 | 73.4628 | 0 | 0 | 0 | 0 | 412.7632 | 488.8436 | 570.28 | 614.4125 | 0 | 0 | 0 | 0 | -0.015535 | 5.5085 | 19.6658 | -11.6552 | 0 | 0 | 0 | 0 | -280.4372 | -137.9377 | -144.5478 | -81.2616 | 0.37177 | 0.38885 | 0.38239 | 0.37131 | -104.2588 | -53.6364 | -55.2735 | -30.1736
8 | 6 | 7 | 605.2221 | 594.2936 | 579.4374 | 653.6464 | 378.8299 | 100.3275 | 0 | 0 | 32.5344 | 75.7494 | 74.1553 | 68.2525 | 0 | 0 | 0 | 0 | 401.4885 | 623.195 | 719.8506 | 765.3502 | 0 | 0 | 0 | 0 | -0.21507 | -3.1194 | -4.8781 | -0.92728 | 0 | 0 | 0 | 0 | -207.4157 | -201.8588 | -209.6905 | -179.029 | 0.3667 | 0.37732 | 0.37117 | 0.37991 | -76.0595 | -76.1655 | -77.8309 | -68.0154
8 | 6 | 8 | 654.4405 | 643.05 | 627.4782 | 708.3156 | 378.8299 | 100.3275 | 0 | 0 | 28.1141 | 53.2354 | 54.6263 | 62.6785 | 0 | 0 | 0 | 0 | 473.8182 | 811.0608 | 926.7916 | 984.4892 | 0 | 0 | 0 | 0 | -0.099947 | -5.6352 | -11.6118 | 5.5655 | 0 | 0 | 0 | 0 | -226.2217 | -315.9385 | -342.328 | -344.4176 | 0.37186 | 0.38691 | 0.38697 | 0.38173 | -84.1222 | -122.241 | -132.4706 | -131.4747
8 | 6 | 9 | 708.1039 | 697.8987 | 683.5466 | 774.0953 | 378.8299 | 100.3275 | 0 | 0 | 25.414 | 45.5036 | 48.205 | 52.5591 | 0 | 0 | 0 | 0 | 552.7528 | 979.9023 | 1114.7717 | 1175.1046 | 0 | 0 | 0 | 0 | -0.20998 | -9.8577 | -19.4402 | -33.6706 | 0 | 0 | 0 | 0 | -248.6828 | -417.9769 | -459.9899 | -419.8978 | 0.37575 | 0.32651 | 0.32636 | 0.067785 | -93.4419 | -136.4735 | -150.1226 | -28.463
8 | 6 | 10 | 754.7719 | 745.1407 | 731.3857 | 829.9259 | 378.8299 | 100.3275 | 0 | 0 | 29.8553 | 42.8663 | 42.9124 | 39.8423 | 0 | 0 | 0 | 0 | 608.4444 | 1094.1918 | 1239.9258 | 1284.6975 | 0 | 0 | 0 | 0 | -0.36704 | -8.8508 | -19.6318 | -47.6585 | 0 | 0 | 0 | 0 | -261.9906 | -483.3941 | -531.8208 | -446.9554 | 0.38219 | 0.32795 | 0.328 | 0.071605 | -100.1311 | -158.5288 | -174.4371 | -32.0042
8 | 6 | 11 | 806.3607 | 797.9366 | 785.5309 | 893.7822 | 378.8299 | 100.3275 | 0 | 0 | 33.8909 | 44.0997 | 42.606 | 39.9707 | 0 | 0 | 0 | 0 | 616.4585 | 1131.3845 | 1285.8865 | 1328.2342 | 0 | 0 | 0 | 0 | -0.30873 | -10.7098 | -23.9259 | -48 | 0 | 0 | 0 | 0 | -222.5099 | -467.1653 | -519.0356 | -426.4227 | 0.37921 | 0.32752 | 0.328 | 0.071605 | -84.3775 | -153.0064 | -170.2435 | -30.534
8 | 6 | 12 | 845.242 | 838.0294 | 826.9649 | 942.8839 | 378.8299 | 100.3275 | 0 | 0 | 35.7847 | 43.3866 | 42.6878 | 40.5568 | 0 | 0 | 0 | 0 | 643.3088 | 1182.3905 | 1344.2315 | 1386.5774 | 0 | 0 | 0 | 0 | -0.30873 | -9.9639 | -22.8738 | -48.4637 | 0 | 0 | 0 | 0 | -212.3726 | -478.1114 | -537.0807 | -435.7866 | 0.37557 | 0.32768 | 0.328 | 0.071605 | -79.7601 | -156.6695 | -176.1623 | -31.2045
8 | 6 | 13 | 881.847 | 876.3972 | 867.2376 | 991.0229 | 378.8299 | 100.3275 | 0 | 0 | 37.3557 | 48.2663 | 46.7847 | 44.4175 | 0 | 0 | 0 | 0 | 687.5259 | 1232.0945 | 1403.2669 | 1448.9919 | 0 | 0 | 0 | 0 | -0.31182 | -3.8293 | -17.5565 | -33.2837 | 0 | 0 | 0 | 0 | -221.5527 | -500.4618 | -565.2574 | -469.1027 | 0.37374 | 0.32755 | 0.32763 | 0.071605 | -82.8032 | -163.9274 | -185.1935 | -33.5901
8 | 6 | 14 | 925.3564 | 921.5832 | 914.289 | 1047.0848 | 378.8299 | 100.3275 | 0 | 0 | 43.8055 | 47.4976 | 47.122 | 46.6982 | 0 | 0 | 0 | 0 | 746.7204 | 1285.9589 | 1458.4172 | 1508.9177 | 0 | 0 | 0 | 0 | -0.079334 | -2.0191 | -4.8208 | -13.1455 | 0 | 0 | 0 | 0 | -243.92 | -510.1816 | -586.4294 | -495.3856 | 0.37404 | 0.327 | 0.32733 | 0.070824 | -91.2357 | -166.8308 | -191.9567 | -35.0853
8 | 6 | 15 | 957.617 | 955.7145 | 950.562 | 1091.0046 | 378.8299 | 100.3275 | 0 | 0 | 47.1439 | 62.2431 | 55.5884 | 66.8202 | 0 | 0 | 0 | 0 | 791.0432 | 1323.4112 | 1502.3393 | 1555.3748 | 0 | 0 | 0 | 0 | 0.011457 | -1.8584 | -0.62598 | -4.6926 | 0 | 0 | 0 | 0 | -259.4114 | -528.409 | -606.7397 | -526.4979 | 0.38108 | 0.31254 | 0.31233 | 0.32609 | -98.8554 | -165.1486 | -189.5056 | -171.6861
8 | 6 | 16 | 983.8892 | 985.5612 | 984.458 | 1133.7944 | 378.8299 | 100.3275 | 0 | 0 | 45.7495 | 79.1932 | 79.6198 | 70.238 | 0 | 0 | 0 | 0 | 806.3266 | 1319.0931 | 1493.6692 | 1537.9674 | 0 | 0 | 0 | 0 | -0.16403 | -2.307 | -1.7146 | 0.98408 | 0 | 0 | 0 | 0 | -246.8528 | -510.7455 | -587.1165 | -475.395 | 0.38915 | 0.32585 | 0.31944 | 0.31698 | -96.0617 | -166.4272 | -187.5512 | -150.691
8 | 6 | 17 | 998.1341 | 1003.96 | 1007.6579 | 1165.0244 | 378.8299 | 100.3275 | 0 | 0 | 45.0572 | 77.4932 | 78.2785 | 80.936 | 0 | 0 | 0 | 0 | 793.3509 | 1233.6085 | 1401.1729 | 1458.2818 | 283.1967 | 303.0055 | 303.0055 | 303.0055 | -0.18032 | -2.7562 | -1.6836 | 2.5739 | 0 | 0 | 0 | 0 | -502.1204 | -707.7185 | -773.1153 | -679.7729 | 0.39 | 0.39598 | 0.39187 | 0.36712 | -195.8286 | -280.2401 | -302.9577 | -249.5594
8 | 6 | 18 | 995.5094 | 1005.2954 | 1013.4743 | 1175.6618 | 378.8299 | 100.3275 | 0 | 0 | 48.9159 | 84.195 | 82.2396 | 81.6075 | 0 | 0 | 0 | 0 | 737.9813 | 1045.3688 | 1198.873 | 1256.9769 | 283.1967 | 303.0055 | 303.0055 | 303.0055 | -0.18032 | -1.6119 | -2.5876 | 0 | 0 | 0 | 0 | 0 | -453.2341 | -525.9894 | -568.0562 | -465.9281 | 0.3917 | 0.40014 | 0.39346 | 0.38236 | -177.534 | -210.472 | -223.5096 | -178.152
8 | 6 | 19 | 968.5025 | 980.1689 | 990.4048 | 1150.6059 | 378.8299 | 100.3275 | 0 | 0 | 51.3532 | 94.8792 | 92.2323 | 99.3279 | 0 | 0 | 0 | 0 | 670.515 | 809.8959 | 937.3121 | 1000.3057 | 283.1967 | 303.0055 | 303.0055 | 303.0055 | 0.10687 | 0.67513 | -1.9163 | 10.2512 | 0 | 0 | 0 | 0 | -415.4992 | -328.6143 | -340.2287 | -262.2845 | 0.39028 | 0.3992 | 0.39311 | 0.38685 | -162.1625 | -131.1843 | -133.7487 | -101.4649
8 | 6 | 20 | 946.2331 | 958.5661 | 969.6016 | 1127.2825 | 378.8299 | 100.3275 | 0 | 0 | 51.0944 | 106.445 | 107.6736 | 104.5377 | 0 | 0 | 0 | 0 | 634.8327 | 714.1036 | 864.3701 | 927.5432 | 283.1967 | 303.0055 | 303.0055 | 303.0055 | 0.15128 | 2.6991 | 6.5883 | 49.0973 | 0 | 0 | 0 | 0 | -401.8719 | -268.0146 | -312.0358 | -256.9011 | 0.39125 | 0.40133 | 0.39529 | 0.38828 | -157.231 | -107.5626 | -123.346 | -99.7485
8 | 6 | 21 | 933.5018 | 947.1458 | 959.9199 | 1118.0434 | 378.8299 | 100.3275 | 0 | 0 | 50.0396 | 106.9132 | 110.7483 | 114.1534 | 0 | 0 | 0 | 0 | 619.2009 | 696.7536 | 849.0202 | 912.2936 | 283.1967 | 303.0055 | 303.0055 | 303.0055 | 0.23078 | 0.51897 | 0.93624 | 40.3155 | 0 | 0 | 0 | 0 | -397.9961 | -260.373 | -303.7904 | -251.7246 | 0.3882 | 0.39886 | 0.39319 | 0.38634 | -154.5022 | -103.8528 | -119.4485 | -97.2519
8 | 6 | 22 | 863.3683 | 877.4039 | 890.9361 | 1039.3769 | 378.8299 | 100.3275 | 0 | 0 | 49.0346 | 107.8383 | 112.7472 | 117.9221 | 0 | 0 | 0 | 0 | 595.9695 | 670.1117 | 800.7592 | 878.8511 | 283.1967 | 303.0055 | 303.0055 | 303.0055 | 0.36118 | 2.139 | 6.7703 | 18.8622 | 0 | 0 | 0 | 0 | -444.0236 | -306.0179 | -332.3461 | -279.264 | 0.38109 | 0.39369 | 0.38812 | 0.38014 | -169.2126 | -120.4777 | -128.9911 | -106.1606
8 | 6 | 23 | 767.6886 | 780.3538 | 792.5232 | 924.5507 | 378.8299 | 100.3275 | 0 | 0 | 48.217 | 107.4458 | 115.1487 | 125.2692 | 0 | 0 | 0 | 0 | 592.3002 | 662.5286 | 783.7715 | 866.4565 | 0 | 0 | 0 | 0 | 0.73427 | 3.6757 | 5.387 | 13.9921 | 0 | 0 | 0 | 0 | -252.3928 | -93.6237 | -111.784 | -81.1671 | 0.37177 | 0.39333 | 0.38899 | 0.37327 | -93.8315 | -36.8248 | -43.4826 | -30.2972
8 | 6 | 24 | 675.7863 | 684.7457 | 692.8264 | 805.7151 | 378.8299 | 100.3275 | 0 | 0 | 42.7525 | 115.8112 | 117.7415 | 119.6529 | 0 | 0 | 0 | 0 | 586.5746 | 654.5139 | 783.3205 | 855.5416 | 0 | 0 | 0 | 0 | 0.18104 | 2.1005 | 8.3963 | 13.894 | 0 | 0 | 0 | 0 | -332.5519 | -188.0074 | -216.6318 | -183.3734 | 0.36952 | 0.39289 | 0.39083 | 0.37129 | -122.8859 | -73.8661 | -84.6668 | -68.0851
8 | 7 | 1 | 609.8755 | 614.5498 | 617.8375 | 714.7951 | 378.8299 | 100.3275 | 0 | 0 | 36.1054 | 114.5865 | 113.7347 | 113.506 | 0 | 0 | 0 | 0 | 566.8361 | 632.2599 | 743.824 | 805.2112 | 0 | 0 | 0 | 0 | -0.1329 | 5.2915 | 12.6106 | 14.8759 | 0 | 0 | 0 | 0 | -371.763 | -237.9155 | -252.3319 | -218.798 | 0.37223 | 0.39077 | 0.38906 | 0.37051 | -138.3831 | -92.9713 | -98.1718 | -81.0662
8 | 7 | 2 | 570.1938 | 571.7389 | 571.5626 | 658.3256 | 378.8299 | 100.3275 | 0 | 0 | 32.3557 | 111.3226 | 108.7927 | 98.1325 | 0 | 0 | 0 | 0 | 572.1179 | 632.5853 | 721.8169 | 777.3476 | 0 | 0 | 0 | 0 | -0.10998 | 7.1781 | 10.0236 | 0.036973 | 0 | 0 | 0 | 0 | -412.9997 | -279.6745 | -269.0706 | -217.1915 | 0.3725 | 0.38904 | 0.38716 | 0.37014 | -153.8404 | -108.8057 | -104.1723 | -80.3907
8 | 7 | 3 | 547.4158 | 545.9031 | 542.2859 | 621.4596 | 378.8299 | 100.3275 | 0 | 0 | 30.6879 | 108.3369 | 102.9027 | 95.1753 | 0 | 0 | 0 | 0 | 570.732 | 622.6945 | 697.5624 | 749.4493 | 0 | 0 | 0 | 0 | -0.014894 | 0.60989 | 11.3023 | -0.82137 | 0 | 0 | 0 | 0 | -432.819 | -286.0657 | -269.4815 | -222.3437 | 0.3732 | 0.38992 | 0.38586 | 0.37025 | -161.5301 | -111.543 | -103.9835 | -82.3234
8 | 7 | 4 | 534.4761 | 529.8831 | 522.685 | 595.4703 | 378.8299 | 100.3275 | 0 | 0 | 32.0008 | 85.8355 | 84.7545 | 86.6084 | 0 | 0 | 0 | 0 | 585.4332 | 631.422 | 702.3519 | 747.7687 | 0 | 0 | 0 | 0 | -0.10998 | 9.2242 | 2.9294 | 1.1131 | 0 | 0 | 0 | 0 | -461.6778 | -296.926 | -267.3508 | -240.0198 | 0.37386 | 0.38754 | 0.38853 | 0.36998 | -172.6035 | -115.071 | -103.8744 | -88.8036
8 | 7 | 5 | 537.341 | 530.0071 | 519.5672 | 588.782 | 378.8299 | 100.3275 | 0 | 0 | 39.496 | 81.4392 | 85.5621 | 86.7659 | 0 | 0 | 0 | 0 | 571.0694 | 613.2069 | 682.6692 | 724.3316 | 0 | 0 | 0 | 0 | 0.25147 | 5.2662 | 8.5647 | -9.5934 | 0 | 0 | 0 | 0 | -452.3058 | -270.2326 | -257.2288 | -212.7221 | 0.37065 | 0.39036 | 0.39029 | 0.37126 | -167.6471 | -105.4891 | -100.3933 | -78.9748
8 | 7 | 6 | 562.9809 | 553.34 | 540.0946 | 609.7624 | 378.8299 | 100.3275 | 0 | 0 | 40.0713 | 84.5081 | 82.2271 | 73.4628 | 0 | 0 | 0 | 0 | 542.9321 | 641.6352 | 707.0716 | 735.3378 | 0 | 0 | 0 | 0 | -0.015535 | 5.5085 | 19.6658 | -11.6552 | 0 | 0 | 0 | 0 | -398.8369 | -278.6393 | -268.8699 | -187.3829 | 0.37177 | 0.38885 | 0.38239 | 0.37131 | -148.2766 | -108.3476 | -102.8129 | -69.5779
8 | 7 | 7 | 626.3032 | 615.9523 | 601.7793 | 680.1744 | 378.8299 | 100.3275 | 0 | 0 | 32.5344 | 75.7494 | 74.1553 | 68.2525 | 0 | 0 | 0 | 0 | 525.2288 | 787.5036 | 872.1475 | 884.7143 | 0 | 0 | 0 | 0 | -0.21507 | -3.1194 | -4.8781 | -0.92728 | 0 | 0 | 0 | 0 | -310.0748 | -344.5088 | -339.6454 | -271.8652 | 0.3667 | 0.37732 | 0.37117 | 0.37991 | -113.7047 | -129.9902 | -126.0663 | -103.285
8 | 7 | 8 | 680.3156 | 669.6397 | 654.9135 | 740.897 | 378.8299 | 100.3275 | 0 | 0 | 28.1141 | 53.2354 | 54.6263 | 62.6785 | 0 | 0 | 0 | 0 | 592.9344 | 972.6736 | 1084.0816 | 1104.2125 | 0 | 0 | 0 | 0 | -0.099947 | -5.6352 | -11.6118 | 5.5655 | 0 | 0 | 0 | 0 | -319.4629 | -450.9616 | -472.1827 | -431.5595 | 0.37186 | 0.38691 | 0.38697 | 0.38173 | -118.7946 | -174.4833 | -182.7205 | -164.7394
8 | 7 | 9 | 732.1077 | 722.5677 | 709.003 | 804.3289 | 378.8299 | 100.3275 | 0 | 0 | 25.414 | 45.5036 | 48.205 | 52.5591 | 0 | 0 | 0 | 0 | 689.3863 | 1147.7813 | 1277.9173 | 1306.8859 | 0 | 0 | 0 | 0 | -0.20998 | -9.8577 | -19.4402 | -33.6706 | 0 | 0 | 0 | 0 | -361.3125 | -561.1869 | -597.6791 | -521.4455 | 0.37575 | 0.32651 | 0.32636 | 0.067785 | -135.7623 | -183.233 | -195.059 | -35.3464
8 | 7 | 10 | 778.9093 | 769.9472 | 756.9843 | 860.3287 | 378.8299 | 100.3275 | 0 | 0 | 29.8553 | 42.8663 | 42.9124 | 39.8423 | 0 | 0 | 0 | 0 | 759.1417 | 1261.4781 | 1402.1111 | 1438.7704 | 0 | 0 | 0 | 0 | -0.36704 | -8.8508 | -19.6318 | -47.6585 | 0 | 0 | 0 | 0 | -388.5506 | -625.8738 | -668.4075 | -570.6255 | 0.38219 | 0.32795 | 0.328 | 0.071605 | -148.5015 | -205.255 | -219.2375 | -40.8596
8 | 7 | 11 | 826.1484 | 818.2766 | 806.5249 | 918.72 | 378.8299 | 100.3275 | 0 | 0 | 33.8909 | 44.0997 | 42.606 | 39.9707 | 0 | 0 | 0 | 0 | 826.6183 | 1355.5557 | 1500.4282 | 1548.5804 | 0 | 0 | 0 | 0 | -0.30873 | -10.7098 | -23.9259 | -48 | 0 | 0 | 0 | 0 | -412.882 | -670.9964 | -712.5834 | -621.8311 | 0.37921 | 0.32752 | 0.328 | 0.071605 | -156.5681 | -219.7653 | -233.7271 | -44.5262
8 | 7 | 12 | 864.494 | 857.8055 | 847.3606 | 967.0975 | 378.8299 | 100.3275 | 0 | 0 | 35.7847 | 43.3866 | 42.6878 | 40.5568 | 0 | 0 | 0 | 0 | 869.3463 | 1406.1164 | 1552.3704 | 1604.2062 | 0 | 0 | 0 | 0 | -0.30873 | -9.9639 | -22.8738 | -48.4637 | 0 | 0 | 0 | 0 | -419.1581 | -682.0612 | -724.8238 | -629.2019 | 0.37557 | 0.32768 | 0.328 | 0.071605 | -157.4218 | -223.5006 | -237.742 | -45.054
8 | 7 | 13 | 904.228 | 899.3893 | 890.9524 | 1019.1787 | 378.8299 | 100.3275 | 0 | 0 | 37.3557 | 48.2663 | 46.7847 | 44.4175 | 0 | 0 | 0 | 0 | 875.4491 | 1410.2709 | 1557.4533 | 1627.402 | 0 | 0 | 0 | 0 | -0.31182 | -3.8293 | -17.5565 | -33.2837 | 0 | 0 | 0 | 0 | -387.0949 | -655.6461 | -695.7291 | -619.357 | 0.37374 | 0.32755 | 0.32763 | 0.071605 | -144.6729 | -214.7584 | -227.9396 | -44.3491
8 | 7 | 14 | 949.5361 | 946.426 | 939.916 | 1077.5138 | 378.8299 | 100.3275 | 0 | 0 | 43.8055 | 47.4976 | 47.122 | 46.6982 | 0 | 0 | 0 | 0 | 894.0992 | 1424.5853 | 1572.7818 | 1631.2966 | 0 | 0 | 0 | 0 | -0.079334 | -2.0191 | -4.8208 | -13.1455 | 0 | 0 | 0 | 0 | -367.1192 | -623.9653 | -675.167 | -587.3355 | 0.37404 | 0.327 | 0.32733 | 0.070824 | -137.317 | -204.0384 | -221.0032 | -41.5975
8 | 7 | 15 | 988.2708 | 987.2116 | 983.0568 | 1129.5911 | 378.8299 | 100.3275 | 0 | 0 | 47.1439 | 62.2431 | 55.5884 | 66.8202 | 0 | 0 | 0 | 0 | 908.935 | 1438.3518 | 1589.6345 | 1648.952 | 0 | 0 | 0 | 0 | 0.011457 | -1.8584 | -0.62598 | -4.6926 | 0 | 0 | 0 | 0 | -346.6495 | -611.8525 | -661.5401 | -581.4884 | 0.38108 | 0.31254 | 0.31233 | 0.32609 | -132.0997 | -191.2279 | -206.6217 | -189.618
8 | 7 | 16 | 1015.4623 | 1018.0022 | 1017.9259 | 1173.5359 | 378.8299 | 100.3275 | 0 | 0 | 45.7495 | 79.1932 | 79.6198 | 70.238 | 0 | 0 | 0 | 0 | 850.2808 | 1351.3156 | 1506.5744 | 1586.6873 | 0 | 0 | 0 | 0 | -0.16403 | -2.307 | -1.7146 | 0.98408 | 0 | 0 | 0 | 0 | -259.234 | -510.527 | -566.5537 | -484.3735 | 0.38915 | 0.32585 | 0.31944 | 0.31698 | -100.8798 | -166.356 | -180.9825 | -153.537
8 | 7 | 17 | 1029.5417 | 1036.2359 | 1040.9614 | 1204.5756 | 378.8299 | 100.3275 | 0 | 0 | 45.0572 | 77.4932 | 78.2785 | 80.936 | 0 | 0 | 0 | 0 | 825.929 | 1260.1345 | 1417.1176 | 1495.0189 | 283.1967 | 303.0055 | 303.0055 | 303.0055 | -0.18032 | -2.7562 | -1.6836 | 2.5739 | 0 | 0 | 0 | 0 | -503.2908 | -701.9685 | -755.7565 | -676.9588 | 0.39 | 0.39598 | 0.39187 | 0.36712 | -196.2851 | -277.9633 | -296.1554 | -248.5263
8 | 7 | 18 | 1017.7299 | 1028.1327 | 1037.0416 | 1203.6529 | 378.8299 | 100.3275 | 0 | 0 | 48.9159 | 84.195 | 82.2396 | 81.6075 | 0 | 0 | 0 | 0 | 754.9005 | 1067.0057 | 1219.1924 | 1285.242 | 283.1967 | 303.0055 | 303.0055 | 303.0055 | -0.18032 | -1.6119 | -2.5876 | 0 | 0 | 0 | 0 | 0 | -447.9327 | -524.789 | -564.8082 | -466.202 | 0.3917 | 0.40014 | 0.39346 | 0.38236 | -175.4575 | -209.9917 | -222.2316 | -178.2568
8 | 7 | 19 | 979.9044 | 991.8904 | 1002.5049 | 1164.9804 | 378.8299 | 100.3275 | 0 | 0 | 51.3532 | 94.8792 | 92.2323 | 99.3279 | 0 | 0 | 0 | 0 | 677.8692 | 807.3778 | 916.604 | 988.6875 | 283.1967 | 303.0055 | 303.0055 | 303.0055 | 0.10687 | 0.67513 | -1.9163 | 10.2512 | 0 | 0 | 0 | 0 | -411.4514 | -314.3746 | -307.4205 | -236.2917 | 0.39028 | 0.3992 | 0.39311 | 0.38685 | -160.5828 | -125.4998 | -120.8513 | -91.4096
8 | 7 | 20 | 954.8541 | 967.4302 | 978.7538 | 1138.1566 | 378.8299 | 100.3275 | 0 | 0 | 51.0944 | 106.445 | 107.6736 | 104.5377 | 0 | 0 | 0 | 0 | 630.3902 | 702.0782 | 825.0717 | 896.2244 | 283.1967 | 303.0055 | 303.0055 | 303.0055 | 0.15128 | 2.6991 | 6.5883 | 49.0973 | 0 | 0 | 0 | 0 | -388.8084 | -247.125 | -263.5852 | -214.7082 | 0.39125 | 0.40133 | 0.39529 | 0.38828 | -152.12 | -99.179 | -104.1937 | -83.366
8 | 7 | 21 | 944.5695 | 958.5264 | 971.6712 | 1132.0063 | 378.8299 | 100.3275 | 0 | 0 | 50.0396 | 106.9132 | 110.7483 | 114.1534 | 0 | 0 | 0 | 0 | 608.7979 | 678.5324 | 798.7848 | 886.9606 | 283.1967 | 303.0055 | 303.0055 | 303.0055 | 0.23078 | 0.51897 | 0.93624 | 40.3155 | 0 | 0 | 0 | 0 | -376.5254 | -230.7711 | -241.8037 | -212.4287 | 0.3882 | 0.39886 | 0.39319 | 0.38634 | -146.1673 | -92.0457 | -95.0757 | -82.0702
8 | 7 | 22 | 872.0701 | 886.3545 | 900.1817 | 1050.3654 | 378.8299 | 100.3275 | 0 | 0 | 49.0346 | 107.8383 | 112.7472 | 117.9221 | 0 | 0 | 0 | 0 | 608.0236 | 676.0974 | 783.8331 | 882.9007 | 283.1967 | 303.0055 | 303.0055 | 303.0055 | 0.36118 | 2.139 | 6.7703 | 18.8622 | 0 | 0 | 0 | 0 | -447.3759 | -303.0531 | -306.1744 | -272.325 | 0.38109 | 0.39369 | 0.38812 | 0.38014 | -170.4901 | -119.3104 | -118.8333 | -103.5228
8 | 7 | 23 | 769.5409 | 782.2601 | 794.4937 | 926.8938 | 378.8299 | 100.3275 | 0 | 0 | 48.217 | 107.4458 | 115.1487 | 125.2692 | 0 | 0 | 0 | 0 | 618.2894 | 682.4176 | 787.5576 | 886.1294 | 0 | 0 | 0 | 0 | 0.73427 | 3.6757 | 5.387 | 13.9921 | 0 | 0 | 0 | 0 | -276.5297 | -111.6064 | -113.5996 | -98.4969 | 0.37177 | 0.39333 | 0.38899 | 0.37327 | -102.8048 | -43.8979 | -44.1889 | -36.7659
8 | 7 | 24 | 678.1255 | 687.1506 | 695.309 | 808.6643 | 378.8299 | 100.3275 | 0 | 0 | 42.7525 | 115.8112 | 117.7415 | 119.6529 | 0 | 0 | 0 | 0 | 588.8373 | 648.8277 | 752.1259 | 857.1154 | 0 | 0 | 0 | 0 | 0.18104 | 2.1005 | 8.3963 | 13.894 | 0 | 0 | 0 | 0 | -332.4753 | -179.9163 | -182.9547 | -181.998 | 0.36952 | 0.39289 | 0.39083 | 0.37129 | -122.8576 | -70.6872 | -71.5047 | -67.5744
8 | 8 | 1 | 617.475 | 622.3623 | 625.9023 | 724.3758 | 378.8299 | 100.3275 | 0 | 0 | 36.1054 | 114.5865 | 113.7347 | 113.506 | 0 | 0 | 0 | 0 | 553.0734 | 607.8587 | 707.559 | 819.9338 | 0 | 0 | 0 | 0 | -0.1329 | 5.2915 | 12.6106 | 14.8759 | 0 | 0 | 0 | 0 | -350.4008 | -205.7017 | -208.0021 | -223.9398 | 0.37223 | 0.39077 | 0.38906 | 0.37051 | -130.4314 | -80.383 | -80.9249 | -82.9712
8 | 8 | 2 | 576.6445 | 578.3722 | 578.4122 | 666.4647 | 378.8299 | 100.3275 | 0 | 0 | 32.3557 | 111.3226 | 108.7927 | 98.1325 | 0 | 0 | 0 | 0 | 539.5138 | 589.7615 | 675.3733 | 799.9778 | 0 | 0 | 0 | 0 | -0.10998 | 7.1781 | 10.0236 | 0.036973 | 0 | 0 | 0 | 0 | -373.945 | -230.2175 | -215.7774 | -231.6826 | 0.3725 | 0.38904 | 0.38716 | 0.37014 | -139.2927 | -89.5648 | -83.5395 | -85.7544
8 | 8 | 3 | 549.8472 | 548.4057 | 544.8731 | 624.5363 | 378.8299 | 100.3275 | 0 | 0 | 30.6879 | 108.3369 | 102.9027 | 95.1753 | 0 | 0 | 0 | 0 | 542.3889 | 586.4646 | 666.0061 | 780.2705 | 0 | 0 | 0 | 0 | -0.014894 | 0.60989 | 11.3023 | -0.82137 | 0 | 0 | 0 | 0 | -402.0446 | -247.3332 | -235.3381 | -250.0882 | 0.3732 | 0.38992 | 0.38586 | 0.37025 | -150.0449 | -96.4404 | -90.8087 | -92.5959
8 | 8 | 4 | 535.8512 | 531.2974 | 524.1458 | 597.2063 | 378.8299 | 100.3275 | 0 | 0 | 32.0008 | 85.8355 | 84.7545 | 86.6084 | 0 | 0 | 0 | 0 | 521.7996 | 561.4285 | 636.3483 | 742.8838 | 0 | 0 | 0 | 0 | -0.10998 | 9.2242 | 2.9294 | 1.1131 | 0 | 0 | 0 | 0 | -396.6691 | -225.5183 | -199.8864 | -233.3989 | 0.37386 | 0.38754 | 0.38853 | 0.36998 | -148.2993 | -87.3976 | -77.6623 | -86.354
8 | 8 | 5 | 538.6773 | 531.3786 | 520.9802 | 590.4584 | 378.8299 | 100.3275 | 0 | 0 | 39.496 | 81.4392 | 85.5621 | 86.7659 | 0 | 0 | 0 | 0 | 460.433 | 499.0056 | 574.3322 | 670.5635 | 0 | 0 | 0 | 0 | 0.25147 | 5.2662 | 8.5647 | -9.5934 | 0 | 0 | 0 | 0 | -340.3331 | -154.6598 | -147.4787 | -157.2776 | 0.37065 | 0.39036 | 0.39029 | 0.37126 | -126.1444 | -60.3736 | -57.5592 | -58.3906
8 | 8 | 6 | 563.9299 | 554.3106 | 541.0903 | 610.9402 | 378.8299 | 100.3275 | 0 | 0 | 40.0713 | 84.5081 | 82.2271 | 73.4628 | 0 | 0 | 0 | 0 | 422.5083 | 517.3895 | 593.7558 | 661.2346 | 0 | 0 | 0 | 0 | -0.015535 | 5.5085 | 19.6658 | -11.6552 | 0 | 0 | 0 | 0 | -277.464 | -153.423 | -154.5584 | -112.102 | 0.37177 | 0.38885 | 0.38239 | 0.37131 | -103.1535 | -59.6578 | -59.1014 | -41.625
8 | 8 | 7 | 625.7092 | 615.3424 | 601.1506 | 679.4283 | 378.8299 | 100.3275 | 0 | 0 | 32.5344 | 75.7494 | 74.1553 | 68.2525 | 0 | 0 | 0 | 0 | 426.93 | 683.6677 | 778.7613 | 824.922 | 0 | 0 | 0 | 0 | -0.21507 | -3.1194 | -4.8781 | -0.92728 | 0 | 0 | 0 | 0 | -212.37 | -241.2828 | -246.8879 | -212.8189 | 0.3667 | 0.37732 | 0.37117 | 0.37991 | -77.8763 | -91.0409 | -91.6375 | -80.8526
8 | 8 | 8 | 683.9628 | 673.3935 | 658.7938 | 745.5112 | 378.8299 | 100.3275 | 0 | 0 | 28.1141 | 53.2354 | 54.6263 | 62.6785 | 0 | 0 | 0 | 0 | 499.932 | 872.9546 | 993.1552 | 1045.1577 | 0 | 0 | 0 | 0 | -0.099947 | -5.6352 | -11.6118 | 5.5655 | 0 | 0 | 0 | 0 | -222.8132 | -347.4888 | -377.376 | -367.8905 | 0.37186 | 0.38691 | 0.38697 | 0.38173 | -82.8548 | -134.4482 | -146.0332 | -140.435
8 | 8 | 9 | 735.4938 | 726.056 | 712.6128 | 808.6247 | 378.8299 | 100.3275 | 0 | 0 | 25.414 | 45.5036 | 48.205 | 52.5591 | 0 | 0 | 0 | 0 | 561.1788 | 1015.5409 | 1150.0162 | 1220.1921 | 0 | 0 | 0 | 0 | -0.20998 | -9.8577 | -19.4402 | -33.6706 | 0 | 0 | 0 | 0 | -229.7189 | -425.4582 | -466.1682 | -430.4559 | 0.37575 | 0.32651 | 0.32636 | 0.067785 | -86.3163 | -138.9163 | -152.1389 | -29.1787
8 | 8 | 10 | 780.0231 | 771.1028 | 758.19 | 861.7719 | 378.8299 | 100.3275 | 0 | 0 | 29.8553 | 42.8663 | 42.9124 | 39.8423 | 0 | 0 | 0 | 0 | 568.3467 | 1073.7361 | 1209.5945 | 1286.8524 | 0 | 0 | 0 | 0 | -0.36704 | -8.8508 | -19.6318 | -47.6585 | 0 | 0 | 0 | 0 | -196.6417 | -436.9763 | -474.6852 | -417.2643 | 0.38219 | 0.32795 | 0.328 | 0.071605 | -75.1552 | -143.3061 | -155.6966 | -29.8782
8 | 8 | 11 | 829.1599 | 821.3862 | 809.7515 | 922.5672 | 378.8299 | 100.3275 | 0 | 0 | 33.8909 | 44.0997 | 42.606 | 39.9707 | 0 | 0 | 0 | 0 | 551.5014 | 1078.9295 | 1215.4024 | 1303.8444 | 0 | 0 | 0 | 0 | -0.30873 | -10.7098 | -23.9259 | -48 | 0 | 0 | 0 | 0 | -134.7536 | -391.2607 | -424.331 | -373.2479 | 0.37921 | 0.32752 | 0.328 | 0.071605 | -51.0996 | -128.146 | -139.1804 | -26.7264
8 | 8 | 12 | 868.9056 | 862.3678 | 852.1032 | 972.7593 | 378.8299 | 100.3275 | 0 | 0 | 35.7847 | 43.3866 | 42.6878 | 40.5568 | 0 | 0 | 0 | 0 | 541.9026 | 1074.246 | 1211.5923 | 1305.3298 | 0 | 0 | 0 | 0 | -0.30873 | -9.9639 | -22.8738 | -48.4637 | 0 | 0 | 0 | 0 | -87.3028 | -345.6284 | -379.3031 | -324.6637 | 0.37557 | 0.32768 | 0.328 | 0.071605 | -32.788 | -113.2569 | -124.4113 | -23.2475
8 | 8 | 13 | 910.725 | 906.1002 | 897.9184 | 1027.4867 | 378.8299 | 100.3275 | 0 | 0 | 37.3557 | 48.2663 | 46.7847 | 44.4175 | 0 | 0 | 0 | 0 | 555.6036 | 1085.6853 | 1222.3587 | 1310.3287 | 0 | 0 | 0 | 0 | -0.31182 | -3.8293 | -17.5565 | -33.2837 | 0 | 0 | 0 | 0 | -60.7524 | -324.3496 | -353.6685 | -293.9758 | 0.37374 | 0.32755 | 0.32763 | 0.071605 | -22.7056 | -106.2415 | -115.8713 | -21.0501
8 | 8 | 14 | 954.5872 | 951.6567 | 945.3619 | 1084.0225 | 378.8299 | 100.3275 | 0 | 0 | 43.8055 | 47.4976 | 47.122 | 46.6982 | 0 | 0 | 0 | 0 | 576.9553 | 1107.4629 | 1243.8628 | 1326.2451 | 0 | 0 | 0 | 0 | -0.079334 | -2.0191 | -4.8208 | -13.1455 | 0 | 0 | 0 | 0 | -44.9242 | -301.6121 | -340.8021 | -275.7753 | 0.37404 | 0.327 | 0.32733 | 0.070824 | -16.8034 | -98.628 | -111.5552 | -19.5316
8 | 8 | 15 | 993.7164 | 992.8471 | 988.9195 | 1136.5941 | 378.8299 | 100.3275 | 0 | 0 | 47.1439 | 62.2431 | 55.5884 | 66.8202 | 0 | 0 | 0 | 0 | 601.7377 | 1118.2988 | 1252.7335 | 1327.7582 | 0 | 0 | 0 | 0 | 0.011457 | -1.8584 | -0.62598 | -4.6926 | 0 | 0 | 0 | 0 | -34.0066 | -286.1639 | -318.7763 | -253.2917 | 0.38108 | 0.31254 | 0.31233 | 0.32609 | -12.9591 | -89.4375 | -99.5648 | -82.5961
8 | 8 | 16 | 1018.193 | 1020.8523 | 1020.9198 | 1177.1365 | 378.8299 | 100.3275 | 0 | 0 | 45.7495 | 79.1932 | 79.6198 | 70.238 | 0 | 0 | 0 | 0 | 621.9212 | 1101.4735 | 1227.7398 | 1291.2105 | 0 | 0 | 0 | 0 | -0.16403 | -2.307 | -1.7146 | 0.98408 | 0 | 0 | 0 | 0 | -28.1435 | -257.8348 | -284.7252 | -185.2961 | 0.38915 | 0.32585 | 0.31944 | 0.31698 | -10.9519 | -84.0159 | -90.9539 | -58.7353
8 | 8 | 17 | 1032.9117 | 1039.7392 | 1044.6248 | 1208.9674 | 378.8299 | 100.3275 | 0 | 0 | 45.0572 | 77.4932 | 78.2785 | 80.936 | 0 | 0 | 0 | 0 | 608.8137 | 1021.844 | 1140.5422 | 1188.8617 | 283.1967 | 303.0055 | 303.0055 | 303.0055 | -0.18032 | -2.7562 | -1.6836 | 2.5739 | 0 | 0 | 0 | 0 | -282.8054 | -460.1747 | -475.5177 | -366.4097 | 0.39 | 0.39598 | 0.39187 | 0.36712 | -110.295 | -182.2185 | -186.3393 | -134.517
8 | 8 | 18 | 1020.855 | 1031.3805 | 1040.4369 | 1207.7225 | 378.8299 | 100.3275 | 0 | 0 | 48.9159 | 84.195 | 82.2396 | 81.6075 | 0 | 0 | 0 | 0 | 564.5159 | 849.06 | 959.9867 | 996.0049 | 283.1967 | 303.0055 | 303.0055 | 303.0055 | -0.18032 | -1.6119 | -2.5876 | 0 | 0 | 0 | 0 | 0 | -254.4231 | -303.5955 | -302.2073 | -172.8954 | 0.3917 | 0.40014 | 0.39346 | 0.38236 | -99.6588 | -121.4822 | -118.9076 | -66.1082
8 | 8 | 19 | 981.9179 | 993.9895 | 1004.7071 | 1167.6265 | 378.8299 | 100.3275 | 0 | 0 | 51.3532 | 94.8792 | 92.2323 | 99.3279 | 0 | 0 | 0 | 0 | 537.1454 | 663.5145 | 768.9162 | 802.9406 | 283.1967 | 303.0055 | 303.0055 | 303.0055 | 0.10687 | 0.67513 | -1.9163 | 10.2512 | 0 | 0 | 0 | 0 | -268.7142 | -168.4122 | -157.5306 | -47.8987 | 0.39028 | 0.3992 | 0.39311 | 0.38685 | -104.8748 | -67.2309 | -61.9275 | -18.5297
8 | 8 | 20 | 952.0932 | 964.6159 | 975.8775 | 1134.7642 | 378.8299 | 100.3275 | 0 | 0 | 51.0944 | 106.445 | 107.6736 | 104.5377 | 0 | 0 | 0 | 0 | 587.0574 | 648.263 | 783.7282 | 818.3577 | 283.1967 | 303.0055 | 303.0055 | 303.0055 | 0.15128 | 2.6991 | 6.5883 | 49.0973 | 0 | 0 | 0 | 0 | -348.2365 | -196.1241 | -225.118 | -140.234 | 0.39125 | 0.40133 | 0.39529 | 0.38828 | -136.2464 | -78.7108 | -88.9878 | -54.4495
8 | 8 | 21 | 943.0936 | 957.0322 | 970.1568 | 1130.231 | 378.8299 | 100.3275 | 0 | 0 | 50.0396 | 106.9132 | 110.7483 | 114.1534 | 0 | 0 | 0 | 0 | 560.5709 | 618.8378 | 754.4258 | 781.83 | 283.1967 | 303.0055 | 303.0055 | 303.0055 | 0.23078 | 0.51897 | 0.93624 | 40.3155 | 0 | 0 | 0 | 0 | -329.7744 | -172.5707 | -198.959 | -109.0734 | 0.3882 | 0.39886 | 0.39319 | 0.38634 | -128.0185 | -68.8318 | -78.2294 | -42.1397
8 | 8 | 22 | 876.0302 | 890.4408 | 904.4183 | 1055.414 | 378.8299 | 100.3275 | 0 | 0 | 49.0346 | 107.8383 | 112.7472 | 117.9221 | 0 | 0 | 0 | 0 | 490.0208 | 549.3633 | 669.7226 | 690.3167 | 283.1967 | 303.0055 | 303.0055 | 303.0055 | 0.36118 | 2.139 | 6.7703 | 18.8622 | 0 | 0 | 0 | 0 | -325.413 | -172.2327 | -187.8273 | -74.6925 | 0.38109 | 0.39369 | 0.38812 | 0.38014 | -124.0114 | -67.8071 | -72.9001 | -28.3939
8 | 8 | 23 | 774.9423 | 787.8245 | 800.2517 | 933.746 | 378.8299 | 100.3275 | 0 | 0 | 48.217 | 107.4458 | 115.1487 | 125.2692 | 0 | 0 | 0 | 0 | 441.0132 | 498.6223 | 608.62 | 627.8218 | 0 | 0 | 0 | 0 | 0.73427 | 3.6757 | 5.387 | 13.9921 | 0 | 0 | 0 | 0 | -93.852 | 77.7533 | 71.096 | 166.6629 | 0.37177 | 0.39333 | 0.38899 | 0.37327 | -34.8911 | 30.5825 | 27.6555 | 62.2101
8 | 8 | 24 | 684.7353 | 693.9583 | 702.352 | 817.0443 | 378.8299 | 100.3275 | 0 | 0 | 42.7525 | 115.8112 | 117.7415 | 119.6529 | 0 | 0 | 0 | 0 | 429.9121 | 482.8016 | 591.0012 | 612.3961 | 0 | 0 | 0 | 0 | 0.18104 | 2.1005 | 8.3963 | 13.894 | 0 | 0 | 0 | 0 | -166.9403 | -7.0825 | -14.7871 | 71.1012 | 0.36952 | 0.39289 | 0.39083 | 0.37129 | -61.6885 | -2.7826 | -5.7793 | 26.3993
8 | 9 | 1 | 617.7211 | 622.622 | 626.1784 | 724.7107 | 378.8299 | 100.3275 | 0 | 0 | 36.1054 | 114.5865 | 113.7347 | 113.506 | 0 | 0 | 0 | 0 | 412.8454 | 458.5475 | 568.5852 | 587.6608 | 0 | 0 | 0 | 0 | -0.1329 | 5.2915 | 12.6106 | 14.8759 | 0 | 0 | 0 | 0 | -209.9267 | -56.1309 | -68.7521 | 8.6681 | 0.37223 | 0.39077 | 0.38906 | 0.37051 | -78.142 | -21.9345 | -26.7486 | 3.2116
8 | 9 | 2 | 577.2602 | 579.011 | 579.0787 | 667.2623 | 378.8299 | 100.3275 | 0 | 0 | 32.3557 | 111.3226 | 108.7927 | 98.1325 | 0 | 0 | 0 | 0 | 391.438 | 429.5503 | 530.5195 | 545.921 | 0 | 0 | 0 | 0 | -0.10998 | 7.1781 | 10.0236 | 0.036973 | 0 | 0 | 0 | 0 | -225.2534 | -69.3675 | -70.2572 | 23.1718 | 0.3725 | 0.38904 | 0.38716 | 0.37014 | -83.9058 | -26.987 | -27.2005 | 8.5767
8 | 9 | 3 | 551.7606 | 550.3783 | 546.916 | 626.9689 | 378.8299 | 100.3275 | 0 | 0 | 30.6879 | 108.3369 | 102.9027 | 95.1753 | 0 | 0 | 0 | 0 | 345.3093 | 378.6409 | 464.1894 | 482.2133 | 0 | 0 | 0 | 0 | -0.014894 | 0.60989 | 11.3023 | -0.82137 | 0 | 0 | 0 | 0 | -203.0516 | -37.5369 | -31.4784 | 50.4016 | 0.3732 | 0.38992 | 0.38586 | 0.37025 | -75.7798 | -14.6364 | -12.1464 | 18.6613
8 | 9 | 4 | 539.4305 | 534.9843 | 527.9605 | 601.7455 | 378.8299 | 100.3275 | 0 | 0 | 32.0008 | 85.8355 | 84.7545 | 86.6084 | 0 | 0 | 0 | 0 | 312.6746 | 340.8466 | 417.2812 | 435.5837 | 0 | 0 | 0 | 0 | -0.10998 | 9.2242 | 2.9294 | 1.1131 | 0 | 0 | 0 | 0 | -183.9648 | -1.2495 | 22.9955 | 78.4403 | 0.37386 | 0.38754 | 0.38853 | 0.36998 | -68.7774 | -0.48425 | 8.9345 | 29.0217
8 | 9 | 5 | 542.4264 | 535.238 | 524.9706 | 595.2042 | 378.8299 | 100.3275 | 0 | 0 | 39.496 | 81.4392 | 85.5621 | 86.7659 | 0 | 0 | 0 | 0 | 275.0525 | 295.6467 | 366.7475 | 387.796 | 0 | 0 | 0 | 0 | 0.25147 | 5.2662 | 8.5647 | -9.5934 | 0 | 0 | 0 | 0 | -151.2035 | 52.5584 | 64.0964 | 130.2356 | 0.37065 | 0.39036 | 0.39029 | 0.37126 | -56.0436 | 20.5169 | 25.0161 | 48.351
8 | 9 | 6 | 569.1079 | 559.6408 | 546.6013 | 617.4943 | 378.8299 | 100.3275 | 0 | 0 | 40.0713 | 84.5081 | 82.2271 | 73.4628 | 0 | 0 | 0 | 0 | 251.9074 | 314.6152 | 376.2827 | 391.5686 | 0 | 0 | 0 | 0 | -0.015535 | 5.5085 | 19.6658 | -11.6552 | 0 | 0 | 0 | 0 | -101.6852 | 54.6815 | 68.4256 | 164.1182 | 0.37177 | 0.38885 | 0.38239 | 0.37131 | -37.8038 | 21.2627 | 26.1652 | 60.9393
8 | 9 | 7 | 633.3061 | 623.1593 | 609.2285 | 689.0318 | 378.8299 | 100.3275 | 0 | 0 | 32.5344 | 75.7494 | 74.1553 | 68.2525 | 0 | 0 | 0 | 0 | 197.9374 | 432.6586 | 506.2333 | 510.2124 | 0 | 0 | 0 | 0 | -0.21507 | -3.1194 | -4.8781 | -0.92728 | 0 | 0 | 0 | 0 | 24.2194 | 17.5432 | 33.718 | 111.4941 | 0.3667 | 0.37732 | 0.37117 | 0.37991 | 8.8813 | 6.6194 | 12.5151 | 42.358
8 | 9 | 8 | 689.2629 | 678.8487 | 664.433 | 752.217 | 378.8299 | 100.3275 | 0 | 0 | 28.1141 | 53.2354 | 54.6263 | 62.6785 | 0 | 0 | 0 | 0 | 241.7346 | 600.1198 | 692.7021 | 698.7745 | 0 | 0 | 0 | 0 | -0.099947 | -5.6352 | -11.6118 | 5.5655 | 0 | 0 | 0 | 0 | 40.6843 | -69.1988 | -71.2836 | -14.8015 | 0.37186 | 0.38691 | 0.38697 | 0.38173 | 15.1288 | -26.774 | -27.5846 | -5.6502
8 | 9 | 9 | 741.5025 | 732.2417 | 719.0086 | 816.2315 | 378.8299 | 100.3275 | 0 | 0 | 25.414 | 45.5036 | 48.205 | 52.5591 | 0 | 0 | 0 | 0 | 306.0978 | 745.2081 | 855.5706 | 871.7827 | 0 | 0 | 0 | 0 | -0.20998 | -9.8577 | -19.4402 | -33.6706 | 0 | 0 | 0 | 0 | 31.3708 | -148.9397 | -165.3268 | -74.4397 | 0.37575 | 0.32651 | 0.32636 | 0.067785 | 11.7875 | -48.6303 | -53.9562 | -5.0459
8 | 9 | 10 | 784.7839 | 776.0094 | 763.2698 | 867.8192 | 378.8299 | 100.3275 | 0 | 0 | 29.8553 | 42.8663 | 42.9124 | 39.8423 | 0 | 0 | 0 | 0 | 378.1435 | 865.6228 | 989.0188 | 1013.7149 | 0 | 0 | 0 | 0 | -0.36704 | -8.8508 | -19.6318 | -47.6585 | 0 | 0 | 0 | 0 | -1.6777 | -223.9563 | -249.0296 | -138.0794 | 0.38219 | 0.32795 | 0.328 | 0.071605 | -0.64121 | -73.4464 | -81.6816 | -9.8872
8 | 9 | 11 | 835.0014 | 827.4062 | 815.9837 | 929.986 | 378.8299 | 100.3275 | 0 | 0 | 33.8909 | 44.0997 | 42.606 | 39.9707 | 0 | 0 | 0 | 0 | 412.2772 | 921.3815 | 1053.9844 | 1087.3063 | 0 | 0 | 0 | 0 | -0.30873 | -10.7098 | -23.9259 | -48 | 0 | 0 | 0 | 0 | 10.3121 | -227.6926 | -256.6807 | -149.291 | 0.37921 | 0.32752 | 0.328 | 0.071605 | 3.9104 | -74.5741 | -84.1912 | -10.69
8 | 9 | 12 | 879.1765 | 872.9429 | 863.0395 | 985.7682 | 378.8299 | 100.3275 | 0 | 0 | 35.7847 | 43.3866 | 42.6878 | 40.5568 | 0 | 0 | 0 | 0 | 454.0609 | 968.0088 | 1110.8505 | 1149.8563 | 0 | 0 | 0 | 0 | -0.30873 | -9.9639 | -22.8738 | -48.4637 | 0 | 0 | 0 | 0 | 10.8098 | -228.8162 | -267.625 | -156.1812 | 0.37557 | 0.32768 | 0.328 | 0.071605 | 4.0598 | -74.9794 | -87.7809 | -11.1834
8 | 9 | 13 | 918.7211 | 914.3425 | 906.4536 | 1037.6489 | 378.8299 | 100.3275 | 0 | 0 | 37.3557 | 48.2663 | 46.7847 | 44.4175 | 0 | 0 | 0 | 0 | 506.7749 | 1019.0755 | 1168.9572 | 1209.9208 | 0 | 0 | 0 | 0 | -0.31182 | -3.8293 | -17.5565 | -33.2837 | 0 | 0 | 0 | 0 | -3.9276 | -249.4975 | -291.7317 | -183.4056 | 0.37374 | 0.32755 | 0.32763 | 0.071605 | -1.4679 | -81.7235 | -95.5792 | -13.1328
8 | 9 | 14 | 967.7222 | 965.1865 | 959.3607 | 1100.6798 | 378.8299 | 100.3275 | 0 | 0 | 43.8055 | 47.4976 | 47.122 | 46.6982 | 0 | 0 | 0 | 0 | 559.2787 | 1059.939 | 1222.4188 | 1262.4795 | 0 | 0 | 0 | 0 | -0.079334 | -2.0191 | -4.8208 | -13.1455 | 0 | 0 | 0 | 0 | -14.1125 | -240.5585 | -305.3593 | -195.3524 | 0.37404 | 0.327 | 0.32733 | 0.070824 | -5.2786 | -78.6633 | -99.9536 | -13.8357
8 | 9 | 15 | 1005.7185 | 1005.2165 | 1001.7257 | 1151.8391 | 378.8299 | 100.3275 | 0 | 0 | 47.1439 | 62.2431 | 55.5884 | 66.8202 | 0 | 0 | 0 | 0 | 620.3029 | 1112.3936 | 1299.7367 | 1336.949 | 0 | 0 | 0 | 0 | 0.011457 | -1.8584 | -0.62598 | -4.6926 | 0 | 0 | 0 | 0 | -40.5696 | -267.8893 | -352.9733 | -247.2375 | 0.38108 | 0.31254 | 0.31233 | 0.32609 | -15.4601 | -83.7259 | -110.2457 | -80.6219
8 | 9 | 16 | 1030.2883 | 1033.3185 | 1033.8271 | 1192.5026 | 378.8299 | 100.3275 | 0 | 0 | 45.7495 | 79.1932 | 79.6198 | 70.238 | 0 | 0 | 0 | 0 | 664.375 | 1119.3628 | 1316.6834 | 1351.8006 | 0 | 0 | 0 | 0 | -0.16403 | -2.307 | -1.7146 | 0.98408 | 0 | 0 | 0 | 0 | -58.5022 | -263.2579 | -360.7615 | -230.52 | 0.38915 | 0.32585 | 0.31944 | 0.31698 | -22.7659 | -85.783 | -115.2433 | -73.0704
8 | 9 | 17 | 1040.1876 | 1047.2513 | 1052.4186 | 1218.2593 | 378.8299 | 100.3275 | 0 | 0 | 45.0572 | 77.4932 | 78.2785 | 80.936 | 0 | 0 | 0 | 0 | 652.6312 | 1034.1425 | 1210.2224 | 1244.2033 | 283.1967 | 303.0055 | 303.0055 | 303.0055 | -0.18032 | -2.7562 | -1.6836 | 2.5739 | 0 | 0 | 0 | 0 | -319.3471 | -464.9612 | -537.4041 | -412.4594 | 0.39 | 0.39598 | 0.39187 | 0.36712 | -124.5464 | -184.1138 | -210.5904 | -151.4228
8 | 9 | 18 | 1031.5658 | 1042.4223 | 1051.8725 | 1221.3392 | 378.8299 | 100.3275 | 0 | 0 | 48.9159 | 84.195 | 82.2396 | 81.6075 | 0 | 0 | 0 | 0 | 694.8555 | 941.1754 | 1088.6151 | 1126.2862 | 283.1967 | 303.0055 | 303.0055 | 303.0055 | -0.18032 | -1.6119 | -2.5876 | 0 | 0 | 0 | 0 | 0 | -374.0519 | -384.6691 | -419.4001 | -289.56 | 0.3917 | 0.40014 | 0.39346 | 0.38236 | -146.518 | -153.9234 | -165.0188 | -110.716
8 | 9 | 19 | 996.159 | 1008.6564 | 1019.8798 | 1185.6786 | 378.8299 | 100.3275 | 0 | 0 | 51.3532 | 94.8792 | 92.2323 | 99.3279 | 0 | 0 | 0 | 0 | 688.3746 | 782.0156 | 916.5854 | 976.2973 | 283.1967 | 303.0055 | 303.0055 | 303.0055 | 0.10687 | 0.67513 | -1.9163 | 10.2512 | 0 | 0 | 0 | 0 | -405.7023 | -272.2465 | -290.0269 | -203.2034 | 0.39028 | 0.3992 | 0.39311 | 0.38685 | -158.339 | -108.682 | -114.0137 | -78.6093
8 | 9 | 20 | 968.2922 | 981.2867 | 993.1082 | 1155.2519 | 378.8299 | 100.3275 | 0 | 0 | 51.0944 | 106.445 | 107.6736 | 104.5377 | 0 | 0 | 0 | 0 | 661.3062 | 695.4161 | 839.3823 | 919.5567 | 283.1967 | 303.0055 | 303.0055 | 303.0055 | 0.15128 | 2.6991 | 6.5883 | 49.0973 | 0 | 0 | 0 | 0 | -406.2863 | -226.6064 | -263.5414 | -220.9453 | 0.39125 | 0.40133 | 0.39529 | 0.38828 | -158.9582 | -90.9442 | -104.1764 | -85.7877
8 | 9 | 21 | 956.5207 | 970.8476 | 984.4326 | 1147.2024 | 378.8299 | 100.3275 | 0 | 0 | 50.0396 | 106.9132 | 110.7483 | 114.1534 | 0 | 0 | 0 | 0 | 598.8426 | 638.0246 | 769.7553 | 844.8194 | 283.1967 | 303.0055 | 303.0055 | 303.0055 | 0.23078 | 0.51897 | 0.93624 | 40.3155 | 0 | 0 | 0 | 0 | -354.6189 | -177.9421 | -200.0127 | -155.0913 | 0.3882 | 0.39886 | 0.39319 | 0.38634 | -137.6632 | -70.9743 | -78.6437 | -59.9184
8 | 9 | 22 | 885.0806 | 899.7561 | 914.0478 | 1066.865 | 378.8299 | 100.3275 | 0 | 0 | 49.0346 | 107.8383 | 112.7472 | 117.9221 | 0 | 0 | 0 | 0 | 553.4911 | 596.9618 | 711.8553 | 778.4697 | 283.1967 | 303.0055 | 303.0055 | 303.0055 | 0.36118 | 2.139 | 6.7703 | 18.8622 | 0 | 0 | 0 | 0 | -379.8329 | -210.5159 | -220.3304 | -151.3945 | 0.38109 | 0.39369 | 0.38812 | 0.38014 | -144.7502 | -82.879 | -85.5153 | -57.5517
8 | 9 | 23 | 783.1108 | 796.2328 | 808.9446 | 944.0841 | 378.8299 | 100.3275 | 0 | 0 | 48.217 | 107.4458 | 115.1487 | 125.2692 | 0 | 0 | 0 | 0 | 509.5 | 549.8759 | 656.0199 | 717.8726 | 0 | 0 | 0 | 0 | 0.73427 | 3.6757 | 5.387 | 13.9921 | 0 | 0 | 0 | 0 | -154.1703 | 34.9079 | 32.3891 | 86.9502 | 0.37177 | 0.39333 | 0.38899 | 0.37327 | -57.3155 | 13.7303 | 12.599 | 32.4559
8 | 9 | 24 | 689.4928 | 698.8578 | 707.42 | 823.0737 | 378.8299 | 100.3275 | 0 | 0 | 42.7525 | 115.8112 | 117.7415 | 119.6529 | 0 | 0 | 0 | 0 | 485.9081 | 517.9271 | 610.3628 | 666.4514 | 0 | 0 | 0 | 0 | 0.18104 | 2.1005 | 8.3963 | 13.894 | 0 | 0 | 0 | 0 | -218.1788 | -37.3085 | -29.0806 | 23.0754 | 0.36952 | 0.39289 | 0.39083 | 0.37129 | -80.6223 | -14.6581 | -11.3656 | 8.5677
8 | 10 | 1 | 624.402 | 629.5024 | 633.2958 | 733.1786 | 378.8299 | 100.3275 | 0 | 0 | 36.1054 | 114.5865 | 113.7347 | 113.506 | 0 | 0 | 0 | 0 | 463.1132 | 487.4502 | 569.1981 | 612.8014 | 0 | 0 | 0 | 0 | -0.1329 | 5.2915 | 12.6106 | 14.8759 | 0 | 0 | 0 | 0 | -253.5136 | -78.1532 | -62.2476 | -8.0047 | 0.37223 | 0.39077 | 0.38906 | 0.37051 | -94.3666 | -30.5403 | -24.2179 | -2.9658
8 | 10 | 2 | 582.2389 | 584.1376 | 584.3808 | 673.5697 | 378.8299 | 100.3275 | 0 | 0 | 32.3557 | 111.3226 | 108.7927 | 98.1325 | 0 | 0 | 0 | 0 | 410.4115 | 423.6152 | 495.4149 | 543.9049 | 0 | 0 | 0 | 0 | -0.10998 | 7.1781 | 10.0236 | 0.036973 | 0 | 0 | 0 | 0 | -239.2482 | -58.3058 | -29.8504 | 31.4953 | 0.3725 | 0.38904 | 0.38716 | 0.37014 | -89.1188 | -22.6835 | -11.5568 | 11.6576
8 | 10 | 3 | 554.9212 | 553.6323 | 550.281 | 630.9714 | 378.8299 | 100.3275 | 0 | 0 | 30.6879 | 108.3369 | 102.9027 | 95.1753 | 0 | 0 | 0 | 0 | 375.926 | 378.162 | 439.5381 | 493.3843 | 0 | 0 | 0 | 0 | -0.014894 | 0.60989 | 11.3023 | -0.82137 | 0 | 0 | 0 | 0 | -230.5078 | -33.804 | -3.4621 | 43.2331 | 0.3732 | 0.38992 | 0.38586 | 0.37025 | -86.0266 | -13.1809 | -1.3359 | 16.0072
8 | 10 | 4 | 542.0625 | 537.694 | 530.7625 | 605.0782 | 378.8299 | 100.3275 | 0 | 0 | 32.0008 | 85.8355 | 84.7545 | 86.6084 | 0 | 0 | 0 | 0 | 349.9489 | 343.303 | 390.4426 | 453.2397 | 0 | 0 | 0 | 0 | -0.10998 | 9.2242 | 2.9294 | 1.1131 | 0 | 0 | 0 | 0 | -218.6071 | -0.99623 | 52.636 | 64.117 | 0.37386 | 0.38754 | 0.38853 | 0.36998 | -81.7288 | -0.38608 | 20.4508 | 23.7223
8 | 10 | 5 | 544.4467 | 537.3199 | 527.1258 | 597.7696 | 378.8299 | 100.3275 | 0 | 0 | 39.496 | 81.4392 | 85.5621 | 86.7659 | 0 | 0 | 0 | 0 | 290.246 | 280.296 | 316.8769 | 380.3164 | 0 | 0 | 0 | 0 | 0.25147 | 5.2662 | 8.5647 | -9.5934 | 0 | 0 | 0 | 0 | -164.3767 | 69.9911 | 116.1221 | 140.2807 | 0.37065 | 0.39036 | 0.39029 | 0.37126 | -60.9262 | 27.322 | 45.3211 | 52.0803
8 | 10 | 6 | 567.5751 | 558.0693 | 544.9842 | 615.5777 | 378.8299 | 100.3275 | 0 | 0 | 40.0713 | 84.5081 | 82.2271 | 73.4628 | 0 | 0 | 0 | 0 | 277.1869 | 313.9089 | 348.1904 | 395.3162 | 0 | 0 | 0 | 0 | -0.015535 | 5.5085 | 19.6658 | -11.6552 | 0 | 0 | 0 | 0 | -128.4974 | 53.8163 | 94.901 | 158.4538 | 0.37177 | 0.38885 | 0.38239 | 0.37131 | -47.7718 | 20.9262 | 36.2891 | 58.8361
8 | 10 | 7 | 626.2719 | 615.9305 | 601.7694 | 680.1732 | 378.8299 | 100.3275 | 0 | 0 | 32.5344 | 75.7494 | 74.1553 | 68.2525 | 0 | 0 | 0 | 0 | 283.7343 | 489.8767 | 553.3421 | 583.0139 | 0 | 0 | 0 | 0 | -0.21507 | -3.1194 | -4.8781 | -0.92728 | 0 | 0 | 0 | 0 | -68.6117 | -46.9037 | -20.8499 | 29.834 | 0.3667 | 0.37732 | 0.37117 | 0.37991 | -25.16 | -17.6977 | -7.7389 | 11.3343
8 | 10 | 8 | 685.4449 | 674.9288 | 660.3928 | 747.4227 | 378.8299 | 100.3275 | 0 | 0 | 28.1141 | 53.2354 | 54.6263 | 62.6785 | 0 | 0 | 0 | 0 | 346.8833 | 679.657 | 766.0772 | 806.9212 | 0 | 0 | 0 | 0 | -0.099947 | -5.6352 | -11.6118 | 5.5655 | 0 | 0 | 0 | 0 | -68.2824 | -152.6559 | -148.699 | -127.7426 | 0.37186 | 0.38691 | 0.38697 | 0.38173 | -25.3913 | -59.0647 | -57.542 | -48.7632
8 | 10 | 9 | 741.2269 | 731.9639 | 718.7284 | 815.9043 | 378.8299 | 100.3275 | 0 | 0 | 25.414 | 45.5036 | 48.205 | 52.5591 | 0 | 0 | 0 | 0 | 422.4281 | 836.1073 | 942.3178 | 998.5692 | 0 | 0 | 0 | 0 | -0.20998 | -9.8577 | -19.4402 | -33.6706 | 0 | 0 | 0 | 0 | -85.2351 | -240.1168 | -252.3541 | -201.5534 | 0.37575 | 0.32651 | 0.32636 | 0.067785 | -32.0269 | -78.4005 | -82.3585 | -13.6624
8 | 10 | 10 | 786.4861 | 777.7678 | 765.0955 | 869.9968 | 378.8299 | 100.3275 | 0 | 0 | 29.8553 | 42.8663 | 42.9124 | 39.8423 | 0 | 0 | 0 | 0 | 486.4276 | 952.2166 | 1070.9215 | 1131.292 | 0 | 0 | 0 | 0 | -0.36704 | -8.8508 | -19.6318 | -47.6585 | 0 | 0 | 0 | 0 | -108.2597 | -308.7917 | -329.1067 | -253.479 | 0.38219 | 0.32795 | 0.328 | 0.071605 | -41.3761 | -101.2681 | -107.9469 | -18.1504
8 | 10 | 11 | 835.7591 | 828.1965 | 816.8134 | 930.9833 | 378.8299 | 100.3275 | 0 | 0 | 33.8909 | 44.0997 | 42.606 | 39.9707 | 0 | 0 | 0 | 0 | 518.9136 | 1007.4582 | 1135.0055 | 1202.6998 | 0 | 0 | 0 | 0 | -0.30873 | -10.7098 | -23.9259 | -48 | 0 | 0 | 0 | 0 | -95.5665 | -312.979 | -336.8722 | -263.6872 | 0.37921 | 0.32752 | 0.328 | 0.071605 | -36.2396 | -102.5072 | -110.494 | -18.8813
8 | 10 | 12 | 873.6825 | 867.307 | 857.2363 | 978.8865 | 378.8299 | 100.3275 | 0 | 0 | 35.7847 | 43.3866 | 42.6878 | 40.5568 | 0 | 0 | 0 | 0 | 555.3513 | 1047.4945 | 1183.4189 | 1269.1685 | 0 | 0 | 0 | 0 | -0.30873 | -9.9639 | -22.8738 | -48.4637 | 0 | 0 | 0 | 0 | -95.9746 | -313.9377 | -345.9966 | -282.3751 | 0.37557 | 0.32768 | 0.328 | 0.071605 | -36.0449 | -102.8724 | -113.4868 | -20.2195
8 | 10 | 13 | 909.8855 | 905.2713 | 897.1041 | 1026.5544 | 378.8299 | 100.3275 | 0 | 0 | 37.3557 | 48.2663 | 46.7847 | 44.4175 | 0 | 0 | 0 | 0 | 552.9794 | 1045.24 | 1188.6809 | 1291.763 | 0 | 0 | 0 | 0 | -0.31182 | -3.8293 | -17.5565 | -33.2837 | 0 | 0 | 0 | 0 | -58.9677 | -284.7332 | -320.8049 | -276.3424 | 0.37374 | 0.32755 | 0.32763 | 0.071605 | -22.0386 | -93.265 | -105.1043 | -19.7875
8 | 10 | 14 | 955.5612 | 952.6955 | 946.4797 | 1085.3889 | 378.8299 | 100.3275 | 0 | 0 | 43.8055 | 47.4976 | 47.122 | 46.6982 | 0 | 0 | 0 | 0 | 541.1705 | 1028.7596 | 1176.1933 | 1281.1282 | 0 | 0 | 0 | 0 | -0.079334 | -2.0191 | -4.8208 | -13.1455 | 0 | 0 | 0 | 0 | -8.1655 | -221.87 | -272.0148 | -229.2919 | 0.37404 | 0.327 | 0.32733 | 0.070824 | -3.0542 | -72.5521 | -89.0389 | -16.2394
8 | 10 | 15 | 993.6188 | 992.7874 | 988.9072 | 1136.6212 | 378.8299 | 100.3275 | 0 | 0 | 47.1439 | 62.2431 | 55.5884 | 66.8202 | 0 | 0 | 0 | 0 | 522.8282 | 1000.166 | 1147.9411 | 1256.1937 | 0 | 0 | 0 | 0 | 0.011457 | -1.8584 | -0.62598 | -4.6926 | 0 | 0 | 0 | 0 | 44.8053 | -168.0908 | -213.9963 | -181.7 | 0.38108 | 0.31254 | 0.31233 | 0.32609 | 17.0742 | -52.535 | -66.8384 | -59.2507
8 | 10 | 16 | 1013.7385 | 1016.3122 | 1016.2807 | 1171.6656 | 378.8299 | 100.3275 | 0 | 0 | 45.7495 | 79.1932 | 79.6198 | 70.238 | 0 | 0 | 0 | 0 | 496.5833 | 940.0087 | 1086.2792 | 1189.4334 | 0 | 0 | 0 | 0 | -0.16403 | -2.307 | -1.7146 | 0.98408 | 0 | 0 | 0 | 0 | 92.7398 | -100.9102 | -147.9037 | -88.9898 | 0.38915 | 0.32585 | 0.31944 | 0.31698 | 36.0893 | -32.8817 | -47.247 | -28.2081
8 | 10 | 17 | 1019.4263 | 1025.9135 | 1030.3985 | 1192.1057 | 378.8299 | 100.3275 | 0 | 0 | 45.0572 | 77.4932 | 78.2785 | 80.936 | 0 | 0 | 0 | 0 | 445.0947 | 819.0298 | 954.3081 | 1050.2426 | 283.1967 | 303.0055 | 303.0055 | 303.0055 | -0.18032 | -2.7562 | -1.6836 | 2.5739 | 0 | 0 | 0 | 0 | -132.5719 | -271.1862 | -303.5099 | -244.6523 | 0.39 | 0.39598 | 0.39187 | 0.36712 | -51.7035 | -107.3835 | -118.9353 | -89.8172
8 | 10 | 18 | 1002.8604 | 1012.9088 | 1021.4019 | 1185.1373 | 378.8299 | 100.3275 | 0 | 0 | 48.9159 | 84.195 | 82.2396 | 81.6075 | 0 | 0 | 0 | 0 | 386.2386 | 643.8959 | 761.5083 | 838.5 | 283.1967 | 303.0055 | 303.0055 | 303.0055 | -0.18032 | -1.6119 | -2.5876 | 0 | 0 | 0 | 0 | 0 | -94.1404 | -116.903 | -122.7639 | -37.9757 | 0.3917 | 0.40014 | 0.39346 | 0.38236 | -36.8753 | -46.7782 | -48.3032 | -14.5204
8 | 10 | 19 | 962.8119 | 974.3666 | 984.4731 | 1143.6082 | 378.8299 | 100.3275 | 0 | 0 | 51.3532 | 94.8792 | 92.2323 | 99.3279 | 0 | 0 | 0 | 0 | 392.2869 | 493.8445 | 592.8005 | 674.6732 | 283.1967 | 303.0055 | 303.0055 | 303.0055 | 0.10687 | 0.67513 | -1.9163 | 10.2512 | 0 | 0 | 0 | 0 | -142.9616 | -18.3651 | -1.6488 | 56.3503 | 0.39028 | 0.3992 | 0.39311 | 0.38685 | -55.7956 | -7.3314 | -0.64816 | 21.7991
8 | 10 | 20 | 928.0509 | 939.911 | 950.3888 | 1104.4959 | 378.8299 | 100.3275 | 0 | 0 | 51.0944 | 106.445 | 107.6736 | 104.5377 | 0 | 0 | 0 | 0 | 438.3164 | 472.7577 | 582.7626 | 675.5638 | 283.1967 | 303.0055 | 303.0055 | 303.0055 | 0.15128 | 2.6991 | 6.5883 | 49.0973 | 0 | 0 | 0 | 0 | -223.5378 | -45.3237 | -49.6412 | -27.7084 | 0.39125 | 0.40133 | 0.39529 | 0.38828 | -87.4584 | -18.1898 | -19.6229 | -10.7585
8 | 10 | 21 | 916.7497 | 929.9542 | 942.2097 | 1097.0351 | 378.8299 | 100.3275 | 0 | 0 | 50.0396 | 106.9132 | 110.7483 | 114.1534 | 0 | 0 | 0 | 0 | 385.4781 | 419.8429 | 521.8896 | 618.6447 | 283.1967 | 303.0055 | 303.0055 | 303.0055 | 0.23078 | 0.51897 | 0.93624 | 40.3155 | 0 | 0 | 0 | 0 | -181.0255 | -0.65375 | 5.6301 | 20.9161 | 0.3882 | 0.39886 | 0.39319 | 0.38634 | -70.2741 | -0.26075 | 2.2137 | 8.0808
8 | 10 | 22 | 855.803 | 869.6597 | 882.982 | 1029.9616 | 378.8299 | 100.3275 | 0 | 0 | 49.0346 | 107.8383 | 112.7472 | 117.9221 | 0 | 0 | 0 | 0 | 317.2393 | 353.0513 | 437.7227 | 543.5279 | 283.1967 | 303.0055 | 303.0055 | 303.0055 | 0.36118 | 2.139 | 6.7703 | 18.8622 | 0 | 0 | 0 | 0 | -172.8587 | 3.2982 | 22.7363 | 46.644 | 0.38109 | 0.39369 | 0.38812 | 0.38014 | -65.8746 | 1.2985 | 8.8245 | 17.7314
8 | 10 | 23 | 770.62 | 783.399 | 795.7052 | 928.3634 | 378.8299 | 100.3275 | 0 | 0 | 48.217 | 107.4458 | 115.1487 | 125.2692 | 0 | 0 | 0 | 0 | 264.2918 | 297.8125 | 378.1647 | 482.944 | 0 | 0 | 0 | 0 | 0.73427 | 3.6757 | 5.387 | 13.9921 | 0 | 0 | 0 | 0 | 78.547 | 274.1376 | 297.0048 | 306.1581 | 0.37177 | 0.39333 | 0.38899 | 0.37327 | 29.2012 | 107.826 | 115.5314 | 114.2794
8 | 10 | 24 | 687.304 | 696.6127 | 705.1085 | 820.3329 | 378.8299 | 100.3275 | 0 | 0 | 42.7525 | 115.8112 | 117.7415 | 119.6529 | 0 | 0 | 0 | 0 | 225.4026 | 253.9237 | 328.1948 | 416.0057 | 0 | 0 | 0 | 0 | 0.18104 | 2.1005 | 8.3963 | 13.894 | 0 | 0 | 0 | 0 | 40.1379 | 224.4498 | 250.7759 | 270.7803 | 0.36952 | 0.39289 | 0.39083 | 0.37129 | 14.8319 | 88.184 | 98.0114 | 100.5385
8 | 11 | 1 | 623.2439 | 628.3141 | 632.0718 | 731.7267 | 378.8299 | 100.3275 | 0 | 0 | 36.1054 | 114.5865 | 113.7347 | 113.506 | 0 | 0 | 0 | 0 | 158.9638 | 182.4337 | 258.9111 | 326.2605 | 0 | 0 | 0 | 0 | -0.1329 | 5.2915 | 12.6106 | 14.8759 | 0 | 0 | 0 | 0 | 49.4777 | 225.675 | 246.8153 | 277.0843 | 0.37223 | 0.39077 | 0.38906 | 0.37051 | 18.4173 | 88.188 | 96.0255 | 102.6617
8 | 11 | 2 | 582.2291 | 584.1266 | 584.3685 | 673.5542 | 378.8299 | 100.3275 | 0 | 0 | 32.3557 | 111.3226 | 108.7927 | 98.1325 | 0 | 0 | 0 | 0 | 117.7856 | 135.694 | 216.6157 | 270.5051 | 0 | 0 | 0 | 0 | -0.10998 | 7.1781 | 10.0236 | 0.036973 | 0 | 0 | 0 | 0 | 53.3678 | 229.6044 | 248.9365 | 304.8797 | 0.3725 | 0.38904 | 0.38716 | 0.37014 | 19.8793 | 89.3262 | 96.3773 | 112.8473
8 | 11 | 3 | 552.078 | 550.7057 | 547.2554 | 627.3732 | 378.8299 | 100.3275 | 0 | 0 | 30.6879 | 108.3369 | 102.9027 | 95.1753 | 0 | 0 | 0 | 0 | 90.6264 | 105.1987 | 177.9957 | 225.7625 | 0 | 0 | 0 | 0 | -0.014894 | 0.60989 | 11.3023 | -0.82137 | 0 | 0 | 0 | 0 | 51.9488 | 236.2328 | 255.0547 | 307.2567 | 0.3732 | 0.38992 | 0.38586 | 0.37025 | 19.3875 | 92.1121 | 98.4167 | 113.7627
8 | 11 | 4 | 533.5734 | 528.9544 | 521.7255 | 594.3297 | 378.8299 | 100.3275 | 0 | 0 | 32.0008 | 85.8355 | 84.7545 | 86.6084 | 0 | 0 | 0 | 0 | 68.6519 | 80.2384 | 147.3714 | 187.8161 | 0 | 0 | 0 | 0 | -0.10998 | 9.2242 | 2.9294 | 1.1131 | 0 | 0 | 0 | 0 | 54.2008 | 253.3288 | 286.6702 | 318.7921 | 0.37386 | 0.38754 | 0.38853 | 0.36998 | 20.2636 | 98.1753 | 111.3806 | 117.9481
8 | 11 | 5 | 526.9518 | 519.3034 | 508.4897 | 575.5984 | 378.8299 | 100.3275 | 0 | 0 | 39.496 | 81.4392 | 85.5621 | 86.7659 | 0 | 0 | 0 | 0 | 63.3331 | 74.8374 | 144.826 | 177.7658 | 0 | 0 | 0 | 0 | 0.25147 | 5.2662 | 8.5647 | -9.5934 | 0 | 0 | 0 | 0 | 45.0413 | 257.4332 | 269.537 | 320.6601 | 0.37065 | 0.39036 | 0.39029 | 0.37126 | 16.6946 | 100.4927 | 105.1971 | 119.0476
8 | 11 | 6 | 528.0653 | 517.3961 | 502.9299 | 565.5611 | 378.8299 | 100.3275 | 0 | 0 | 40.0713 | 84.5081 | 82.2271 | 73.4628 | 0 | 0 | 0 | 0 | 72.9937 | 132.718 | 208.0783 | 224.8197 | 0 | 0 | 0 | 0 | -0.015535 | 5.5085 | 19.6658 | -11.6552 | 0 | 0 | 0 | 0 | 36.1858 | 194.334 | 192.9587 | 278.9338 | 0.37177 | 0.38885 | 0.38239 | 0.37131 | 13.4529 | 75.5659 | 73.7853 | 103.572
8 | 11 | 7 | 546.0517 | 533.3868 | 516.4696 | 578.7627 | 378.8299 | 100.3275 | 0 | 0 | 32.5344 | 75.7494 | 74.1553 | 68.2525 | 0 | 0 | 0 | 0 | 112.1789 | 339.2054 | 433.2848 | 435.9317 | 0 | 0 | 0 | 0 | -0.21507 | -3.1194 | -4.8781 | -0.92728 | 0 | 0 | 0 | 0 | 22.7236 | 21.2239 | 13.9076 | 75.5057 | 0.3667 | 0.37732 | 0.37117 | 0.37991 | 8.3327 | 8.0082 | 5.1621 | 28.6856
8 | 11 | 8 | 573.2585 | 559.5204 | 541.1641 | 605.7031 | 378.8299 | 100.3275 | 0 | 0 | 28.1141 | 53.2354 | 54.6263 | 62.6785 | 0 | 0 | 0 | 0 | 182.3005 | 536.4089 | 649.0287 | 653.5837 | 0 | 0 | 0 | 0 | -0.099947 | -5.6352 | -11.6118 | 5.5655 | 0 | 0 | 0 | 0 | -15.886 | -124.8161 | -150.8791 | -116.1246 | 0.37186 | 0.38691 | 0.38697 | 0.38173 | -5.9073 | -48.2931 | -58.3857 | -44.3283
8 | 11 | 9 | 626.7725 | 614.2233 | 597.0916 | 671.3235 | 378.8299 | 100.3275 | 0 | 0 | 25.414 | 45.5036 | 48.205 | 52.5591 | 0 | 0 | 0 | 0 | 258.7295 | 688.9528 | 821.3534 | 831.939 | 0 | 0 | 0 | 0 | -0.20998 | -9.8577 | -19.4402 | -33.6706 | 0 | 0 | 0 | 0 | -35.991 | -210.7029 | -253.0265 | -179.504 | 0.37575 | 0.32651 | 0.32636 | 0.067785 | -13.5235 | -68.7965 | -82.5779 | -12.1678
8 | 11 | 10 | 681.4545 | 669.7119 | 653.4532 | 737.2867 | 378.8299 | 100.3275 | 0 | 0 | 29.8553 | 42.8663 | 42.9124 | 39.8423 | 0 | 0 | 0 | 0 | 327.448 | 815.9678 | 966.7962 | 984.0335 | 0 | 0 | 0 | 0 | -0.36704 | -8.8508 | -19.6318 | -47.6585 | 0 | 0 | 0 | 0 | -54.3116 | -280.5988 | -336.6236 | -238.9305 | 0.38219 | 0.32795 | 0.328 | 0.071605 | -20.7575 | -92.0222 | -110.4124 | -17.1086
8 | 11 | 11 | 732.3178 | 721.7758 | 706.8596 | 800.2794 | 378.8299 | 100.3275 | 0 | 0 | 33.8909 | 44.0997 | 42.606 | 39.9707 | 0 | 0 | 0 | 0 | 374.0645 | 886.2344 | 1056.8206 | 1079.3297 | 0 | 0 | 0 | 0 | -0.30873 | -10.7098 | -23.9259 | -48 | 0 | 0 | 0 | 0 | -54.1588 | -298.1759 | -368.641 | -271.0209 | 0.37921 | 0.32752 | 0.328 | 0.071605 | -20.5374 | -97.6588 | -120.9142 | -19.4065
8 | 11 | 12 | 769.8346 | 760.4674 | 746.8489 | 847.6665 | 378.8299 | 100.3275 | 0 | 0 | 35.7847 | 43.3866 | 42.6878 | 40.5568 | 0 | 0 | 0 | 0 | 420.5087 | 945.0905 | 1132.6679 | 1161.889 | 0 | 0 | 0 | 0 | -0.30873 | -9.9639 | -22.8738 | -48.4637 | 0 | 0 | 0 | 0 | -64.9799 | -318.3734 | -405.633 | -306.3157 | 0.37557 | 0.32768 | 0.328 | 0.071605 | -24.4043 | -104.3259 | -133.0475 | -21.9337
8 | 11 | 13 | 804.2024 | 796.5403 | 784.7586 | 893.0035 | 378.8299 | 100.3275 | 0 | 0 | 37.3557 | 48.2663 | 46.7847 | 44.4175 | 0 | 0 | 0 | 0 | 440.0384 | 967.8802 | 1170.0845 | 1201.8847 | 0 | 0 | 0 | 0 | -0.31182 | -3.8293 | -17.5565 | -33.2837 | 0 | 0 | 0 | 0 | -51.7099 | -316.1044 | -414.554 | -320.0149 | 0.37374 | 0.32755 | 0.32763 | 0.071605 | -19.3261 | -103.5407 | -135.8191 | -22.9147
8 | 11 | 14 | 836.6295 | 830.3428 | 820.0704 | 935.1287 | 378.8299 | 100.3275 | 0 | 0 | 43.8055 | 47.4976 | 47.122 | 46.6982 | 0 | 0 | 0 | 0 | 445.5331 | 977.9447 | 1192.976 | 1230.3357 | 0 | 0 | 0 | 0 | -0.079334 | -2.0191 | -4.8208 | -13.1455 | 0 | 0 | 0 | 0 | -31.4596 | -293.4078 | -415.2068 | -328.7597 | 0.37404 | 0.327 | 0.32733 | 0.070824 | -11.7671 | -95.9452 | -135.9102 | -23.2841
8 | 11 | 15 | 869.816 | 865.4281 | 857.3309 | 980.2238 | 378.8299 | 100.3275 | 0 | 0 | 47.1439 | 62.2431 | 55.5884 | 66.8202 | 0 | 0 | 0 | 0 | 449.9439 | 962.7377 | 1185.0131 | 1232.3483 | 0 | 0 | 0 | 0 | 0.011457 | -1.8584 | -0.62598 | -4.6926 | 0 | 0 | 0 | 0 | -6.1132 | -258.0219 | -382.6447 | -314.2521 | 0.38108 | 0.31254 | 0.31233 | 0.32609 | -2.3296 | -80.642 | -119.5131 | -102.4747
8 | 11 | 16 | 894.5336 | 893.6825 | 889.5901 | 1021.0753 | 378.8299 | 100.3275 | 0 | 0 | 45.7495 | 79.1932 | 79.6198 | 70.238 | 0 | 0 | 0 | 0 | 450.1484 | 936.7772 | 1156.5745 | 1207.5361 | 0 | 0 | 0 | 0 | -0.16403 | -2.307 | -1.7146 | 0.98408 | 0 | 0 | 0 | 0 | 19.9697 | -220.3084 | -344.8896 | -257.6829 | 0.38915 | 0.32585 | 0.31944 | 0.31698 | 7.7711 | -71.7878 | -110.1731 | -81.6805
8 | 11 | 17 | 910.7285 | 914.0929 | 914.8751 | 1054.7893 | 378.8299 | 100.3275 | 0 | 0 | 45.0572 | 77.4932 | 78.2785 | 80.936 | 0 | 0 | 0 | 0 | 446.5437 | 864.1889 | 1075.8089 | 1144.1394 | 283.1967 | 303.0055 | 303.0055 | 303.0055 | -0.18032 | -2.7562 | -1.6836 | 2.5739 | 0 | 0 | 0 | 0 | -242.7187 | -428.166 | -540.5341 | -475.8655 | 0.39 | 0.39598 | 0.39187 | 0.36712 | -94.6611 | -169.5438 | -211.817 | -174.7006
8 | 11 | 18 | 919.6792 | 927.3341 | 932.9889 | 1080.0417 | 378.8299 | 100.3275 | 0 | 0 | 48.9159 | 84.195 | 82.2396 | 81.6075 | 0 | 0 | 0 | 0 | 490.9728 | 773.0589 | 964.5713 | 1029.4063 | 283.1967 | 303.0055 | 303.0055 | 303.0055 | -0.18032 | -1.6119 | -2.5876 | 0 | 0 | 0 | 0 | 0 | -282.0558 | -331.6408 | -414.2398 | -333.9775 | 0.3917 | 0.40014 | 0.39346 | 0.38236 | -110.4826 | -132.7044 | -162.9884 | -127.6995
8 | 11 | 19 | 901.1396 | 910.9158 | 918.913 | 1065.6735 | 378.8299 | 100.3275 | 0 | 0 | 51.3532 | 94.8792 | 92.2323 | 99.3279 | 0 | 0 | 0 | 0 | 602.7571 | 730.1331 | 913.8375 | 983.5441 | 283.1967 | 303.0055 | 303.0055 | 303.0055 | 0.10687 | 0.67513 | -1.9163 | 10.2512 | 0 | 0 | 0 | 0 | -415.1041 | -318.1046 | -388.2458 | -330.4552 | 0.39028 | 0.3992 | 0.39311 | 0.38685 | -162.0084 | -126.9888 | -152.6249 | -127.8368
8 | 11 | 20 | 882.8251 | 893.3704 | 902.2883 | 1047.3057 | 378.8299 | 100.3275 | 0 | 0 | 51.0944 | 106.445 | 107.6736 | 104.5377 | 0 | 0 | 0 | 0 | 659.0043 | 721.4892 | 899.8728 | 992.593 | 283.1967 | 303.0055 | 303.0055 | 303.0055 | 0.15128 | 2.6991 | 6.5883 | 49.0973 | 0 | 0 | 0 | 0 | -489.4515 | -340.5959 | -414.8518 | -401.9278 | 0.39125 | 0.40133 | 0.39529 | 0.38828 | -191.4963 | -136.6918 | -163.9885 | -156.0589
8 | 11 | 21 | 879.1051 | 891.2126 | 902.1663 | 1049.4218 | 378.8299 | 100.3275 | 0 | 0 | 50.0396 | 106.9132 | 110.7483 | 114.1534 | 0 | 0 | 0 | 0 | 673.5909 | 732.7099 | 904.1328 | 995.198 | 283.1967 | 303.0055 | 303.0055 | 303.0055 | 0.23078 | 0.51897 | 0.93624 | 40.3155 | 0 | 0 | 0 | 0 | -506.7828 | -352.2624 | -416.6565 | -403.2506 | 0.3882 | 0.39886 | 0.39319 | 0.38634 | -196.7332 | -140.5039 | -163.8267 | -155.7929
8 | 11 | 22 | 826.0001 | 838.9847 | 851.272 | 992.2534 | 378.8299 | 100.3275 | 0 | 0 | 49.0346 | 107.8383 | 112.7472 | 117.9221 | 0 | 0 | 0 | 0 | 633.1679 | 685.6564 | 853.8732 | 955.3004 | 283.1967 | 303.0055 | 303.0055 | 303.0055 | 0.36118 | 2.139 | 6.7703 | 18.8622 | 0 | 0 | 0 | 0 | -518.5901 | -359.9818 | -425.1242 | -402.8368 | 0.38109 | 0.39369 | 0.38812 | 0.38014 | -197.6291 | -141.723 | -165.0004 | -153.1361
8 | 11 | 23 | 748.7766 | 760.9113 | 772.4523 | 900.7067 | 378.8299 | 100.3275 | 0 | 0 | 48.217 | 107.4458 | 115.1487 | 125.2692 | 0 | 0 | 0 | 0 | 596.166 | 645.8511 | 812.4822 | 944.1365 | 0 | 0 | 0 | 0 | 0.73427 | 3.6757 | 5.387 | 13.9921 | 0 | 0 | 0 | 0 | -275.1705 | -96.3888 | -160.5655 | -182.6911 | 0.37177 | 0.39333 | 0.38899 | 0.37327 | -102.2995 | -37.9124 | -62.4581 | -68.193
8 | 11 | 24 | 672.1222 | 680.9784 | 688.9368 | 801.0937 | 378.8299 | 100.3275 | 0 | 0 | 42.7525 | 115.8112 | 117.7415 | 119.6529 | 0 | 0 | 0 | 0 | 537.0216 | 583.2808 | 733.333 | 859.9735 | 0 | 0 | 0 | 0 | 0.18104 | 2.1005 | 8.3963 | 13.894 | 0 | 0 | 0 | 0 | -286.6629 | -120.5416 | -170.5341 | -192.4268 | 0.36952 | 0.39289 | 0.39083 | 0.37129 | -105.9288 | -47.3595 | -66.6503 | -71.4465
8 | 12 | 1 | 608.8697 | 613.5132 | 616.7641 | 713.5173 | 378.8299 | 100.3275 | 0 | 0 | 36.1054 | 114.5865 | 113.7347 | 113.506 | 0 | 0 | 0 | 0 | 498.9711 | 541.9993 | 669.8183 | 777.7025 | 0 | 0 | 0 | 0 | -0.1329 | 5.2915 | 12.6106 | 14.8759 | 0 | 0 | 0 | 0 | -304.9038 | -148.6915 | -179.3995 | -192.5671 | 0.37223 | 0.39077 | 0.38906 | 0.37051 | -113.4958 | -58.1048 | -69.7968 | -71.3474
8 | 12 | 2 | 564.84 | 566.2305 | 565.8707 | 651.5591 | 378.8299 | 100.3275 | 0 | 0 | 32.3557 | 111.3226 | 108.7927 | 98.1325 | 0 | 0 | 0 | 0 | 465.0666 | 501.1303 | 601.0247 | 681.9096 | 0 | 0 | 0 | 0 | -0.10998 | 7.1781 | 10.0236 | 0.036973 | 0 | 0 | 0 | 0 | -311.3022 | -153.7281 | -153.9704 | -128.52 | 0.3725 | 0.38904 | 0.38716 | 0.37014 | -115.9586 | -59.807 | -59.6106 | -47.5701
8 | 12 | 3 | 538.5967 | 536.8244 | 532.8991 | 610.2958 | 378.8299 | 100.3275 | 0 | 0 | 30.6879 | 108.3369 | 102.9027 | 95.1753 | 0 | 0 | 0 | 0 | 435.8883 | 462.1146 | 545.3691 | 609.2318 | 0 | 0 | 0 | 0 | -0.014894 | 0.60989 | 11.3023 | -0.82137 | 0 | 0 | 0 | 0 | -306.7945 | -134.5645 | -126.6749 | -93.29 | 0.3732 | 0.38992 | 0.38586 | 0.37025 | -114.4971 | -52.4695 | -48.8794 | -34.5409
8 | 12 | 4 | 520.4276 | 515.4143 | 507.7168 | 577.6613 | 378.8299 | 100.3275 | 0 | 0 | 32.0008 | 85.8355 | 84.7545 | 86.6084 | 0 | 0 | 0 | 0 | 410.4313 | 424.0549 | 493.8118 | 549.5195 | 0 | 0 | 0 | 0 | -0.10998 | 9.2242 | 2.9294 | 1.1131 | 0 | 0 | 0 | 0 | -300.7244 | -104.0278 | -73.7789 | -59.5796 | 0.37386 | 0.38754 | 0.38853 | 0.36998 | -112.4293 | -40.315 | -28.6655 | -22.0435
8 | 12 | 5 | 510.8649 | 502.737 | 491.3538 | 555.2122 | 378.8299 | 100.3275 | 0 | 0 | 39.496 | 81.4392 | 85.5621 | 86.7659 | 0 | 0 | 0 | 0 | 386.1311 | 392.1697 | 459.4231 | 497.7874 | 0 | 0 | 0 | 0 | 0.25147 | 5.2662 | 8.5647 | -9.5934 | 0 | 0 | 0 | 0 | -293.8437 | -76.4655 | -62.1961 | -19.7478 | 0.37065 | 0.39036 | 0.39029 | 0.37126 | -108.9131 | -29.8494 | -24.2744 | -7.3315
8 | 12 | 6 | 510.3159 | 499.1142 | 484.0152 | 543.055 | 378.8299 | 100.3275 | 0 | 0 | 40.0713 | 84.5081 | 82.2271 | 73.4628 | 0 | 0 | 0 | 0 | 347.1187 | 400.2095 | 470.0875 | 487.3495 | 0 | 0 | 0 | 0 | -0.015535 | 5.5085 | 19.6658 | -11.6552 | 0 | 0 | 0 | 0 | -255.6885 | -91.4394 | -87.9651 | -6.1021 | 0.37177 | 0.38885 | 0.38239 | 0.37131 | -95.0579 | -35.5558 | -33.6369 | -2.2658
8 | 12 | 7 | 521.2074 | 507.8109 | 490.0251 | 547.3113 | 378.8299 | 100.3275 | 0 | 0 | 32.5344 | 75.7494 | 74.1553 | 68.2525 | 0 | 0 | 0 | 0 | 327.1503 | 549.0634 | 641.0419 | 638.8985 | 0 | 0 | 0 | 0 | -0.21507 | -3.1194 | -4.8781 | -0.92728 | 0 | 0 | 0 | 0 | -217.0922 | -214.21 | -220.294 | -158.9125 | 0.3667 | 0.37732 | 0.37117 | 0.37991 | -79.6079 | -80.8258 | -81.7666 | -60.3728
8 | 12 | 8 | 540.3224 | 525.6214 | 506.1224 | 564.0338 | 378.8299 | 100.3275 | 0 | 0 | 28.1141 | 53.2354 | 54.6263 | 62.6785 | 0 | 0 | 0 | 0 | 356.8434 | 705.7182 | 816.7914 | 823.4125 | 0 | 0 | 0 | 0 | -0.099947 | -5.6352 | -11.6118 | 5.5655 | 0 | 0 | 0 | 0 | -223.3651 | -328.0245 | -353.6836 | -327.6227 | 0.37186 | 0.38691 | 0.38697 | 0.38173 | -83.06 | -126.9172 | -136.8649 | -125.0635
8 | 12 | 9 | 587.388 | 573.6976 | 555.2122 | 621.5337 | 378.8299 | 100.3275 | 0 | 0 | 25.414 | 45.5036 | 48.205 | 52.5591 | 0 | 0 | 0 | 0 | 415.2055 | 847.5082 | 978.5215 | 997.8614 | 0 | 0 | 0 | 0 | -0.20998 | -9.8577 | -19.4402 | -33.6706 | 0 | 0 | 0 | 0 | -231.8514 | -409.7839 | -452.074 | -395.2162 | 0.37575 | 0.32651 | 0.32636 | 0.067785 | -87.1176 | -133.7984 | -147.5392 | -26.7899
8 | 12 | 10 | 639.2195 | 626.2566 | 608.5505 | 683.9062 | 378.8299 | 100.3275 | 0 | 0 | 29.8553 | 42.8663 | 42.9124 | 39.8423 | 0 | 0 | 0 | 0 | 449.6776 | 930.4191 | 1085.3169 | 1111.7212 | 0 | 0 | 0 | 0 | -0.36704 | -8.8508 | -19.6318 | -47.6585 | 0 | 0 | 0 | 0 | -218.7762 | -438.5055 | -500.0471 | -419.9988 | 0.38219 | 0.32795 | 0.328 | 0.071605 | -83.6148 | -143.8076 | -164.0153 | -30.074
8 | 12 | 11 | 684.2423 | 672.3218 | 655.7712 | 739.5561 | 378.8299 | 100.3275 | 0 | 0 | 33.8909 | 44.0997 | 42.606 | 39.9707 | 0 | 0 | 0 | 0 | 462.4723 | 969.3436 | 1145.6658 | 1182.5572 | 0 | 0 | 0 | 0 | -0.30873 | -10.7098 | -23.9259 | -48 | 0 | 0 | 0 | 0 | -190.6421 | -430.7391 | -508.5747 | -434.9717 | 0.37921 | 0.32752 | 0.328 | 0.071605 | -72.293 | -141.0761 | -166.8123 | -31.1461
8 | 12 | 12 | 721.4813 | 710.7376 | 695.4876 | 786.6291 | 378.8299 | 100.3275 | 0 | 0 | 35.7847 | 43.3866 | 42.6878 | 40.5568 | 0 | 0 | 0 | 0 | 477.5675 | 993.5152 | 1182.0789 | 1229.8371 | 0 | 0 | 0 | 0 | -0.30873 | -9.9639 | -22.8738 | -48.4637 | 0 | 0 | 0 | 0 | -170.392 | -416.5279 | -506.4053 | -435.3011 | 0.37557 | 0.32768 | 0.328 | 0.071605 | -63.9936 | -136.4896 | -166.1008 | -31.1697
8 | 12 | 13 | 759.6821 | 750.7585 | 737.482 | 836.8263 | 378.8299 | 100.3275 | 0 | 0 | 37.3557 | 48.2663 | 46.7847 | 44.4175 | 0 | 0 | 0 | 0 | 519.7507 | 1036.061 | 1229.9809 | 1297.4678 | 0 | 0 | 0 | 0 | -0.31182 | -3.8293 | -17.5565 | -33.2837 | 0 | 0 | 0 | 0 | -175.9423 | -430.067 | -521.727 | -471.7753 | 0.37374 | 0.32755 | 0.32763 | 0.071605 | -65.7567 | -140.8695 | -170.9318 | -33.7815
8 | 12 | 14 | 795.6358 | 788.1949 | 776.5552 | 883.4285 | 378.8299 | 100.3275 | 0 | 0 | 43.8055 | 47.4976 | 47.122 | 46.6982 | 0 | 0 | 0 | 0 | 594.4438 | 1099.7592 | 1297.024 | 1360.3331 | 0 | 0 | 0 | 0 | -0.079334 | -2.0191 | -4.8208 | -13.1455 | 0 | 0 | 0 | 0 | -221.3641 | -457.3703 | -562.77 | -510.4573 | 0.37404 | 0.327 | 0.32733 | 0.070824 | -82.7989 | -149.5614 | -184.2122 | -36.1527
8 | 12 | 15 | 829.6119 | 824.1066 | 814.6866 | 929.5733 | 378.8299 | 100.3275 | 0 | 0 | 47.1439 | 62.2431 | 55.5884 | 66.8202 | 0 | 0 | 0 | 0 | 690.51 | 1175.6479 | 1376.0471 | 1436.0688 | 0 | 0 | 0 | 0 | 0.011457 | -1.8584 | -0.62598 | -4.6926 | 0 | 0 | 0 | 0 | -286.8834 | -512.2535 | -616.3229 | -568.6231 | 0.38108 | 0.31254 | 0.31233 | 0.32609 | -109.3243 | -160.0994 | -192.4988 | -185.4227
8 | 12 | 16 | 859.6562 | 857.8465 | 852.6202 | 977.1756 | 378.8299 | 100.3275 | 0 | 0 | 45.7495 | 79.1932 | 79.6198 | 70.238 | 0 | 0 | 0 | 0 | 691.9979 | 1138.9646 | 1332.2614 | 1403.2666 | 0 | 0 | 0 | 0 | -0.16403 | -2.307 | -1.7146 | 0.98408 | 0 | 0 | 0 | 0 | -256.7571 | -458.3317 | -557.5464 | -497.313 | 0.38915 | 0.32585 | 0.31944 | 0.31698 | -99.9159 | -149.3481 | -178.1052 | -157.6386
8 | 12 | 17 | 886.3953 | 889.1105 | 889.1257 | 1024.2334 | 378.8299 | 100.3275 | 0 | 0 | 45.0572 | 77.4932 | 78.2785 | 80.936 | 0 | 0 | 0 | 0 | 648.8944 | 1021.7591 | 1202.995 | 1261.6019 | 283.1967 | 303.0055 | 303.0055 | 303.0055 | -0.18032 | -2.7562 | -1.6836 | 2.5739 | 0 | 0 | 0 | 0 | -469.4026 | -610.7186 | -693.4696 | -623.8839 | 0.39 | 0.39598 | 0.39187 | 0.36712 | -183.0686 | -241.8304 | -271.7472 | -229.0414
8 | 12 | 18 | 900.0943 | 907.2372 | 912.2878 | 1055.4873 | 378.8299 | 100.3275 | 0 | 0 | 48.9159 | 84.195 | 82.2396 | 81.6075 | 0 | 0 | 0 | 0 | 614.0286 | 861.3697 | 1019.2938 | 1052.7375 | 283.1967 | 303.0055 | 303.0055 | 303.0055 | -0.18032 | -1.6119 | -2.5876 | 0 | 0 | 0 | 0 | 0 | -424.6965 | -440.0485 | -489.6635 | -381.8632 | 0.3917 | 0.40014 | 0.39346 | 0.38236 | -166.3557 | -176.0832 | -192.6649 | -146.009
8 | 12 | 19 | 885.7777 | 895.1484 | 902.667 | 1046.3996 | 378.8299 | 100.3275 | 0 | 0 | 51.3532 | 94.8792 | 92.2323 | 99.3279 | 0 | 0 | 0 | 0 | 585.0241 | 687.2011 | 826.4886 | 850.6733 | 283.1967 | 303.0055 | 303.0055 | 303.0055 | 0.10687 | 0.67513 | -1.9163 | 10.2512 | 0 | 0 | 0 | 0 | -412.7331 | -290.9399 | -317.1429 | -216.8584 | 0.39028 | 0.3992 | 0.39311 | 0.38685 | -161.083 | -116.1445 | -124.6733 | -83.8918
8 | 12 | 20 | 869.1808 | 879.3684 | 887.8642 | 1030.1956 | 378.8299 | 100.3275 | 0 | 0 | 51.0944 | 106.445 | 107.6736 | 104.5377 | 0 | 0 | 0 | 0 | 584.942 | 626.1779 | 758.8287 | 798.5364 | 283.1967 | 303.0055 | 303.0055 | 303.0055 | 0.15128 | 2.6991 | 6.5883 | 49.0973 | 0 | 0 | 0 | 0 | -429.0336 | -259.2865 | -288.2319 | -224.9812 | 0.39125 | 0.40133 | 0.39529 | 0.38828 | -167.8579 | -104.0598 | -113.9364 | -87.3548
8 | 12 | 21 | 875.4154 | 887.4383 | 898.293 | 1044.8397 | 378.8299 | 100.3275 | 0 | 0 | 50.0396 | 106.9132 | 110.7483 | 114.1534 | 0 | 0 | 0 | 0 | 558.1666 | 603.0938 | 717.9609 | 782.4927 | 283.1967 | 303.0055 | 303.0055 | 303.0055 | 0.23078 | 0.51897 | 0.93624 | 40.3155 | 0 | 0 | 0 | 0 | -395.0483 | -226.4206 | -234.3579 | -195.1274 | 0.3882 | 0.39886 | 0.39319 | 0.38634 | -153.3579 | -90.3105 | -92.1481 | -75.386
8 | 12 | 22 | 827.8045 | 840.8474 | 853.2042 | 994.5568 | 378.8299 | 100.3275 | 0 | 0 | 49.0346 | 107.8383 | 112.7472 | 117.9221 | 0 | 0 | 0 | 0 | 460.4062 | 508.6461 | 603.9686 | 692.9181 | 283.1967 | 303.0055 | 303.0055 | 303.0055 | 0.36118 | 2.139 | 6.7703 | 18.8622 | 0 | 0 | 0 | 0 | -344.024 | -181.1088 | -173.2874 | -138.1511 | 0.38109 | 0.39369 | 0.38812 | 0.38014 | -131.1039 | -71.3016 | -67.2568 | -52.5173
8 | 12 | 23 | 741.0192 | 752.9346 | 764.216 | 890.9204 | 378.8299 | 100.3275 | 0 | 0 | 48.217 | 107.4458 | 115.1487 | 125.2692 | 0 | 0 | 0 | 0 | 395.0237 | 441.9945 | 532.3859 | 625.4181 | 0 | 0 | 0 | 0 | 0.73427 | 3.6757 | 5.387 | 13.9921 | 0 | 0 | 0 | 0 | -81.7856 | 99.4912 | 111.2944 | 126.241 | 0.37177 | 0.39333 | 0.38899 | 0.37327 | -30.4052 | 39.1327 | 43.2922 | 47.1219
8 | 12 | 24 | 656.8432 | 665.2733 | 672.7272 | 781.8394 | 378.8299 | 100.3275 | 0 | 0 | 42.7525 | 115.8112 | 117.7415 | 119.6529 | 0 | 0 | 0 | 0 | 363.5943 | 406.5265 | 500.3641 | 581.8121 | 0 | 0 | 0 | 0 | 0.18104 | 2.1005 | 8.3963 | 13.894 | 0 | 0 | 0 | 0 | -128.5146 | 40.5076 | 46.2253 | 66.4804 | 0.36952 | 0.39289 | 0.39083 | 0.37129 | -47.4892 | 15.915 | 18.0664 | 24.6836
8 | 13 | 1 | 597.0176 | 601.3294 | 604.1876 | 698.5773 | 378.8299 | 100.3275 | 0 | 0 | 36.1054 | 114.5865 | 113.7347 | 113.506 | 0 | 0 | 0 | 0 | 308.9193 | 352.0395 | 438.7541 | 507.8438 | 0 | 0 | 0 | 0 | -0.1329 | 5.2915 | 12.6106 | 14.8759 | 0 | 0 | 0 | 0 | -126.7041 | 29.0845 | 39.0882 | 62.3517 | 0.37223 | 0.39077 | 0.38906 | 0.37051 | -47.1637 | 11.3655 | 15.2076 | 23.1017
8 | 13 | 2 | 557.0217 | 558.1959 | 557.5802 | 641.7133 | 378.8299 | 100.3275 | 0 | 0 | 32.3557 | 111.3226 | 108.7927 | 98.1325 | 0 | 0 | 0 | 0 | 256.3968 | 295.4025 | 371 | 430.6576 | 0 | 0 | 0 | 0 | -0.10998 | 7.1781 | 10.0236 | 0.036973 | 0 | 0 | 0 | 0 | -110.4508 | 43.9652 | 67.7639 | 112.8862 | 0.3725 | 0.38904 | 0.38716 | 0.37014 | -41.1424 | 17.1044 | 26.2352 | 41.7834
8 | 13 | 3 | 531.8729 | 529.9229 | 525.7877 | 601.8586 | 378.8299 | 100.3275 | 0 | 0 | 30.6879 | 108.3369 | 102.9027 | 95.1753 | 0 | 0 | 0 | 0 | 232.6197 | 260.9815 | 323.0022 | 384.723 | 0 | 0 | 0 | 0 | -0.014894 | 0.60989 | 11.3023 | -0.82137 | 0 | 0 | 0 | 0 | -110.2497 | 59.6671 | 88.5805 | 122.7816 | 0.3732 | 0.38992 | 0.38586 | 0.37025 | -41.1457 | 23.2654 | 34.1801 | 45.4602
8 | 13 | 4 | 522.985 | 518.0687 | 510.4878 | 580.9792 | 378.8299 | 100.3275 | 0 | 0 | 32.0008 | 85.8355 | 84.7545 | 86.6084 | 0 | 0 | 0 | 0 | 214.6071 | 234.0964 | 280.1623 | 338.9502 | 0 | 0 | 0 | 0 | -0.10998 | 9.2242 | 2.9294 | 1.1131 | 0 | 0 | 0 | 0 | -102.3428 | 88.5852 | 142.6416 | 154.3075 | 0.37386 | 0.38754 | 0.38853 | 0.36998 | -38.262 | 34.3304 | 55.4208 | 57.0914
8 | 13 | 5 | 528.7132 | 521.1324 | 510.3997 | 577.8861 | 378.8299 | 100.3275 | 0 | 0 | 39.496 | 81.4392 | 85.5621 | 86.7659 | 0 | 0 | 0 | 0 | 176.6236 | 189.1428 | 229.7435 | 287.1144 | 0 | 0 | 0 | 0 | 0.25147 | 5.2662 | 8.5647 | -9.5934 | 0 | 0 | 0 | 0 | -66.4878 | 144.9568 | 186.5295 | 213.5993 | 0.37065 | 0.39036 | 0.39029 | 0.37126 | -24.6437 | 56.5859 | 72.8002 | 79.3005
8 | 13 | 6 | 551.2037 | 541.228 | 527.5858 | 594.8976 | 378.8299 | 100.3275 | 0 | 0 | 40.0713 | 84.5081 | 82.2271 | 73.4628 | 0 | 0 | 0 | 0 | 137.4781 | 187.4831 | 230.8025 | 273.6003 | 0 | 0 | 0 | 0 | -0.015535 | 5.5085 | 19.6658 | -11.6552 | 0 | 0 | 0 | 0 | -5.1602 | 163.4007 | 194.8904 | 259.4897 | 0.37177 | 0.38885 | 0.38239 | 0.37131 | -1.9184 | 63.5376 | 74.5239 | 96.3521
8 | 13 | 7 | 605.2185 | 594.2838 | 579.4198 | 653.6193 | 378.8299 | 100.3275 | 0 | 0 | 32.5344 | 75.7494 | 74.1553 | 68.2525 | 0 | 0 | 0 | 0 | 120.8929 | 344.404 | 420.6592 | 445.5182 | 0 | 0 | 0 | 0 | -0.21507 | -3.1194 | -4.8781 | -0.92728 | 0 | 0 | 0 | 0 | 73.1763 | 76.9223 | 89.4834 | 140.7759 | 0.3667 | 0.37732 | 0.37117 | 0.37991 | 26.8338 | 29.0244 | 33.2136 | 53.4825
8 | 13 | 8 | 654.4481 | 643.071 | 627.5157 | 708.3736 | 378.8299 | 100.3275 | 0 | 0 | 28.1141 | 53.2354 | 54.6263 | 62.6785 | 0 | 0 | 0 | 0 | 173.6116 | 521.9914 | 621.2627 | 647.219 | 0 | 0 | 0 | 0 | -0.099947 | -5.6352 | -11.6118 | 5.5655 | 0 | 0 | 0 | 0 | 73.9926 | -26.8481 | -36.7616 | -7.0894 | 0.37186 | 0.38691 | 0.38697 | 0.38173 | 27.5147 | -10.3879 | -14.2256 | -2.7063
8 | 13 | 9 | 708.122 | 697.9481 | 683.6351 | 774.2321 | 378.8299 | 100.3275 | 0 | 0 | 25.414 | 45.5036 | 48.205 | 52.5591 | 0 | 0 | 0 | 0 | 236.0934 | 660.5533 | 775.0248 | 809.2294 | 0 | 0 | 0 | 0 | -0.20998 | -9.8577 | -19.4402 | -33.6706 | 0 | 0 | 0 | 0 | 67.9947 | -98.5785 | -120.1544 | -53.8858 | 0.37575 | 0.32651 | 0.32636 | 0.067785 | 25.5488 | -32.1868 | -39.2137 | -3.6527
8 | 13 | 10 | 754.7993 | 745.2157 | 731.5199 | 830.1335 | 378.8299 | 100.3275 | 0 | 0 | 29.8553 | 42.8663 | 42.9124 | 39.8423 | 0 | 0 | 0 | 0 | 283.1397 | 758.6189 | 886.0755 | 921.6862 | 0 | 0 | 0 | 0 | -0.36704 | -8.8508 | -19.6318 | -47.6585 | 0 | 0 | 0 | 0 | 63.3414 | -147.7462 | -177.8362 | -83.7365 | 0.38219 | 0.32795 | 0.328 | 0.071605 | 24.2087 | -48.4533 | -58.3302 | -5.996
8 | 13 | 11 | 806.4012 | 798.0477 | 785.7299 | 894.0898 | 378.8299 | 100.3275 | 0 | 0 | 33.8909 | 44.0997 | 42.606 | 39.9707 | 0 | 0 | 0 | 0 | 319.7066 | 817.9607 | 955.9468 | 994.7434 | 0 | 0 | 0 | 0 | -0.30873 | -10.7098 | -23.9259 | -48 | 0 | 0 | 0 | 0 | 74.2825 | -153.6303 | -188.897 | -92.6243 | 0.37921 | 0.32752 | 0.328 | 0.071605 | 28.1685 | -50.3171 | -61.9582 | -6.6324
8 | 13 | 12 | 845.2899 | 838.1607 | 827.2 | 943.2474 | 378.8299 | 100.3275 | 0 | 0 | 35.7847 | 43.3866 | 42.6878 | 40.5568 | 0 | 0 | 0 | 0 | 338.3674 | 841.2756 | 987.7235 | 1046.3988 | 0 | 0 | 0 | 0 | -0.30873 | -9.9639 | -22.8738 | -48.4637 | 0 | 0 | 0 | 0 | 92.6166 | -136.8652 | -180.3375 | -95.2446 | 0.37557 | 0.32768 | 0.328 | 0.071605 | 34.7837 | -44.8485 | -59.1507 | -6.82
8 | 13 | 13 | 881.9039 | 876.5532 | 867.5169 | 991.4548 | 378.8299 | 100.3275 | 0 | 0 | 37.3557 | 48.2663 | 46.7847 | 44.4175 | 0 | 0 | 0 | 0 | 352.0604 | 851.5299 | 1003.8143 | 1082.7171 | 0 | 0 | 0 | 0 | -0.31182 | -3.8293 | -17.5565 | -33.2837 | 0 | 0 | 0 | 0 | 113.9697 | -119.7412 | -165.5256 | -102.3961 | 0.37374 | 0.32755 | 0.32763 | 0.071605 | 42.5951 | -39.2215 | -54.2306 | -7.3321
8 | 13 | 14 | 925.4214 | 921.7616 | 914.6084 | 1047.5786 | 378.8299 | 100.3275 | 0 | 0 | 43.8055 | 47.4976 | 47.122 | 46.6982 | 0 | 0 | 0 | 0 | 361.9259 | 865.236 | 1023.973 | 1113.7825 | 0 | 0 | 0 | 0 | -0.079334 | -2.0191 | -4.8208 | -13.1455 | 0 | 0 | 0 | 0 | 140.9394 | -89.2803 | -151.6658 | -99.7566 | 0.37404 | 0.327 | 0.32733 | 0.070824 | 52.7169 | -29.1949 | -49.645 | -7.0652
8 | 13 | 15 | 957.688 | 955.9092 | 950.9104 | 1091.5433 | 378.8299 | 100.3275 | 0 | 0 | 47.1439 | 62.2431 | 55.5884 | 66.8202 | 0 | 0 | 0 | 0 | 343.2877 | 837.4416 | 994.5284 | 1077.9823 | 0 | 0 | 0 | 0 | 0.011457 | -1.8584 | -0.62598 | -4.6926 | 0 | 0 | 0 | 0 | 188.4151 | -42.2447 | -98.5804 | -48.5666 | 0.38108 | 0.31254 | 0.31233 | 0.32609 | 71.8004 | -13.2031 | -30.79 | -15.8371
8 | 13 | 16 | 983.9644 | 985.7675 | 984.8272 | 1134.3653 | 378.8299 | 100.3275 | 0 | 0 | 45.7495 | 79.1932 | 79.6198 | 70.238 | 0 | 0 | 0 | 0 | 309.9861 | 769.6564 | 919.0399 | 964.3999 | 0 | 0 | 0 | 0 | -0.16403 | -2.307 | -1.7146 | 0.98408 | 0 | 0 | 0 | 0 | 249.5629 | 38.8974 | -12.1179 | 98.7434 | 0.38915 | 0.32585 | 0.31944 | 0.31698 | 97.1163 | 12.6748 | -3.871 | 31.2997
8 | 13 | 17 | 998.2089 | 1004.1653 | 1008.0253 | 1165.5925 | 378.8299 | 100.3275 | 0 | 0 | 45.0572 | 77.4932 | 78.2785 | 80.936 | 0 | 0 | 0 | 0 | 279.7402 | 678.0292 | 815.2369 | 850.8082 | 283.1967 | 303.0055 | 303.0055 | 303.0055 | -0.18032 | -2.7562 | -1.6836 | 2.5739 | 0 | 0 | 0 | 0 | 11.5651 | -151.9339 | -186.8119 | -71.7311 | 0.39 | 0.39598 | 0.39187 | 0.36712 | 4.5104 | -60.1623 | -73.2053 | -26.334
8 | 13 | 18 | 995.5831 | 1005.4977 | 1013.8365 | 1176.2218 | 378.8299 | 100.3275 | 0 | 0 | 48.9159 | 84.195 | 82.2396 | 81.6075 | 0 | 0 | 0 | 0 | 279.2995 | 554.8556 | 669.6433 | 732.1125 | 283.1967 | 303.0055 | 303.0055 | 303.0055 | -0.18032 | -1.6119 | -2.5876 | 0 | 0 | 0 | 0 | 0 | 5.5215 | -35.2739 | -38.4642 | 59.4963 | 0.3917 | 0.40014 | 0.39346 | 0.38236 | 2.1628 | -14.1147 | -15.1343 | 22.749
8 | 13 | 19 | 968.5682 | 980.3491 | 990.7274 | 1151.1045 | 378.8299 | 100.3275 | 0 | 0 | 51.3532 | 94.8792 | 92.2323 | 99.3279 | 0 | 0 | 0 | 0 | 263.9227 | 413.9892 | 524.7839 | 593.8668 | 283.1967 | 303.0055 | 303.0055 | 303.0055 | 0.10687 | 0.67513 | -1.9163 | 10.2512 | 0 | 0 | 0 | 0 | -8.8412 | 67.4726 | 72.622 | 144.6531 | 0.39028 | 0.3992 | 0.39311 | 0.38685 | -3.4506 | 26.9354 | 28.5487 | 55.9591
8 | 13 | 20 | 946.288 | 958.7167 | 969.8712 | 1127.6993 | 378.8299 | 100.3275 | 0 | 0 | 51.0944 | 106.445 | 107.6736 | 104.5377 | 0 | 0 | 0 | 0 | 247.0173 | 334.8876 | 431.4433 | 494.244 | 283.1967 | 303.0055 | 303.0055 | 303.0055 | 0.15128 | 2.6991 | 6.5883 | 49.0973 | 0 | 0 | 0 | 0 | -14.0017 | 111.352 | 121.1605 | 176.8148 | 0.39125 | 0.40133 | 0.39529 | 0.38828 | -5.4781 | 44.689 | 47.894 | 68.6529
8 | 13 | 21 | 933.5459 | 947.2669 | 960.1367 | 1118.3787 | 378.8299 | 100.3275 | 0 | 0 | 50.0396 | 106.9132 | 110.7483 | 114.1534 | 0 | 0 | 0 | 0 | 286.6195 | 377.606 | 469.9008 | 519.3223 | 283.1967 | 303.0055 | 303.0055 | 303.0055 | 0.23078 | 0.51897 | 0.93624 | 40.3155 | 0 | 0 | 0 | 0 | -65.3706 | 58.8958 | 75.546 | 141.582 | 0.3882 | 0.39886 | 0.39319 | 0.38634 | -25.3769 | 23.4913 | 29.7042 | 54.6992
8 | 13 | 22 | 863.4042 | 877.5026 | 891.1127 | 1039.6499 | 378.8299 | 100.3275 | 0 | 0 | 49.0346 | 107.8383 | 112.7472 | 117.9221 | 0 | 0 | 0 | 0 | 250.467 | 339.399 | 420.1861 | 451.7938 | 283.1967 | 303.0055 | 303.0055 | 303.0055 | 0.36118 | 2.139 | 6.7703 | 18.8622 | 0 | 0 | 0 | 0 | -98.4851 | 24.7934 | 48.4036 | 148.0664 | 0.38109 | 0.39369 | 0.38812 | 0.38014 | -37.5316 | 9.7611 | 18.7865 | 56.2866
8 | 13 | 23 | 767.717 | 780.4317 | 792.6627 | 924.7665 | 378.8299 | 100.3275 | 0 | 0 | 48.217 | 107.4458 | 115.1487 | 125.2692 | 0 | 0 | 0 | 0 | 202.298 | 290.5995 | 360.6404 | 379.7926 | 0 | 0 | 0 | 0 | 0.73427 | 3.6757 | 5.387 | 13.9921 | 0 | 0 | 0 | 0 | 137.6379 | 278.3832 | 311.4867 | 405.7126 | 0.37177 | 0.39333 | 0.38899 | 0.37327 | 51.1693 | 109.4959 | 121.1646 | 151.44
8 | 13 | 24 | 675.808 | 684.8053 | 692.933 | 805.8798 | 378.8299 | 100.3275 | 0 | 0 | 42.7525 | 115.8112 | 117.7415 | 119.6529 | 0 | 0 | 0 | 0 | 166.156 | 254.1568 | 322.8568 | 343.0377 | 0 | 0 | 0 | 0 | 0.18104 | 2.1005 | 8.3963 | 13.894 | 0 | 0 | 0 | 0 | 87.8885 | 212.4093 | 243.9384 | 329.2952 | 0.36952 | 0.39289 | 0.39083 | 0.37129 | 32.4769 | 83.4534 | 95.3391 | 122.2646
8 | 14 | 1 | 609.893 | 614.5977 | 617.9233 | 714.9278 | 378.8299 | 100.3275 | 0 | 0 | 36.1054 | 114.5865 | 113.7347 | 113.506 | 0 | 0 | 0 | 0 | 153.1169 | 236.7616 | 307.2334 | 329.0265 | 0 | 0 | 0 | 0 | -0.1329 | 5.2915 | 12.6106 | 14.8759 | 0 | 0 | 0 | 0 | 41.9737 | 157.6307 | 184.3445 | 257.5194 | 0.37223 | 0.39077 | 0.38906 | 0.37051 | 15.6241 | 61.5981 | 71.7207 | 95.4127
8 | 14 | 2 | 570.2091 | 571.7807 | 571.6374 | 658.4413 | 378.8299 | 100.3275 | 0 | 0 | 32.3557 | 111.3226 | 108.7927 | 98.1325 | 0 | 0 | 0 | 0 | 146.2503 | 222.1446 | 278.451 | 303.4352 | 0 | 0 | 0 | 0 | -0.10998 | 7.1781 | 10.0236 | 0.036973 | 0 | 0 | 0 | 0 | 12.8832 | 130.808 | 174.3701 | 256.8366 | 0.3725 | 0.38904 | 0.38716 | 0.37014 | 4.7989 | 50.8901 | 67.5085 | 95.0648
8 | 14 | 3 | 547.4286 | 545.9382 | 542.3487 | 621.5567 | 378.8299 | 100.3275 | 0 | 0 | 30.6879 | 108.3369 | 102.9027 | 95.1753 | 0 | 0 | 0 | 0 | 137.6014 | 204.1762 | 247.5652 | 276.7733 | 0 | 0 | 0 | 0 | -0.014894 | 0.60989 | 11.3023 | -0.82137 | 0 | 0 | 0 | 0 | 0.32426 | 132.4877 | 180.5785 | 250.4294 | 0.3732 | 0.38992 | 0.38586 | 0.37025 | 0.12102 | 51.6597 | 69.6789 | 92.7222
8 | 14 | 4 | 534.4871 | 529.9133 | 522.7391 | 595.554 | 378.8299 | 100.3275 | 0 | 0 | 32.0008 | 85.8355 | 84.7545 | 86.6084 | 0 | 0 | 0 | 0 | 115.6349 | 178.3371 | 211.7167 | 235.3714 | 0 | 0 | 0 | 0 | -0.10998 | 9.2242 | 2.9294 | 1.1131 | 0 | 0 | 0 | 0 | 8.1315 | 156.1891 | 223.3385 | 272.461 | 0.37386 | 0.38754 | 0.38853 | 0.36998 | 3.0401 | 60.5297 | 86.7742 | 100.8064
8 | 14 | 5 | 537.3498 | 530.0313 | 519.6104 | 588.8489 | 378.8299 | 100.3275 | 0 | 0 | 39.496 | 81.4392 | 85.5621 | 86.7659 | 0 | 0 | 0 | 0 | 104.7313 | 156.4623 | 185.2198 | 212.7424 | 0 | 0 | 0 | 0 | 0.25147 | 5.2662 | 8.5647 | -9.5934 | 0 | 0 | 0 | 0 | 14.0411 | 186.5362 | 240.2639 | 298.934 | 0.37065 | 0.39036 | 0.39029 | 0.37126 | 5.2043 | 72.817 | 93.7721 | 110.9816
8 | 14 | 6 | 562.9895 | 553.3635 | 540.1366 | 609.8275 | 378.8299 | 100.3275 | 0 | 0 | 40.0713 | 84.5081 | 82.2271 | 73.4628 | 0 | 0 | 0 | 0 | 93.741 | 158.5403 | 191.2099 | 218.5867 | 0 | 0 | 0 | 0 | -0.015535 | 5.5085 | 19.6658 | -11.6552 | 0 | 0 | 0 | 0 | 50.3628 | 204.4791 | 247.0338 | 329.4332 | 0.37177 | 0.38885 | 0.38239 | 0.37131 | 18.7235 | 79.5107 | 94.463 | 122.3231
8 | 14 | 7 | 626.3164 | 615.9886 | 601.8443 | 680.2749 | 378.8299 | 100.3275 | 0 | 0 | 32.5344 | 75.7494 | 74.1553 | 68.2525 | 0 | 0 | 0 | 0 | 103.6825 | 307.5283 | 376.1671 | 397.8821 | 0 | 0 | 0 | 0 | -0.21507 | -3.1194 | -4.8781 | -0.92728 | 0 | 0 | 0 | 0 | 111.4847 | 135.5029 | 156.4 | 215.0676 | 0.3667 | 0.37732 | 0.37117 | 0.37991 | 40.8815 | 51.128 | 58.0511 | 81.7069
8 | 14 | 8 | 680.338 | 669.7011 | 655.0234 | 741.067 | 378.8299 | 100.3275 | 0 | 0 | 28.1141 | 53.2354 | 54.6263 | 62.6785 | 0 | 0 | 0 | 0 | 153.2884 | 459.0883 | 550.9183 | 576.3984 | 0 | 0 | 0 | 0 | -0.099947 | -5.6352 | -11.6118 | 5.5655 | 0 | 0 | 0 | 0 | 120.2056 | 62.6851 | 61.0906 | 96.4245 | 0.37186 | 0.38691 | 0.38697 | 0.38173 | 44.6993 | 24.2537 | 23.6402 | 36.8082
8 | 14 | 9 | 732.1392 | 722.6542 | 709.1579 | 804.5684 | 378.8299 | 100.3275 | 0 | 0 | 25.414 | 45.5036 | 48.205 | 52.5591 | 0 | 0 | 0 | 0 | 208.2462 | 593.9045 | 700.8457 | 729.4739 | 0 | 0 | 0 | 0 | -0.20998 | -9.8577 | -19.4402 | -33.6706 | 0 | 0 | 0 | 0 | 119.8591 | -7.2236 | -20.4526 | 56.206 | 0.37575 | 0.32651 | 0.32636 | 0.067785 | 45.0368 | -2.3586 | -6.6749 | 3.81
8 | 14 | 10 | 778.9531 | 770.0675 | 757.1996 | 860.6617 | 378.8299 | 100.3275 | 0 | 0 | 29.8553 | 42.8663 | 42.9124 | 39.8423 | 0 | 0 | 0 | 0 | 247.7097 | 673.6304 | 794.5126 | 821.1911 | 0 | 0 | 0 | 0 | -0.36704 | -8.8508 | -19.6318 | -47.6585 | 0 | 0 | 0 | 0 | 122.9253 | -37.9059 | -60.5936 | 47.2868 | 0.38219 | 0.32795 | 0.328 | 0.071605 | 46.9812 | -12.4312 | -19.8747 | 3.386
8 | 14 | 11 | 826.2052 | 818.4324 | 806.8038 | 919.1513 | 378.8299 | 100.3275 | 0 | 0 | 33.8909 | 44.0997 | 42.606 | 39.9707 | 0 | 0 | 0 | 0 | 260.7556 | 701.5615 | 832.3324 | 864.7478 | 0 | 0 | 0 | 0 | -0.30873 | -10.7098 | -23.9259 | -48 | 0 | 0 | 0 | 0 | 153.0375 | -16.8465 | -44.2086 | 62.4329 | 0.37921 | 0.32752 | 0.328 | 0.071605 | 58.033 | -5.5176 | -14.5004 | 4.4705
8 | 14 | 12 | 864.5653 | 858.0011 | 847.7108 | 967.6389 | 378.8299 | 100.3275 | 0 | 0 | 35.7847 | 43.3866 | 42.6878 | 40.5568 | 0 | 0 | 0 | 0 | 260.2556 | 696.2212 | 836.2917 | 882.578 | 0 | 0 | 0 | 0 | -0.30873 | -9.9639 | -22.8738 | -48.4637 | 0 | 0 | 0 | 0 | 190.0039 | 28.0296 | -8.395 | 92.9677 | 0.37557 | 0.32768 | 0.328 | 0.071605 | 71.3591 | 9.1848 | -2.7536 | 6.657
8 | 14 | 13 | 904.3112 | 899.6176 | 891.3611 | 1019.8106 | 378.8299 | 100.3275 | 0 | 0 | 37.3557 | 48.2663 | 46.7847 | 44.4175 | 0 | 0 | 0 | 0 | 278.7817 | 747.0886 | 894.2558 | 949.898 | 0 | 0 | 0 | 0 | -0.31182 | -3.8293 | -17.5565 | -33.2837 | 0 | 0 | 0 | 0 | 209.6557 | 7.7645 | -32.1229 | 58.7788 | 0.37374 | 0.32755 | 0.32763 | 0.071605 | 78.3568 | 2.5433 | -10.5243 | 4.2089
8 | 14 | 14 | 949.6265 | 946.6739 | 940.3598 | 1078.1999 | 378.8299 | 100.3275 | 0 | 0 | 43.8055 | 47.4976 | 47.122 | 46.6982 | 0 | 0 | 0 | 0 | 323.5612 | 784.5845 | 936.6097 | 1021.6175 | 0 | 0 | 0 | 0 | -0.079334 | -2.0191 | -4.8208 | -13.1455 | 0 | 0 | 0 | 0 | 203.5092 | 16.2833 | -38.5512 | 23.0297 | 0.37404 | 0.327 | 0.32733 | 0.070824 | 76.1204 | 5.3247 | -12.619 | 1.6311
8 | 14 | 15 | 988.3623 | 987.4627 | 983.5063 | 1130.2861 | 378.8299 | 100.3275 | 0 | 0 | 47.1439 | 62.2431 | 55.5884 | 66.8202 | 0 | 0 | 0 | 0 | 306.0003 | 777.9776 | 931.9948 | 1025.0565 | 0 | 0 | 0 | 0 | 0.011457 | -1.8584 | -0.62598 | -4.6926 | 0 | 0 | 0 | 0 | 256.3767 | 48.7728 | -3.4509 | 43.102 | 0.38108 | 0.31254 | 0.31233 | 0.32609 | 97.699 | 15.2434 | -1.0778 | 14.0552
8 | 14 | 16 | 1015.5567 | 1018.2613 | 1018.3896 | 1174.2529 | 378.8299 | 100.3275 | 0 | 0 | 45.7495 | 79.1932 | 79.6198 | 70.238 | 0 | 0 | 0 | 0 | 304.836 | 769.6153 | 919.1698 | 979.4701 | 0 | 0 | 0 | 0 | -0.16403 | -2.307 | -1.7146 | 0.98408 | 0 | 0 | 0 | 0 | 286.3052 | 71.4324 | 21.3146 | 123.5607 | 0.38915 | 0.32585 | 0.31944 | 0.31698 | 111.4144 | 23.2763 | 6.8088 | 39.1663
8 | 14 | 17 | 1029.6336 | 1036.4881 | 1041.4127 | 1205.2734 | 378.8299 | 100.3275 | 0 | 0 | 45.0572 | 77.4932 | 78.2785 | 80.936 | 0 | 0 | 0 | 0 | 283.8173 | 691.7112 | 833.0197 | 899.8845 | 283.1967 | 303.0055 | 303.0055 | 303.0055 | -0.18032 | -2.7562 | -1.6836 | 2.5739 | 0 | 0 | 0 | 0 | 38.9128 | -133.2931 | -171.2073 | -81.1265 | 0.39 | 0.39598 | 0.39187 | 0.36712 | 15.1761 | -52.781 | -67.0903 | -29.7833
8 | 14 | 18 | 1017.8136 | 1028.3623 | 1037.4527 | 1204.2885 | 378.8299 | 100.3275 | 0 | 0 | 48.9159 | 84.195 | 82.2396 | 81.6075 | 0 | 0 | 0 | 0 | 230.2309 | 511.2628 | 629.9952 | 711.7008 | 283.1967 | 303.0055 | 303.0055 | 303.0055 | -0.18032 | -1.6119 | -2.5876 | 0 | 0 | 0 | 0 | 0 | 76.8206 | 31.1835 | 24.8001 | 107.9747 | 0.3917 | 0.40014 | 0.39346 | 0.38236 | 30.091 | 12.4779 | 9.7579 | 41.2852
8 | 14 | 19 | 979.9815 | 992.102 | 1002.8836 | 1165.5659 | 378.8299 | 100.3275 | 0 | 0 | 51.3532 | 94.8792 | 92.2323 | 99.3279 | 0 | 0 | 0 | 0 | 195.6149 | 357.1627 | 475.8518 | 559.9917 | 283.1967 | 303.0055 | 303.0055 | 303.0055 | 0.10687 | 0.67513 | -1.9163 | 10.2512 | 0 | 0 | 0 | 0 | 70.8799 | 136.0521 | 133.7104 | 192.9895 | 0.39028 | 0.3992 | 0.39311 | 0.38685 | 27.6633 | 54.3126 | 52.5634 | 74.6581
8 | 14 | 20 | 954.9235 | 967.6206 | 979.0946 | 1138.6835 | 378.8299 | 100.3275 | 0 | 0 | 51.0944 | 106.445 | 107.6736 | 104.5377 | 0 | 0 | 0 | 0 | 225.4926 | 329.9879 | 443.1331 | 491.7527 | 283.1967 | 303.0055 | 303.0055 | 303.0055 | 0.15128 | 2.6991 | 6.5883 | 49.0973 | 0 | 0 | 0 | 0 | 16.1586 | 125.1557 | 118.6942 | 190.2904 | 0.39125 | 0.40133 | 0.39529 | 0.38828 | 6.322 | 50.2289 | 46.9191 | 73.8852
8 | 14 | 21 | 944.6243 | 958.6768 | 971.9404 | 1132.4225 | 378.8299 | 100.3275 | 0 | 0 | 50.0396 | 106.9132 | 110.7483 | 114.1534 | 0 | 0 | 0 | 0 | 265.1946 | 371.369 | 476.582 | 496.8171 | 283.1967 | 303.0055 | 303.0055 | 303.0055 | 0.23078 | 0.51897 | 0.93624 | 40.3155 | 0 | 0 | 0 | 0 | -32.8673 | 76.5427 | 80.6684 | 178.1311 | 0.3882 | 0.39886 | 0.39319 | 0.38634 | -12.7591 | 30.5299 | 31.7183 | 68.8196
8 | 14 | 22 | 872.114 | 886.475 | 900.3973 | 1050.6988 | 378.8299 | 100.3275 | 0 | 0 | 49.0346 | 107.8383 | 112.7472 | 117.9221 | 0 | 0 | 0 | 0 | 243.2213 | 349.8793 | 443.5181 | 449.6633 | 283.1967 | 303.0055 | 303.0055 | 303.0055 | 0.36118 | 2.139 | 6.7703 | 18.8622 | 0 | 0 | 0 | 0 | -82.5297 | 23.2855 | 34.3562 | 161.2457 | 0.38109 | 0.39369 | 0.38812 | 0.38014 | -31.4512 | 9.1674 | 13.3344 | 61.2966
8 | 14 | 23 | 769.5789 | 782.3643 | 794.68 | 927.182 | 378.8299 | 100.3275 | 0 | 0 | 48.217 | 107.4458 | 115.1487 | 125.2692 | 0 | 0 | 0 | 0 | 199.7027 | 302.0493 | 395.1514 | 403.8333 | 0 | 0 | 0 | 0 | 0.73427 | 3.6757 | 5.387 | 13.9921 | 0 | 0 | 0 | 0 | 142.095 | 268.866 | 278.9929 | 384.0874 | 0.37177 | 0.39333 | 0.38899 | 0.37327 | 52.8263 | 105.7525 | 108.5249 | 143.368
8 | 14 | 24 | 678.1572 | 687.2375 | 695.4645 | 808.9048 | 378.8299 | 100.3275 | 0 | 0 | 42.7525 | 115.8112 | 117.7415 | 119.6529 | 0 | 0 | 0 | 0 | 178.1139 | 275.8441 | 374.617 | 382.1066 | 0 | 0 | 0 | 0 | 0.18104 | 2.1005 | 8.3963 | 13.894 | 0 | 0 | 0 | 0 | 78.2798 | 193.1542 | 194.7097 | 293.2512 | 0.36952 | 0.39289 | 0.39083 | 0.37129 | 28.9263 | 75.8882 | 76.0989 | 108.8818
8 | 15 | 1 | 617.5013 | 622.4347 | 626.0318 | 724.5762 | 378.8299 | 100.3275 | 0 | 0 | 36.1054 | 114.5865 | 113.7347 | 113.506 | 0 | 0 | 0 | 0 | 183.8568 | 275.7689 | 377.9043 | 387.7105 | 0 | 0 | 0 | 0 | -0.1329 | 5.2915 | 12.6106 | 14.8759 | 0 | 0 | 0 | 0 | 18.8422 | 126.4604 | 121.7821 | 208.4838 | 0.37223 | 0.39077 | 0.38906 | 0.37051 | 7.0137 | 49.4175 | 47.3803 | 77.2447
8 | 15 | 2 | 576.6663 | 578.4321 | 578.5194 | 666.6304 | 378.8299 | 100.3275 | 0 | 0 | 32.3557 | 111.3226 | 108.7927 | 98.1325 | 0 | 0 | 0 | 0 | 178.7981 | 264.748 | 354.3983 | 372.7523 | 0 | 0 | 0 | 0 | -0.10998 | 7.1781 | 10.0236 | 0.036973 | 0 | 0 | 0 | 0 | -13.2074 | 94.8558 | 105.3048 | 195.7086 | 0.3725 | 0.38904 | 0.38716 | 0.37014 | -4.9197 | 36.9031 | 40.7694 | 72.439
8 | 15 | 3 | 549.8657 | 548.4566 | 544.9642 | 624.6772 | 378.8299 | 100.3275 | 0 | 0 | 30.6879 | 108.3369 | 102.9027 | 95.1753 | 0 | 0 | 0 | 0 | 157.8754 | 230.5492 | 294.3357 | 324.2723 | 0 | 0 | 0 | 0 | -0.014894 | 0.60989 | 11.3023 | -0.82137 | 0 | 0 | 0 | 0 | -17.5126 | 108.6331 | 136.4235 | 206.0509 | 0.3732 | 0.38992 | 0.38586 | 0.37025 | -6.5358 | 42.3583 | 52.641 | 76.2909
8 | 15 | 4 | 535.8694 | 531.3471 | 524.2348 | 597.344 | 378.8299 | 100.3275 | 0 | 0 | 32.0008 | 85.8355 | 84.7545 | 86.6084 | 0 | 0 | 0 | 0 | 124.9879 | 186.4248 | 240.4926 | 264.7313 | 0 | 0 | 0 | 0 | -0.10998 | 9.2242 | 2.9294 | 1.1131 | 0 | 0 | 0 | 0 | 0.16075 | 149.5352 | 196.0584 | 244.8912 | 0.37386 | 0.38754 | 0.38853 | 0.36998 | 0.0601 | 57.951 | 76.175 | 90.606
8 | 15 | 5 | 538.6949 | 531.4269 | 521.0667 | 590.592 | 378.8299 | 100.3275 | 0 | 0 | 39.496 | 81.4392 | 85.5621 | 86.7659 | 0 | 0 | 0 | 0 | 111.2103 | 166.8775 | 219.3897 | 244.7181 | 0 | 0 | 0 | 0 | 0.25147 | 5.2662 | 8.5647 | -9.5934 | 0 | 0 | 0 | 0 | 8.9072 | 177.5165 | 207.5502 | 268.7014 | 0.37065 | 0.39036 | 0.39029 | 0.37126 | 3.3015 | 69.2961 | 81.0044 | 99.7576
8 | 15 | 6 | 563.95 | 554.3656 | 541.1888 | 611.0924 | 378.8299 | 100.3275 | 0 | 0 | 40.0713 | 84.5081 | 82.2271 | 73.4628 | 0 | 0 | 0 | 0 | 87.5797 | 160.4699 | 213.2093 | 231.4294 | 0 | 0 | 0 | 0 | -0.015535 | 5.5085 | 19.6658 | -11.6552 | 0 | 0 | 0 | 0 | 57.4846 | 203.5516 | 226.0866 | 317.8555 | 0.37177 | 0.38885 | 0.38239 | 0.37131 | 21.3712 | 79.1501 | 86.453 | 118.0241
8 | 15 | 7 | 625.7303 | 615.4003 | 601.2542 | 679.5884 | 378.8299 | 100.3275 | 0 | 0 | 32.5344 | 75.7494 | 74.1553 | 68.2525 | 0 | 0 | 0 | 0 | 106.9784 | 334.3172 | 416.9031 | 424.8578 | 0 | 0 | 0 | 0 | -0.21507 | -3.1194 | -4.8781 | -0.92728 | 0 | 0 | 0 | 0 | 107.6026 | 108.1256 | 115.0739 | 187.4054 | 0.3667 | 0.37732 | 0.37117 | 0.37991 | 39.458 | 40.798 | 42.712 | 71.1976
8 | 15 | 8 | 683.9902 | 673.4687 | 658.9284 | 745.7194 | 378.8299 | 100.3275 | 0 | 0 | 28.1141 | 53.2354 | 54.6263 | 62.6785 | 0 | 0 | 0 | 0 | 172.908 | 534.666 | 641.2646 | 650.2586 | 0 | 0 | 0 | 0 | -0.099947 | -5.6352 | -11.6118 | 5.5655 | 0 | 0 | 0 | 0 | 104.2382 | -9.1249 | -25.3507 | 27.2168 | 0.37186 | 0.38691 | 0.38697 | 0.38173 | 38.7617 | -3.5306 | -9.81 | 10.3895
8 | 15 | 9 | 735.532 | 726.1607 | 712.8002 | 808.9145 | 378.8299 | 100.3275 | 0 | 0 | 25.414 | 45.5036 | 48.205 | 52.5591 | 0 | 0 | 0 | 0 | 236.6263 | 688.6375 | 812.3906 | 826.0248 | 0 | 0 | 0 | 0 | -0.20998 | -9.8577 | -19.4402 | -33.6706 | 0 | 0 | 0 | 0 | 94.8717 | -98.4501 | -128.3552 | -35.9988 | 0.37575 | 0.32651 | 0.32636 | 0.067785 | 35.6478 | -32.1449 | -41.8901 | -2.4402
8 | 15 | 10 | 780.0722 | 771.2377 | 758.4315 | 862.1452 | 378.8299 | 100.3275 | 0 | 0 | 29.8553 | 42.8663 | 42.9124 | 39.8423 | 0 | 0 | 0 | 0 | 280.6019 | 783.6472 | 921.0064 | 939.6985 | 0 | 0 | 0 | 0 | -0.36704 | -8.8508 | -19.6318 | -47.6585 | 0 | 0 | 0 | 0 | 91.1522 | -146.7524 | -185.8556 | -69.737 | 0.38219 | 0.32795 | 0.328 | 0.071605 | 34.8378 | -48.1274 | -60.9606 | -4.9935
8 | 15 | 11 | 829.2151 | 821.5377 | 810.0226 | 922.9863 | 378.8299 | 100.3275 | 0 | 0 | 33.8909 | 44.0997 | 42.606 | 39.9707 | 0 | 0 | 0 | 0 | 298.5657 | 811.6323 | 960.2067 | 987.855 | 0 | 0 | 0 | 0 | -0.30873 | -10.7098 | -23.9259 | -48 | 0 | 0 | 0 | 0 | 118.2373 | -123.812 | -168.8642 | -56.8393 | 0.37921 | 0.32752 | 0.328 | 0.071605 | 44.8365 | -40.551 | -55.3874 | -4.07
8 | 15 | 12 | 868.9679 | 862.5387 | 852.4092 | 973.2324 | 378.8299 | 100.3275 | 0 | 0 | 35.7847 | 43.3866 | 42.6878 | 40.5568 | 0 | 0 | 0 | 0 | 304.8426 | 820.3576 | 987.6755 | 1047.9412 | 0 | 0 | 0 | 0 | -0.30873 | -9.9639 | -22.8738 | -48.4637 | 0 | 0 | 0 | 0 | 149.8195 | -91.5691 | -155.0804 | -66.8019 | 0.37557 | 0.32768 | 0.328 | 0.071605 | 56.2672 | -30.0057 | -50.8663 | -4.7833
8 | 15 | 13 | 910.7953 | 906.293 | 898.2636 | 1028.0204 | 378.8299 | 100.3275 | 0 | 0 | 37.3557 | 48.2663 | 46.7847 | 44.4175 | 0 | 0 | 0 | 0 | 370.1656 | 896.2315 | 1077.6162 | 1155.0981 | 0 | 0 | 0 | 0 | -0.31182 | -3.8293 | -17.5565 | -33.2837 | 0 | 0 | 0 | 0 | 124.7559 | -134.703 | -208.5807 | -138.2115 | 0.37374 | 0.32755 | 0.32763 | 0.071605 | 46.6263 | -44.1223 | -68.3367 | -9.8966
8 | 15 | 14 | 954.6622 | 951.8626 | 945.7305 | 1084.5923 | 378.8299 | 100.3275 | 0 | 0 | 43.8055 | 47.4976 | 47.122 | 46.6982 | 0 | 0 | 0 | 0 | 382.5622 | 895.5266 | 1085.5666 | 1184.587 | 0 | 0 | 0 | 0 | -0.079334 | -2.0191 | -4.8208 | -13.1455 | 0 | 0 | 0 | 0 | 149.544 | -89.47 | -182.1373 | -133.5473 | 0.37404 | 0.327 | 0.32733 | 0.070824 | 55.9353 | -29.2569 | -59.6192 | -9.4584
8 | 15 | 15 | 993.7957 | 993.0646 | 989.3088 | 1137.196 | 378.8299 | 100.3275 | 0 | 0 | 47.1439 | 62.2431 | 55.5884 | 66.8202 | 0 | 0 | 0 | 0 | 377.8596 | 895.2865 | 1099.3531 | 1181.7825 | 0 | 0 | 0 | 0 | 0.011457 | -1.8584 | -0.62598 | -4.6926 | 0 | 0 | 0 | 0 | 189.9508 | -62.9341 | -165.0067 | -106.7141 | 0.38108 | 0.31254 | 0.31233 | 0.32609 | 72.3857 | -19.6694 | -51.5373 | -34.7985
8 | 15 | 16 | 1018.2718 | 1021.0683 | 1021.3064 | 1177.7341 | 378.8299 | 100.3275 | 0 | 0 | 45.7495 | 79.1932 | 79.6198 | 70.238 | 0 | 0 | 0 | 0 | 344.1136 | 832.462 | 1042.6307 | 1091.5385 | 0 | 0 | 0 | 0 | -0.16403 | -2.307 | -1.7146 | 0.98408 | 0 | 0 | 0 | 0 | 249.7427 | 11.3926 | -99.2296 | 14.9736 | 0.38915 | 0.32585 | 0.31944 | 0.31698 | 97.1863 | 3.7123 | -31.6983 | 4.7463
8 | 15 | 17 | 1032.986 | 1039.943 | 1044.9896 | 1209.5314 | 378.8299 | 100.3275 | 0 | 0 | 45.0572 | 77.4932 | 78.2785 | 80.936 | 0 | 0 | 0 | 0 | 279.781 | 721.9368 | 929.8595 | 959.5226 | 283.1967 | 303.0055 | 303.0055 | 303.0055 | -0.18032 | -2.7562 | -1.6836 | 2.5739 | 0 | 0 | 0 | 0 | 46.3014 | -160.0638 | -264.4702 | -136.5066 | 0.39 | 0.39598 | 0.39187 | 0.36712 | 18.0577 | -63.3816 | -103.6369 | -50.1145
8 | 15 | 18 | 1020.923 | 1031.5672 | 1040.7711 | 1208.2392 | 378.8299 | 100.3275 | 0 | 0 | 48.9159 | 84.195 | 82.2396 | 81.6075 | 0 | 0 | 0 | 0 | 220.7477 | 538.3624 | 731.632 | 757.9607 | 283.1967 | 303.0055 | 303.0055 | 303.0055 | -0.18032 | -1.6119 | -2.5876 | 0 | 0 | 0 | 0 | 0 | 89.4131 | 7.2888 | -73.5183 | 65.6655 | 0.3917 | 0.40014 | 0.39346 | 0.38236 | 35.0235 | 2.9166 | -28.9268 | 25.1078
8 | 15 | 19 | 981.9821 | 994.1658 | 1005.0227 | 1168.1144 | 378.8299 | 100.3275 | 0 | 0 | 51.3532 | 94.8792 | 92.2323 | 99.3279 | 0 | 0 | 0 | 0 | 265.9344 | 442.9564 | 626.6384 | 670.5787 | 283.1967 | 303.0055 | 303.0055 | 303.0055 | 0.10687 | 0.67513 | -1.9163 | 10.2512 | 0 | 0 | 0 | 0 | 2.5611 | 52.3222 | -14.9371 | 84.951 | 0.39028 | 0.3992 | 0.39311 | 0.38685 | 0.99954 | 20.8872 | -5.872 | 32.8634
8 | 15 | 20 | 952.1495 | 964.7704 | 976.1541 | 1135.1918 | 378.8299 | 100.3275 | 0 | 0 | 51.0944 | 106.445 | 107.6736 | 104.5377 | 0 | 0 | 0 | 0 | 431.9828 | 535.5022 | 680.2979 | 704.6383 | 283.1967 | 303.0055 | 303.0055 | 303.0055 | 0.15128 | 2.6991 | 6.5883 | 49.0973 | 0 | 0 | 0 | 0 | -193.1055 | -83.2089 | -121.4111 | -26.087 | 0.39125 | 0.40133 | 0.39529 | 0.38828 | -75.5519 | -33.3943 | -47.9931 | -10.129
8 | 15 | 21 | 943.1398 | 957.159 | 970.3837 | 1130.5818 | 378.8299 | 100.3275 | 0 | 0 | 50.0396 | 106.9132 | 110.7483 | 114.1534 | 0 | 0 | 0 | 0 | 500.7537 | 597.5249 | 726.8499 | 752.0827 | 283.1967 | 303.0055 | 303.0055 | 303.0055 | 0.23078 | 0.51897 | 0.93624 | 40.3155 | 0 | 0 | 0 | 0 | -269.911 | -151.131 | -171.1562 | -78.9753 | 0.3882 | 0.39886 | 0.39319 | 0.38634 | -104.7795 | -60.2804 | -67.2976 | -30.5115
8 | 15 | 22 | 876.0689 | 890.5471 | 904.6086 | 1055.7081 | 378.8299 | 100.3275 | 0 | 0 | 49.0346 | 107.8383 | 112.7472 | 117.9221 | 0 | 0 | 0 | 0 | 507.8793 | 597.4998 | 721.2924 | 735.848 | 283.1967 | 303.0055 | 303.0055 | 303.0055 | 0.36118 | 2.139 | 6.7703 | 18.8622 | 0 | 0 | 0 | 0 | -343.2328 | -220.2629 | -239.2068 | -119.9297 | 0.38109 | 0.39369 | 0.38812 | 0.38014 | -130.8023 | -86.7163 | -92.8416 | -45.5906
8 | 15 | 23 | 774.9748 | 787.9137 | 800.4114 | 933.9929 | 378.8299 | 100.3275 | 0 | 0 | 48.217 | 107.4458 | 115.1487 | 125.2692 | 0 | 0 | 0 | 0 | 514.9503 | 603.0041 | 725.5202 | 747.6048 | 0 | 0 | 0 | 0 | 0.73427 | 3.6757 | 5.387 | 13.9921 | 0 | 0 | 0 | 0 | -167.7566 | -26.5393 | -45.6445 | 47.1268 | 0.37177 | 0.39333 | 0.38899 | 0.37327 | -62.3665 | -10.4386 | -17.7552 | 17.591
8 | 15 | 24 | 684.7624 | 694.0329 | 702.4856 | 817.2508 | 378.8299 | 100.3275 | 0 | 0 | 42.7525 | 115.8112 | 117.7415 | 119.6529 | 0 | 0 | 0 | 0 | 549.8085 | 636.262 | 747.8422 | 764.1244 | 0 | 0 | 0 | 0 | 0.18104 | 2.1005 | 8.3963 | 13.894 | 0 | 0 | 0 | 0 | -286.8096 | -160.4682 | -171.4945 | -80.4205 | 0.36952 | 0.39289 | 0.39083 | 0.37129 | -105.983 | -63.0463 | -67.0256 | -29.8595
8 | 16 | 1 | 617.746 | 622.6903 | 626.3007 | 724.8999 | 378.8299 | 100.3275 | 0 | 0 | 36.1054 | 114.5865 | 113.7347 | 113.506 | 0 | 0 | 0 | 0 | 545.1509 | 628.1562 | 739.577 | 743.8944 | 0 | 0 | 0 | 0 | -0.1329 | 5.2915 | 12.6106 | 14.8759 | 0 | 0 | 0 | 0 | -342.2073 | -225.6713 | -239.6216 | -147.3763 | 0.37223 | 0.39077 | 0.38906 | 0.37051 | -127.3815 | -88.1866 | -93.2267 | -54.604
8 | 16 | 2 | 577.2792 | 579.063 | 579.1718 | 667.4064 | 378.8299 | 100.3275 | 0 | 0 | 32.3557 | 111.3226 | 108.7927 | 98.1325 | 0 | 0 | 0 | 0 | 519.3389 | 595.9805 | 691.9034 | 690.5716 | 0 | 0 | 0 | 0 | -0.10998 | 7.1781 | 10.0236 | 0.036973 | 0 | 0 | 0 | 0 | -353.1354 | -235.7457 | -231.5479 | -121.3348 | 0.3725 | 0.38904 | 0.38716 | 0.37014 | -131.5412 | -91.7155 | -89.6452 | -44.9105
8 | 16 | 3 | 551.7788 | 550.4282 | 547.0055 | 627.1072 | 378.8299 | 100.3275 | 0 | 0 | 30.6879 | 108.3369 | 102.9027 | 95.1753 | 0 | 0 | 0 | 0 | 485.7856 | 555.6558 | 639.8186 | 636.0786 | 0 | 0 | 0 | 0 | -0.014894 | 0.60989 | 11.3023 | -0.82137 | 0 | 0 | 0 | 0 | -343.5098 | -214.5019 | -207.0182 | -103.3253 | 0.3732 | 0.38992 | 0.38586 | 0.37025 | -128.1994 | -83.6388 | -79.881 | -38.2565
8 | 16 | 4 | 539.4459 | 535.0265 | 528.0361 | 601.8624 | 378.8299 | 100.3275 | 0 | 0 | 32.0008 | 85.8355 | 84.7545 | 86.6084 | 0 | 0 | 0 | 0 | 459.9443 | 518.2467 | 596.207 | 591.0634 | 0 | 0 | 0 | 0 | -0.10998 | 9.2242 | 2.9294 | 1.1131 | 0 | 0 | 0 | 0 | -331.2191 | -178.6074 | -155.8548 | -76.9225 | 0.37386 | 0.38754 | 0.38853 | 0.36998 | -123.8301 | -69.2177 | -60.5546 | -28.4601
8 | 16 | 5 | 542.4434 | 535.2848 | 525.0543 | 595.3336 | 378.8299 | 100.3275 | 0 | 0 | 39.496 | 81.4392 | 85.5621 | 86.7659 | 0 | 0 | 0 | 0 | 437.3718 | 487.4534 | 552.4798 | 547.4513 | 0 | 0 | 0 | 0 | 0.25147 | 5.2662 | 8.5647 | -9.5934 | 0 | 0 | 0 | 0 | -313.5058 | -139.2015 | -121.5523 | -29.2903 | 0.37065 | 0.39036 | 0.39029 | 0.37126 | -116.2008 | -54.3393 | -47.4404 | -10.8742
8 | 16 | 6 | 569.1254 | 559.6887 | 546.6869 | 617.6267 | 378.8299 | 100.3275 | 0 | 0 | 40.0713 | 84.5081 | 82.2271 | 73.4628 | 0 | 0 | 0 | 0 | 388.9265 | 461.8562 | 520.364 | 515.2719 | 0 | 0 | 0 | 0 | -0.015535 | 5.5085 | 19.6658 | -11.6552 | 0 | 0 | 0 | 0 | -238.6868 | -92.5116 | -75.5699 | 40.5472 | 0.37177 | 0.38885 | 0.38239 | 0.37131 | -88.7372 | -35.9727 | -28.8971 | 15.0557
8 | 16 | 7 | 633.3247 | 623.2102 | 609.3195 | 689.1725 | 378.8299 | 100.3275 | 0 | 0 | 32.5344 | 75.7494 | 74.1553 | 68.2525 | 0 | 0 | 0 | 0 | 379.3139 | 602.5795 | 687.0175 | 680.778 | 0 | 0 | 0 | 0 | -0.21507 | -3.1194 | -4.8781 | -0.92728 | 0 | 0 | 0 | 0 | -157.1385 | -152.3268 | -146.9752 | -58.9307 | 0.3667 | 0.37732 | 0.37117 | 0.37991 | -57.6229 | -57.476 | -54.5528 | -22.3885
8 | 16 | 8 | 689.2881 | 678.9177 | 664.5565 | 752.4081 | 378.8299 | 100.3275 | 0 | 0 | 28.1141 | 53.2354 | 54.6263 | 62.6785 | 0 | 0 | 0 | 0 | 447.7316 | 801.5399 | 912.0059 | 912.6251 | 0 | 0 | 0 | 0 | -0.099947 | -5.6352 | -11.6118 | 5.5655 | 0 | 0 | 0 | 0 | -165.2876 | -270.5498 | -290.4639 | -228.461 | 0.37186 | 0.38691 | 0.38697 | 0.38173 | -61.4634 | -104.6795 | -112.4008 | -87.2105
8 | 16 | 9 | 741.5332 | 732.3257 | 719.159 | 816.4641 | 378.8299 | 100.3275 | 0 | 0 | 25.414 | 45.5036 | 48.205 | 52.5591 | 0 | 0 | 0 | 0 | 521.3408 | 963.2521 | 1097.7364 | 1107.0436 | 0 | 0 | 0 | 0 | -0.20998 | -9.8577 | -19.4402 | -33.6706 | 0 | 0 | 0 | 0 | -183.8416 | -366.8998 | -407.3422 | -309.4681 | 0.37575 | 0.32651 | 0.32636 | 0.067785 | -69.078 | -119.7963 | -132.9405 | -20.9774
8 | 16 | 10 | 784.8213 | 776.112 | 763.4535 | 868.1032 | 378.8299 | 100.3275 | 0 | 0 | 29.8553 | 42.8663 | 42.9124 | 39.8423 | 0 | 0 | 0 | 0 | 575.78 | 1070.7066 | 1222.7257 | 1241.2396 | 0 | 0 | 0 | 0 | -0.36704 | -8.8508 | -19.6318 | -47.6585 | 0 | 0 | 0 | 0 | -199.2769 | -428.9376 | -482.5529 | -365.3202 | 0.38219 | 0.32795 | 0.328 | 0.071605 | -76.1623 | -140.6699 | -158.2772 | -26.1588
8 | 16 | 11 | 835.0455 | 827.5273 | 816.2005 | 930.3212 | 378.8299 | 100.3275 | 0 | 0 | 33.8909 | 44.0997 | 42.606 | 39.9707 | 0 | 0 | 0 | 0 | 594.5036 | 1115.6275 | 1282.6432 | 1313.1162 | 0 | 0 | 0 | 0 | -0.30873 | -10.7098 | -23.9259 | -48 | 0 | 0 | 0 | 0 | -171.8701 | -421.8175 | -485.1228 | -374.7657 | 0.37921 | 0.32752 | 0.328 | 0.071605 | -65.1745 | -138.154 | -159.1201 | -26.8351
8 | 16 | 12 | 879.2268 | 873.0811 | 863.2868 | 986.1505 | 378.8299 | 100.3275 | 0 | 0 | 35.7847 | 43.3866 | 42.6878 | 40.5568 | 0 | 0 | 0 | 0 | 603.3608 | 1140.386 | 1324.7481 | 1363.0917 | 0 | 0 | 0 | 0 | -0.30873 | -9.9639 | -22.8738 | -48.4637 | 0 | 0 | 0 | 0 | -138.4398 | -401.0552 | -481.2753 | -369.0344 | 0.37557 | 0.32768 | 0.328 | 0.071605 | -51.9934 | -131.4194 | -157.8582 | -26.4247
8 | 16 | 13 | 918.7757 | 914.4923 | 906.7218 | 1038.0636 | 378.8299 | 100.3275 | 0 | 0 | 37.3557 | 48.2663 | 46.7847 | 44.4175 | 0 | 0 | 0 | 0 | 636.1007 | 1171.8817 | 1367.7387 | 1411.1224 | 0 | 0 | 0 | 0 | -0.31182 | -3.8293 | -17.5565 | -33.2837 | 0 | 0 | 0 | 0 | -133.1988 | -402.1539 | -490.2451 | -384.1926 | 0.37374 | 0.32755 | 0.32763 | 0.071605 | -49.7817 | -131.7264 | -160.6175 | -27.5101
8 | 16 | 14 | 967.7765 | 965.3353 | 959.627 | 1101.0916 | 378.8299 | 100.3275 | 0 | 0 | 43.8055 | 47.4976 | 47.122 | 46.6982 | 0 | 0 | 0 | 0 | 634.2341 | 1173.9736 | 1376.8419 | 1425.5406 | 0 | 0 | 0 | 0 | -0.079334 | -2.0191 | -4.8208 | -13.1455 | 0 | 0 | 0 | 0 | -89.0137 | -354.4443 | -459.5161 | -358.0018 | 0.37404 | 0.327 | 0.32733 | 0.070824 | -33.2946 | -115.9043 | -150.414 | -25.3552
8 | 16 | 15 | 1005.7731 | 1005.3662 | 1001.9936 | 1152.2534 | 378.8299 | 100.3275 | 0 | 0 | 47.1439 | 62.2431 | 55.5884 | 66.8202 | 0 | 0 | 0 | 0 | 643.795 | 1180.0188 | 1386.1559 | 1439.0637 | 0 | 0 | 0 | 0 | 0.011457 | -1.8584 | -0.62598 | -4.6926 | 0 | 0 | 0 | 0 | -64.0072 | -335.3648 | -439.1246 | -348.9379 | 0.38108 | 0.31254 | 0.31233 | 0.32609 | -24.3916 | -104.8147 | -137.1537 | -113.7854
8 | 16 | 16 | 1030.3423 | 1033.4667 | 1034.0925 | 1192.913 | 378.8299 | 100.3275 | 0 | 0 | 45.7495 | 79.1932 | 79.6198 | 70.238 | 0 | 0 | 0 | 0 | 635.6776 | 1141.9048 | 1345.7602 | 1406.5036 | 0 | 0 | 0 | 0 | -0.16403 | -2.307 | -1.7146 | 0.98408 | 0 | 0 | 0 | 0 | -29.7508 | -285.6517 | -389.5729 | -284.8127 | 0.38915 | 0.32585 | 0.31944 | 0.31698 | -11.5774 | -93.0801 | -124.447 | -90.2801
8 | 16 | 17 | 1040.2375 | 1047.388 | 1052.6633 | 1218.6377 | 378.8299 | 100.3275 | 0 | 0 | 45.0572 | 77.4932 | 78.2785 | 80.936 | 0 | 0 | 0 | 0 | 556.2639 | 990.5152 | 1186.1118 | 1266.5949 | 283.1967 | 303.0055 | 303.0055 | 303.0055 | -0.18032 | -2.7562 | -1.6836 | 2.5739 | 0 | 0 | 0 | 0 | -222.9299 | -421.1972 | -513.0488 | -434.4726 | 0.39 | 0.39598 | 0.39187 | 0.36712 | -86.9434 | -166.7843 | -201.0464 | -159.5043
8 | 16 | 18 | 1031.612 | 1042.5491 | 1052.0994 | 1221.69 | 378.8299 | 100.3275 | 0 | 0 | 48.9159 | 84.195 | 82.2396 | 81.6075 | 0 | 0 | 0 | 0 | 479.3905 | 782.2103 | 953.5275 | 1072.1671 | 283.1967 | 303.0055 | 303.0055 | 303.0055 | -0.18032 | -1.6119 | -2.5876 | 0 | 0 | 0 | 0 | 0 | -158.5407 | -225.5773 | -284.0855 | -235.0901 | 0.3917 | 0.40014 | 0.39346 | 0.38236 | -62.1012 | -90.2636 | -111.7774 | -89.8889
8 | 16 | 19 | 996.1988 | 1008.7658 | 1020.0757 | 1185.9814 | 378.8299 | 100.3275 | 0 | 0 | 51.3532 | 94.8792 | 92.2323 | 99.3279 | 0 | 0 | 0 | 0 | 475.3131 | 639.0584 | 782.1022 | 902.4526 | 283.1967 | 303.0055 | 303.0055 | 303.0055 | 0.10687 | 0.67513 | -1.9163 | 10.2512 | 0 | 0 | 0 | 0 | -192.601 | -129.1798 | -155.3479 | -129.0558 | 0.39028 | 0.3992 | 0.39311 | 0.38685 | -75.169 | -51.5692 | -61.0694 | -49.9253
8 | 16 | 20 | 968.3296 | 981.3893 | 993.2919 | 1155.5359 | 378.8299 | 100.3275 | 0 | 0 | 51.0944 | 106.445 | 107.6736 | 104.5377 | 0 | 0 | 0 | 0 | 446.7285 | 550.9595 | 674.1103 | 757.4 | 283.1967 | 303.0055 | 303.0055 | 303.0055 | 0.15128 | 2.6991 | 6.5883 | 49.0973 | 0 | 0 | 0 | 0 | -191.6712 | -82.0472 | -98.0858 | -58.5046 | 0.39125 | 0.40133 | 0.39529 | 0.38828 | -74.9907 | -32.9281 | -38.7727 | -22.7159
8 | 16 | 21 | 956.5537 | 970.9381 | 984.5947 | 1147.4529 | 378.8299 | 100.3275 | 0 | 0 | 50.0396 | 106.9132 | 110.7483 | 114.1534 | 0 | 0 | 0 | 0 | 381.1484 | 488.5797 | 607.9862 | 704.5705 | 283.1967 | 303.0055 | 303.0055 | 303.0055 | 0.23078 | 0.51897 | 0.93624 | 40.3155 | 0 | 0 | 0 | 0 | -136.8917 | -28.4067 | -38.0816 | -14.5919 | 0.3882 | 0.39886 | 0.39319 | 0.38634 | -53.1414 | -11.3304 | -14.9735 | -5.6375
8 | 16 | 22 | 885.114 | 899.8479 | 914.2122 | 1067.1191 | 378.8299 | 100.3275 | 0 | 0 | 49.0346 | 107.8383 | 112.7472 | 117.9221 | 0 | 0 | 0 | 0 | 356.6444 | 462.7649 | 563.4234 | 644.3419 | 283.1967 | 303.0055 | 303.0055 | 303.0055 | 0.36118 | 2.139 | 6.7703 | 18.8622 | 0 | 0 | 0 | 0 | -182.9527 | -76.2272 | -71.7343 | -17.0125 | 0.38109 | 0.39369 | 0.38812 | 0.38014 | -69.7213 | -30.0103 | -27.8417 | -6.4672
8 | 16 | 23 | 783.1358 | 796.3014 | 809.0674 | 944.274 | 378.8299 | 100.3275 | 0 | 0 | 48.217 | 107.4458 | 115.1487 | 125.2692 | 0 | 0 | 0 | 0 | 379.8761 | 481.7179 | 575.3978 | 637.1485 | 0 | 0 | 0 | 0 | 0.73427 | 3.6757 | 5.387 | 13.9921 | 0 | 0 | 0 | 0 | -24.5215 | 103.1346 | 113.134 | 167.8642 | 0.37177 | 0.39333 | 0.38899 | 0.37327 | -9.1163 | 40.5657 | 44.0078 | 62.6585
8 | 16 | 24 | 689.5122 | 698.9108 | 707.5149 | 823.2204 | 378.8299 | 100.3275 | 0 | 0 | 42.7525 | 115.8112 | 117.7415 | 119.6529 | 0 | 0 | 0 | 0 | 412.465 | 508.3789 | 591.8504 | 645.0596 | 0 | 0 | 0 | 0 | 0.18104 | 2.1005 | 8.3963 | 13.894 | 0 | 0 | 0 | 0 | -144.7163 | -27.7072 | -10.4733 | 44.6139 | 0.36952 | 0.39289 | 0.39083 | 0.37129 | -53.4762 | -10.8859 | -4.0933 | 16.5648
8 | 17 | 1 | 624.4173 | 629.5444 | 633.371 | 733.2948 | 378.8299 | 100.3275 | 0 | 0 | 36.1054 | 114.5865 | 113.7347 | 113.506 | 0 | 0 | 0 | 0 | 404.3108 | 493.9703 | 571.1811 | 623.0316 | 0 | 0 | 0 | 0 | -0.1329 | 5.2915 | 12.6106 | 14.8759 | 0 | 0 | 0 | 0 | -194.6959 | -84.6313 | -64.1554 | -18.1186 | 0.37223 | 0.39077 | 0.38906 | 0.37051 | -72.4726 | -33.0718 | -24.9602 | -6.7131
8 | 17 | 2 | 582.2532 | 584.1768 | 584.4511 | 673.6783 | 378.8299 | 100.3275 | 0 | 0 | 32.3557 | 111.3226 | 108.7927 | 98.1325 | 0 | 0 | 0 | 0 | 365.2321 | 447.4066 | 513.0108 | 557.572 | 0 | 0 | 0 | 0 | -0.10998 | 7.1781 | 10.0236 | 0.036973 | 0 | 0 | 0 | 0 | -194.0545 | -82.058 | -47.376 | 17.9368 | 0.3725 | 0.38904 | 0.38716 | 0.37014 | -72.2844 | -31.9242 | -18.3419 | 6.6391
8 | 17 | 3 | 554.934 | 553.6674 | 550.3438 | 631.0684 | 378.8299 | 100.3275 | 0 | 0 | 30.6879 | 108.3369 | 102.9027 | 95.1753 | 0 | 0 | 0 | 0 | 331.2654 | 403.642 | 455.4247 | 484.9742 | 0 | 0 | 0 | 0 | -0.014894 | 0.60989 | 11.3023 | -0.82137 | 0 | 0 | 0 | 0 | -185.8343 | -59.2489 | -19.2859 | 51.7402 | 0.3732 | 0.38992 | 0.38586 | 0.37025 | -69.3542 | -23.1024 | -7.4418 | 19.157
8 | 17 | 4 | 542.0743 | 537.7264 | 530.8205 | 605.168 | 378.8299 | 100.3275 | 0 | 0 | 32.0008 | 85.8355 | 84.7545 | 86.6084 | 0 | 0 | 0 | 0 | 342.8232 | 402.9787 | 444.5398 | 463.317 | 0 | 0 | 0 | 0 | -0.10998 | 9.2242 | 2.9294 | 1.1131 | 0 | 0 | 0 | 0 | -211.4695 | -60.6394 | -1.4032 | 54.1295 | 0.37386 | 0.38754 | 0.38853 | 0.36998 | -79.0603 | -23.5003 | -0.54517 | 20.0271
8 | 17 | 5 | 544.4587 | 537.353 | 527.1849 | 597.8611 | 378.8299 | 100.3275 | 0 | 0 | 39.496 | 81.4392 | 85.5621 | 86.7659 | 0 | 0 | 0 | 0 | 309.3702 | 363.0803 | 400.4227 | 426.199 | 0 | 0 | 0 | 0 | 0.25147 | 5.2662 | 8.5647 | -9.5934 | 0 | 0 | 0 | 0 | -183.4889 | -12.7602 | 32.6355 | 94.4896 | 0.37065 | 0.39036 | 0.39029 | 0.37126 | -68.0101 | -4.9811 | 12.7373 | 35.08
8 | 17 | 6 | 567.5872 | 558.1024 | 545.0434 | 615.6692 | 378.8299 | 100.3275 | 0 | 0 | 40.0713 | 84.5081 | 82.2271 | 73.4628 | 0 | 0 | 0 | 0 | 255.5241 | 330.4483 | 367.0727 | 385.7132 | 0 | 0 | 0 | 0 | -0.015535 | 5.5085 | 19.6658 | -11.6552 | 0 | 0 | 0 | 0 | -106.8226 | 37.3101 | 76.0778 | 168.1485 | 0.37177 | 0.38885 | 0.38239 | 0.37131 | -39.7137 | 14.5078 | 29.0913 | 62.4359
8 | 17 | 7 | 626.2876 | 615.9735 | 601.8463 | 680.2921 | 378.8299 | 100.3275 | 0 | 0 | 32.5344 | 75.7494 | 74.1553 | 68.2525 | 0 | 0 | 0 | 0 | 245.1865 | 483.5876 | 553.5622 | 559.291 | 0 | 0 | 0 | 0 | -0.21507 | -3.1194 | -4.8781 | -0.92728 | 0 | 0 | 0 | 0 | -30.0482 | -40.5716 | -20.9931 | 53.6759 | 0.3667 | 0.37732 | 0.37117 | 0.37991 | -11.0187 | -15.3085 | -7.792 | 20.3921
8 | 17 | 8 | 685.468 | 674.9921 | 660.5061 | 747.5979 | 378.8299 | 100.3275 | 0 | 0 | 28.1141 | 53.2354 | 54.6263 | 62.6785 | 0 | 0 | 0 | 0 | 305.3924 | 681.0862 | 776.1119 | 787.312 | 0 | 0 | 0 | 0 | -0.099947 | -5.6352 | -11.6118 | 5.5655 | 0 | 0 | 0 | 0 | -26.7684 | -154.0218 | -158.6203 | -107.9581 | 0.37186 | 0.38691 | 0.38697 | 0.38173 | -9.954 | -59.5931 | -61.3813 | -41.2109
8 | 17 | 9 | 741.2548 | 732.0402 | 718.8651 | 816.1156 | 378.8299 | 100.3275 | 0 | 0 | 25.414 | 45.5036 | 48.205 | 52.5591 | 0 | 0 | 0 | 0 | 369.4607 | 821.308 | 935.1054 | 956.2715 | 0 | 0 | 0 | 0 | -0.20998 | -9.8577 | -19.4402 | -33.6706 | 0 | 0 | 0 | 0 | -32.2399 | -225.2411 | -245.0051 | -159.0444 | 0.37575 | 0.32651 | 0.32636 | 0.067785 | -12.1141 | -73.5434 | -79.96 | -10.7809
8 | 17 | 10 | 786.5189 | 777.8579 | 765.2567 | 870.2461 | 378.8299 | 100.3275 | 0 | 0 | 29.8553 | 42.8663 | 42.9124 | 39.8423 | 0 | 0 | 0 | 0 | 381.7177 | 875.6453 | 1004.2772 | 1035.62 | 0 | 0 | 0 | 0 | -0.36704 | -8.8508 | -19.6318 | -47.6585 | 0 | 0 | 0 | 0 | -3.5169 | -232.1304 | -262.3012 | -157.5576 | 0.38219 | 0.32795 | 0.328 | 0.071605 | -1.3441 | -76.127 | -86.0347 | -11.2819
8 | 17 | 11 | 835.7981 | 828.3035 | 817.0049 | 931.2794 | 378.8299 | 100.3275 | 0 | 0 | 33.8909 | 44.0997 | 42.606 | 39.9707 | 0 | 0 | 0 | 0 | 379.536 | 881.1011 | 1019.9746 | 1061.2696 | 0 | 0 | 0 | 0 | -0.30873 | -10.7098 | -23.9259 | -48 | 0 | 0 | 0 | 0 | 43.85 | -186.5149 | -221.6497 | -121.9608 | 0.37921 | 0.32752 | 0.328 | 0.071605 | 16.6283 | -61.0875 | -72.701 | -8.733
8 | 17 | 12 | 873.7251 | 867.4239 | 857.4455 | 979.2099 | 378.8299 | 100.3275 | 0 | 0 | 35.7847 | 43.3866 | 42.6878 | 40.5568 | 0 | 0 | 0 | 0 | 381.6716 | 893.8901 | 1043.3482 | 1106.3005 | 0 | 0 | 0 | 0 | -0.30873 | -9.9639 | -22.8738 | -48.4637 | 0 | 0 | 0 | 0 | 77.7476 | -160.2165 | -205.7168 | -119.1838 | 0.37557 | 0.32768 | 0.328 | 0.071605 | 29.1994 | -52.5004 | -67.475 | -8.5342
8 | 17 | 13 | 909.931 | 905.396 | 897.3275 | 1026.8997 | 378.8299 | 100.3275 | 0 | 0 | 37.3557 | 48.2663 | 46.7847 | 44.4175 | 0 | 0 | 0 | 0 | 385.9989 | 882.8871 | 1040.0942 | 1130.9409 | 0 | 0 | 0 | 0 | -0.31182 | -3.8293 | -17.5565 | -33.2837 | 0 | 0 | 0 | 0 | 108.0583 | -122.2555 | -171.9948 | -115.175 | 0.37374 | 0.32755 | 0.32763 | 0.071605 | 40.3857 | -40.0451 | -56.3501 | -8.2471
8 | 17 | 14 | 955.6037 | 952.8124 | 946.6889 | 1085.7123 | 378.8299 | 100.3275 | 0 | 0 | 43.8055 | 47.4976 | 47.122 | 46.6982 | 0 | 0 | 0 | 0 | 449.7388 | 961.2644 | 1126.3072 | 1181.3774 | 0 | 0 | 0 | 0 | -0.079334 | -2.0191 | -4.8208 | -13.1455 | 0 | 0 | 0 | 0 | 83.3089 | -154.258 | -221.9195 | -129.2179 | 0.37404 | 0.327 | 0.32733 | 0.070824 | 31.1608 | -50.4428 | -72.6412 | -9.1517
8 | 17 | 15 | 993.6613 | 992.9042 | 989.1163 | 1136.9445 | 378.8299 | 100.3275 | 0 | 0 | 47.1439 | 62.2431 | 55.5884 | 66.8202 | 0 | 0 | 0 | 0 | 507.6886 | 983.2247 | 1147.3501 | 1191.1787 | 0 | 0 | 0 | 0 | 0.011457 | -1.8584 | -0.62598 | -4.6926 | 0 | 0 | 0 | 0 | 59.9875 | -151.0327 | -213.1962 | -116.3618 | 0.38108 | 0.31254 | 0.31233 | 0.32609 | 22.8598 | -47.2037 | -66.5885 | -37.9445
8 | 17 | 16 | 1013.7801 | 1016.4263 | 1016.485 | 1171.9814 | 378.8299 | 100.3275 | 0 | 0 | 45.7495 | 79.1932 | 79.6198 | 70.238 | 0 | 0 | 0 | 0 | 559.5464 | 986.0175 | 1143.996 | 1202.329 | 0 | 0 | 0 | 0 | -0.16403 | -2.307 | -1.7146 | 0.98408 | 0 | 0 | 0 | 0 | 29.8183 | -146.8049 | -205.4162 | -101.5697 | 0.38915 | 0.32585 | 0.31944 | 0.31698 | 11.6037 | -47.8366 | -65.6191 | -32.1956
8 | 17 | 17 | 1019.4651 | 1026.0199 | 1030.5889 | 1192.4001 | 378.8299 | 100.3275 | 0 | 0 | 45.0572 | 77.4932 | 78.2785 | 80.936 | 0 | 0 | 0 | 0 | 573.5856 | 951.6102 | 1096.323 | 1153.4419 | 283.1967 | 303.0055 | 303.0055 | 303.0055 | -0.18032 | -2.7562 | -1.6836 | 2.5739 | 0 | 0 | 0 | 0 | -261.0241 | -403.6603 | -445.3344 | -347.5572 | 0.39 | 0.39598 | 0.39187 | 0.36712 | -101.8002 | -159.8401 | -174.5114 | -127.5958
8 | 17 | 18 | 1002.8955 | 1013.0051 | 1021.5742 | 1185.4037 | 378.8299 | 100.3275 | 0 | 0 | 48.9159 | 84.195 | 82.2396 | 81.6075 | 0 | 0 | 0 | 0 | 565.1667 | 823.9493 | 949.4034 | 989.3024 | 283.1967 | 303.0055 | 303.0055 | 303.0055 | -0.18032 | -1.6119 | -2.5876 | 0 | 0 | 0 | 0 | 0 | -273.0334 | -296.8602 | -310.4867 | -188.5117 | 0.3917 | 0.40014 | 0.39346 | 0.38236 | -106.9485 | -118.7871 | -122.1653 | -72.0792
8 | 17 | 19 | 962.8444 | 974.4558 | 984.6328 | 1143.855 | 378.8299 | 100.3275 | 0 | 0 | 51.3532 | 94.8792 | 92.2323 | 99.3279 | 0 | 0 | 0 | 0 | 542.6718 | 680.8276 | 797.9384 | 837.2317 | 283.1967 | 303.0055 | 303.0055 | 303.0055 | 0.10687 | 0.67513 | -1.9163 | 10.2512 | 0 | 0 | 0 | 0 | -293.314 | -205.2591 | -206.627 | -105.9613 | 0.39028 | 0.3992 | 0.39311 | 0.38685 | -114.4757 | -81.9403 | -81.228 | -40.9912
8 | 17 | 20 | 928.079 | 939.9881 | 950.5268 | 1104.7092 | 378.8299 | 100.3275 | 0 | 0 | 51.0944 | 106.445 | 107.6736 | 104.5377 | 0 | 0 | 0 | 0 | 534.7406 | 623.885 | 725.0506 | 769.0034 | 283.1967 | 303.0055 | 303.0055 | 303.0055 | 0.15128 | 2.6991 | 6.5883 | 49.0973 | 0 | 0 | 0 | 0 | -319.9338 | -196.374 | -191.7911 | -120.9346 | 0.39125 | 0.40133 | 0.39529 | 0.38828 | -125.1731 | -78.811 | -75.8139 | -46.956
8 | 17 | 21 | 916.7747 | 930.023 | 942.3329 | 1097.2255 | 378.8299 | 100.3275 | 0 | 0 | 50.0396 | 106.9132 | 110.7483 | 114.1534 | 0 | 0 | 0 | 0 | 522.6475 | 609.8761 | 703.1781 | 747.8129 | 283.1967 | 303.0055 | 303.0055 | 303.0055 | 0.23078 | 0.51897 | 0.93624 | 40.3155 | 0 | 0 | 0 | 0 | -318.1698 | -190.6182 | -175.5353 | -108.0617 | 0.3882 | 0.39886 | 0.39319 | 0.38634 | -123.5136 | -76.0303 | -69.0194 | -41.7489
8 | 17 | 22 | 855.8259 | 869.7226 | 883.0946 | 1030.1357 | 378.8299 | 100.3275 | 0 | 0 | 49.0346 | 107.8383 | 112.7472 | 117.9221 | 0 | 0 | 0 | 0 | 473.8475 | 557.6554 | 647.9164 | 694.7736 | 283.1967 | 303.0055 | 303.0055 | 303.0055 | 0.36118 | 2.139 | 6.7703 | 18.8622 | 0 | 0 | 0 | 0 | -329.444 | -201.2429 | -187.3448 | -104.4277 | 0.38109 | 0.39369 | 0.38812 | 0.38014 | -125.5476 | -79.2283 | -72.7128 | -39.6976
8 | 17 | 23 | 770.6383 | 783.4495 | 795.7955 | 928.503 | 378.8299 | 100.3275 | 0 | 0 | 48.217 | 107.4458 | 115.1487 | 125.2692 | 0 | 0 | 0 | 0 | 419.8928 | 497.8576 | 576.8007 | 641.9181 | 0 | 0 | 0 | 0 | 0.73427 | 3.6757 | 5.387 | 13.9921 | 0 | 0 | 0 | 0 | -77.0356 | 74.1429 | 98.4591 | 147.3236 | 0.37177 | 0.39333 | 0.38899 | 0.37327 | -28.6394 | 29.1625 | 38.2994 | 54.9914
8 | 17 | 24 | 687.3191 | 696.6543 | 705.183 | 820.4481 | 378.8299 | 100.3275 | 0 | 0 | 42.7525 | 115.8112 | 117.7415 | 119.6529 | 0 | 0 | 0 | 0 | 391.4337 | 462.2339 | 526.8748 | 596.87 | 0 | 0 | 0 | 0 | 0.18104 | 2.1005 | 8.3963 | 13.894 | 0 | 0 | 0 | 0 | -125.8781 | 16.1812 | 52.1704 | 90.0311 | 0.36952 | 0.39289 | 0.39083 | 0.37129 | -46.515 | 6.3574 | 20.3899 | 33.4278
8 | 18 | 1 | 623.2558 | 628.3467 | 632.1302 | 731.817 | 378.8299 | 100.3275 | 0 | 0 | 36.1054 | 114.5865 | 113.7347 | 113.506 | 0 | 0 | 0 | 0 | 373.8676 | 434.6737 | 484.2981 | 561.2231 | 0 | 0 | 0 | 0 | -0.1329 | 5.2915 | 12.6106 | 14.8759 | 0 | 0 | 0 | 0 | -165.4141 | -26.5324 | 21.4868 | 42.2121 | 0.37223 | 0.39077 | 0.38906 | 0.37051 | -61.5729 | -10.3682 | 8.3596 | 15.6399
8 | 18 | 2 | 582.2408 | 584.1589 | 584.4263 | 673.6435 | 378.8299 | 100.3275 | 0 | 0 | 32.3557 | 111.3226 | 108.7927 | 98.1325 | 0 | 0 | 0 | 0 | 349.9975 | 399.7975 | 444.8694 | 523.677 | 0 | 0 | 0 | 0 | -0.10998 | 7.1781 | 10.0236 | 0.036973 | 0 | 0 | 0 | 0 | -178.8323 | -34.4668 | 20.7405 | 51.797 | 0.3725 | 0.38904 | 0.38716 | 0.37014 | -66.6142 | -13.4091 | 8.0298 | 19.172
8 | 18 | 3 | 552.0895 | 550.7372 | 547.3117 | 627.4603 | 378.8299 | 100.3275 | 0 | 0 | 30.6879 | 108.3369 | 102.9027 | 95.1753 | 0 | 0 | 0 | 0 | 321.1627 | 360.7951 | 401.5635 | 478.2259 | 0 | 0 | 0 | 0 | -0.014894 | 0.60989 | 11.3023 | -0.82137 | 0 | 0 | 0 | 0 | -178.5761 | -19.3322 | 31.5432 | 54.8804 | 0.3732 | 0.38992 | 0.38586 | 0.37025 | -66.6454 | -7.538 | 12.1714 | 20.3196
8 | 18 | 4 | 533.5846 | 528.9851 | 521.7804 | 594.4147 | 378.8299 | 100.3275 | 0 | 0 | 32.0008 | 85.8355 | 84.7545 | 86.6084 | 0 | 0 | 0 | 0 | 308.7969 | 341.0657 | 378.249 | 454.7328 | 0 | 0 | 0 | 0 | -0.10998 | 9.2242 | 2.9294 | 1.1131 | 0 | 0 | 0 | 0 | -185.933 | -7.4677 | 55.8476 | 51.9604 | 0.37386 | 0.38754 | 0.38853 | 0.36998 | -69.5132 | -2.8941 | 21.6986 | 19.2245
8 | 18 | 5 | 526.9604 | 519.3271 | 508.532 | 575.6638 | 378.8299 | 100.3275 | 0 | 0 | 39.496 | 81.4392 | 85.5621 | 86.7659 | 0 | 0 | 0 | 0 | 299.8168 | 322.9586 | 363.5882 | 442.1939 | 0 | 0 | 0 | 0 | 0.25147 | 5.2662 | 8.5647 | -9.5934 | 0 | 0 | 0 | 0 | -191.4338 | 9.3356 | 50.8171 | 56.2975 | 0.37065 | 0.39036 | 0.39029 | 0.37126 | -70.9549 | 3.6443 | 19.8333 | 20.9009
8 | 18 | 6 | 528.0705 | 517.4106 | 502.9559 | 565.6012 | 378.8299 | 100.3275 | 0 | 0 | 40.0713 | 84.5081 | 82.2271 | 73.4628 | 0 | 0 | 0 | 0 | 320.5339 | 365.8198 | 411.1248 | 473.8701 | 0 | 0 | 0 | 0 | -0.015535 | 5.5085 | 19.6658 | -11.6552 | 0 | 0 | 0 | 0 | -211.349 | -38.7533 | -10.0618 | 29.9235 | 0.37177 | 0.38885 | 0.38239 | 0.37131 | -78.5737 | -15.0691 | -3.8475 | 11.111
8 | 18 | 7 | 546.0615 | 533.4138 | 516.5179 | 578.8375 | 378.8299 | 100.3275 | 0 | 0 | 32.5344 | 75.7494 | 74.1553 | 68.2525 | 0 | 0 | 0 | 0 | 260.0806 | 481.4864 | 561.9444 | 592.073 | 0 | 0 | 0 | 0 | -0.21507 | -3.1194 | -4.8781 | -0.92728 | 0 | 0 | 0 | 0 | -125.1683 | -121.0301 | -114.7037 | -80.5608 | 0.3667 | 0.37732 | 0.37117 | 0.37991 | -45.8994 | -45.6671 | -42.5746 | -30.6061
8 | 18 | 8 | 573.2748 | 559.5652 | 541.2443 | 605.8271 | 378.8299 | 100.3275 | 0 | 0 | 28.1141 | 53.2354 | 54.6263 | 62.6785 | 0 | 0 | 0 | 0 | 268.0297 | 629.3303 | 729.5864 | 764.1592 | 0 | 0 | 0 | 0 | -0.099947 | -5.6352 | -11.6118 | 5.5655 | 0 | 0 | 0 | 0 | -101.5989 | -217.6927 | -231.3567 | -226.576 | 0.37186 | 0.38691 | 0.38697 | 0.38173 | -37.7803 | -84.2283 | -89.5281 | -86.491
8 | 18 | 9 | 626.7983 | 614.2941 | 597.2184 | 671.5195 | 378.8299 | 100.3275 | 0 | 0 | 25.414 | 45.5036 | 48.205 | 52.5591 | 0 | 0 | 0 | 0 | 321.1671 | 768.0425 | 891.5645 | 941.7503 | 0 | 0 | 0 | 0 | -0.20998 | -9.8577 | -19.4402 | -33.6706 | 0 | 0 | 0 | 0 | -98.4028 | -289.7217 | -323.1108 | -289.1193 | 0.37575 | 0.32651 | 0.32636 | 0.067785 | -36.9746 | -94.597 | -105.4507 | -19.5981
8 | 18 | 10 | 681.4885 | 669.8052 | 653.6202 | 737.5449 | 378.8299 | 100.3275 | 0 | 0 | 29.8553 | 42.8663 | 42.9124 | 39.8423 | 0 | 0 | 0 | 0 | 401.705 | 901.1584 | 1045.8126 | 1098.7505 | 0 | 0 | 0 | 0 | -0.36704 | -8.8508 | -19.6318 | -47.6585 | 0 | 0 | 0 | 0 | -128.5347 | -365.6962 | -415.4731 | -353.3895 | 0.38219 | 0.32795 | 0.328 | 0.071605 | -49.1251 | -119.9299 | -136.2751 | -25.3045
8 | 18 | 11 | 732.3575 | 721.8847 | 707.0545 | 800.5807 | 378.8299 | 100.3275 | 0 | 0 | 33.8909 | 44.0997 | 42.606 | 39.9707 | 0 | 0 | 0 | 0 | 449.5288 | 974.0386 | 1142.003 | 1192.568 | 0 | 0 | 0 | 0 | -0.30873 | -10.7098 | -23.9259 | -48 | 0 | 0 | 0 | 0 | -129.5835 | -385.8712 | -453.6286 | -383.9579 | 0.37921 | 0.32752 | 0.328 | 0.071605 | -49.1391 | -126.3809 | -148.79 | -27.4933
8 | 18 | 12 | 769.8821 | 760.5977 | 747.0821 | 848.0272 | 378.8299 | 100.3275 | 0 | 0 | 35.7847 | 43.3866 | 42.6878 | 40.5568 | 0 | 0 | 0 | 0 | 478.6856 | 1010.1877 | 1201.7346 | 1257.8576 | 0 | 0 | 0 | 0 | -0.30873 | -9.9639 | -22.8738 | -48.4637 | 0 | 0 | 0 | 0 | -123.1094 | -383.3403 | -474.4665 | -401.9235 | 0.37557 | 0.32768 | 0.328 | 0.071605 | -46.2358 | -125.6145 | -155.6249 | -28.7797
8 | 18 | 13 | 804.2512 | 796.6742 | 784.9983 | 893.374 | 378.8299 | 100.3275 | 0 | 0 | 37.3557 | 48.2663 | 46.7847 | 44.4175 | 0 | 0 | 0 | 0 | 502.0382 | 1037.5897 | 1252.0502 | 1322.0298 | 0 | 0 | 0 | 0 | -0.31182 | -3.8293 | -17.5565 | -33.2837 | 0 | 0 | 0 | 0 | -113.6608 | -385.6801 | -496.2801 | -439.7895 | 0.37374 | 0.32755 | 0.32763 | 0.071605 | -42.4796 | -126.3304 | -162.5947 | -31.4911
8 | 18 | 14 | 836.6802 | 830.4819 | 820.3194 | 935.5136 | 378.8299 | 100.3275 | 0 | 0 | 43.8055 | 47.4976 | 47.122 | 46.6982 | 0 | 0 | 0 | 0 | 548.048 | 1085.9743 | 1327.8559 | 1399.2606 | 0 | 0 | 0 | 0 | -0.079334 | -2.0191 | -4.8208 | -13.1455 | 0 | 0 | 0 | 0 | -133.9238 | -401.2984 | -549.8377 | -497.2996 | 0.37404 | 0.327 | 0.32733 | 0.070824 | -50.0928 | -131.2257 | -179.9791 | -35.2208
8 | 18 | 15 | 869.8673 | 865.5689 | 857.5829 | 980.6135 | 378.8299 | 100.3275 | 0 | 0 | 47.1439 | 62.2431 | 55.5884 | 66.8202 | 0 | 0 | 0 | 0 | 612.3463 | 1129.8633 | 1376.2527 | 1458.3807 | 0 | 0 | 0 | 0 | 0.011457 | -1.8584 | -0.62598 | -4.6926 | 0 | 0 | 0 | 0 | -168.4642 | -425.0066 | -573.6322 | -539.8948 | 0.38108 | 0.31254 | 0.31233 | 0.32609 | -64.1977 | -132.8313 | -179.165 | -176.0547
8 | 18 | 16 | 894.5841 | 893.8212 | 889.8385 | 1021.4592 | 378.8299 | 100.3275 | 0 | 0 | 45.7495 | 79.1932 | 79.6198 | 70.238 | 0 | 0 | 0 | 0 | 680.5096 | 1155.0431 | 1384.8173 | 1472.4103 | 0 | 0 | 0 | 0 | -0.16403 | -2.307 | -1.7146 | 0.98408 | 0 | 0 | 0 | 0 | -210.3409 | -438.4356 | -572.8841 | -522.1732 | 0.38915 | 0.32585 | 0.31944 | 0.31698 | -81.8532 | -142.8649 | -183.0047 | -165.5188
8 | 18 | 17 | 910.7753 | 914.2214 | 915.105 | 1055.1448 | 378.8299 | 100.3275 | 0 | 0 | 45.0572 | 77.4932 | 78.2785 | 80.936 | 0 | 0 | 0 | 0 | 681.7522 | 1074.6477 | 1283.3088 | 1357.1653 | 283.1967 | 303.0055 | 303.0055 | 303.0055 | -0.18032 | -2.7562 | -1.6836 | 2.5739 | 0 | 0 | 0 | 0 | -477.8803 | -638.4964 | -747.8041 | -688.5359 | 0.39 | 0.39598 | 0.39187 | 0.36712 | -186.3749 | -252.8298 | -293.0391 | -252.7765
8 | 18 | 18 | 919.7202 | 927.4466 | 933.1903 | 1080.3531 | 378.8299 | 100.3275 | 0 | 0 | 48.9159 | 84.195 | 82.2396 | 81.6075 | 0 | 0 | 0 | 0 | 666.5286 | 919.9007 | 1108.605 | 1152.0759 | 283.1967 | 303.0055 | 303.0055 | 303.0055 | -0.18032 | -1.6119 | -2.5876 | 0 | 0 | 0 | 0 | 0 | -457.5705 | -478.3701 | -558.0722 | -456.3358 | 0.3917 | 0.40014 | 0.39346 | 0.38236 | -179.2326 | -191.4174 | -219.5812 | -174.4843
8 | 18 | 19 | 901.1745 | 911.0113 | 919.0841 | 1065.938 | 378.8299 | 100.3275 | 0 | 0 | 51.3532 | 94.8792 | 92.2323 | 99.3279 | 0 | 0 | 0 | 0 | 609.595 | 726.4933 | 902.8032 | 940.6654 | 283.1967 | 303.0055 | 303.0055 | 303.0055 | 0.10687 | 0.67513 | -1.9163 | 10.2512 | 0 | 0 | 0 | 0 | -421.9072 | -314.3692 | -377.0405 | -287.312 | 0.39028 | 0.3992 | 0.39311 | 0.38685 | -164.6635 | -125.4976 | -148.2199 | -111.1468
8 | 18 | 20 | 882.8559 | 893.4551 | 902.4398 | 1047.5399 | 378.8299 | 100.3275 | 0 | 0 | 51.0944 | 106.445 | 107.6736 | 104.5377 | 0 | 0 | 0 | 0 | 531.7181 | 617.1915 | 785.6811 | 837.232 | 283.1967 | 303.0055 | 303.0055 | 303.0055 | 0.15128 | 2.6991 | 6.5883 | 49.0973 | 0 | 0 | 0 | 0 | -362.1345 | -236.2134 | -300.5086 | -246.3326 | 0.39125 | 0.40133 | 0.39529 | 0.38828 | -141.6839 | -94.7998 | -118.7893 | -95.645
8 | 18 | 21 | 879.1288 | 891.2774 | 902.2824 | 1049.6012 | 378.8299 | 100.3275 | 0 | 0 | 50.0396 | 106.9132 | 110.7483 | 114.1534 | 0 | 0 | 0 | 0 | 437.5944 | 527.1903 | 694.9768 | 774.351 | 283.1967 | 303.0055 | 303.0055 | 303.0055 | 0.23078 | 0.51897 | 0.93624 | 40.3155 | 0 | 0 | 0 | 0 | -270.7627 | -146.678 | -207.3844 | -182.2242 | 0.3882 | 0.39886 | 0.39319 | 0.38634 | -105.1102 | -58.5042 | -81.5423 | -70.401
8 | 18 | 22 | 826.0232 | 839.048 | 851.3853 | 992.4285 | 378.8299 | 100.3275 | 0 | 0 | 49.0346 | 107.8383 | 112.7472 | 117.9221 | 0 | 0 | 0 | 0 | 400.2081 | 489.2935 | 641.8563 | 733.3763 | 283.1967 | 303.0055 | 303.0055 | 303.0055 | 0.36118 | 2.139 | 6.7703 | 18.8622 | 0 | 0 | 0 | 0 | -285.6073 | -163.5557 | -212.994 | -180.7376 | 0.38109 | 0.39369 | 0.38812 | 0.38014 | -108.8419 | -64.391 | -82.6679 | -68.7064
8 | 18 | 23 | 748.7978 | 760.9694 | 772.5564 | 900.8676 | 378.8299 | 100.3275 | 0 | 0 | 48.217 | 107.4458 | 115.1487 | 125.2692 | 0 | 0 | 0 | 0 | 431.7763 | 517.7481 | 665.095 | 756.5061 | 0 | 0 | 0 | 0 | 0.73427 | 3.6757 | 5.387 | 13.9921 | 0 | 0 | 0 | 0 | -110.7596 | 31.7723 | -13.0743 | 5.1002 | 0.37177 | 0.39333 | 0.38899 | 0.37327 | -41.1769 | 12.4969 | -5.0857 | 1.9038
8 | 18 | 24 | 672.1399 | 681.027 | 689.0237 | 801.2281 | 378.8299 | 100.3275 | 0 | 0 | 42.7525 | 115.8112 | 117.7415 | 119.6529 | 0 | 0 | 0 | 0 | 485.5326 | 563.008 | 716.3513 | 812.4068 | 0 | 0 | 0 | 0 | 0.18104 | 2.1005 | 8.3963 | 13.894 | 0 | 0 | 0 | 0 | -235.1562 | -100.2202 | -153.4655 | -144.7257 | 0.36952 | 0.39289 | 0.39083 | 0.37129 | -86.8959 | -39.3755 | -59.9793 | -53.7354
8 | 19 | 1 | 608.8843 | 613.5531 | 616.8356 | 713.6279 | 378.8299 | 100.3275 | 0 | 0 | 36.1054 | 114.5865 | 113.7347 | 113.506 | 0 | 0 | 0 | 0 | 427.5841 | 501.6771 | 645.1134 | 738.3304 | 0 | 0 | 0 | 0 | -0.1329 | 5.2915 | 12.6106 | 14.8759 | 0 | 0 | 0 | 0 | -233.5022 | -108.3294 | -154.6231 | -153.0844 | 0.37223 | 0.39077 | 0.38906 | 0.37051 | -86.9177 | -42.3324 | -60.1574 | -56.7188
8 | 19 | 2 | 564.8513 | 566.2614 | 565.9261 | 651.6448 | 378.8299 | 100.3275 | 0 | 0 | 32.3557 | 111.3226 | 108.7927 | 98.1325 | 0 | 0 | 0 | 0 | 365.058 | 435.3884 | 573.5344 | 668.5601 | 0 | 0 | 0 | 0 | -0.10998 | 7.1781 | 10.0236 | 0.036973 | 0 | 0 | 0 | 0 | -211.2823 | -87.9552 | -126.4246 | -115.0848 | 0.3725 | 0.38904 | 0.38716 | 0.37014 | -78.7017 | -34.2184 | -48.9461 | -42.5972
8 | 19 | 3 | 538.6051 | 536.8475 | 532.9404 | 610.3596 | 378.8299 | 100.3275 | 0 | 0 | 30.6879 | 108.3369 | 102.9027 | 95.1753 | 0 | 0 | 0 | 0 | 278.2917 | 345.1436 | 480.6222 | 573.4178 | 0 | 0 | 0 | 0 | -0.014894 | 0.60989 | 11.3023 | -0.82137 | 0 | 0 | 0 | 0 | -149.1896 | -17.5704 | -61.8868 | -57.4122 | 0.3732 | 0.38992 | 0.38586 | 0.37025 | -55.6782 | -6.8511 | -23.8799 | -21.257
8 | 19 | 4 | 520.4377 | 515.4419 | 507.7663 | 577.7377 | 378.8299 | 100.3275 | 0 | 0 | 32.0008 | 85.8355 | 84.7545 | 86.6084 | 0 | 0 | 0 | 0 | 219.1777 | 282.7496 | 440.0868 | 532.7848 | 0 | 0 | 0 | 0 | -0.10998 | 9.2242 | 2.9294 | 1.1131 | 0 | 0 | 0 | 0 | -109.4607 | 37.3051 | -20.0044 | -42.7686 | 0.37386 | 0.38754 | 0.38853 | 0.36998 | -40.9232 | 14.4573 | -7.7724 | -15.8237
8 | 19 | 5 | 510.8717 | 502.7556 | 491.3871 | 555.2637 | 378.8299 | 100.3275 | 0 | 0 | 39.496 | 81.4392 | 85.5621 | 86.7659 | 0 | 0 | 0 | 0 | 210.526 | 266.185 | 438.7735 | 535.6305 | 0 | 0 | 0 | 0 | 0.25147 | 5.2662 | 8.5647 | -9.5934 | 0 | 0 | 0 | 0 | -118.2318 | 49.5378 | -41.5131 | -57.5393 | 0.37065 | 0.39036 | 0.39029 | 0.37126 | -43.8226 | 19.3378 | -16.2021 | -21.3619
8 | 19 | 6 | 510.3214 | 499.1291 | 484.0419 | 543.0962 | 378.8299 | 100.3275 | 0 | 0 | 40.0713 | 84.5081 | 82.2271 | 73.4628 | 0 | 0 | 0 | 0 | 212.7305 | 275.597 | 436.0706 | 522.3968 | 0 | 0 | 0 | 0 | -0.015535 | 5.5085 | 19.6658 | -11.6552 | 0 | 0 | 0 | 0 | -121.2948 | 33.1879 | -53.9216 | -41.1081 | 0.37177 | 0.38885 | 0.38239 | 0.37131 | -45.0941 | 12.905 | -20.619 | -15.264
8 | 19 | 7 | 521.2109 | 507.8204 | 490.0422 | 547.3377 | 378.8299 | 100.3275 | 0 | 0 | 32.5344 | 75.7494 | 74.1553 | 68.2525 | 0 | 0 | 0 | 0 | 222.1568 | 404.0629 | 550.0814 | 606.5103 | 0 | 0 | 0 | 0 | -0.21507 | -3.1194 | -4.8781 | -0.92728 | 0 | 0 | 0 | 0 | -112.0952 | -69.1999 | -129.3164 | -126.4978 | 0.3667 | 0.37732 | 0.37117 | 0.37991 | -41.1054 | -26.1105 | -47.9984 | -48.0581
8 | 19 | 8 | 540.3326 | 525.6495 | 506.1727 | 564.1117 | 378.8299 | 100.3275 | 0 | 0 | 28.1141 | 53.2354 | 54.6263 | 62.6785 | 0 | 0 | 0 | 0 | 322.1307 | 628.9533 | 782.6153 | 851.074 | 0 | 0 | 0 | 0 | -0.099947 | -5.6352 | -11.6118 | 5.5655 | 0 | 0 | 0 | 0 | -188.6421 | -251.2315 | -319.4572 | -355.2063 | 0.37186 | 0.38691 | 0.38697 | 0.38173 | -70.148 | -97.2049 | -123.6203 | -135.593
8 | 19 | 9 | 587.3999 | 573.7302 | 555.2706 | 621.624 | 378.8299 | 100.3275 | 0 | 0 | 25.414 | 45.5036 | 48.205 | 52.5591 | 0 | 0 | 0 | 0 | 409.7792 | 796.3778 | 956.0584 | 1054.6731 | 0 | 0 | 0 | 0 | -0.20998 | -9.8577 | -19.4402 | -33.6706 | 0 | 0 | 0 | 0 | -226.4133 | -358.6209 | -429.5526 | -451.9377 | 0.37575 | 0.32651 | 0.32636 | 0.067785 | -85.0742 | -117.0932 | -140.1891 | -30.6348
8 | 19 | 10 | 639.2376 | 626.3061 | 608.6391 | 684.0432 | 378.8299 | 100.3275 | 0 | 0 | 29.8553 | 42.8663 | 42.9124 | 39.8423 | 0 | 0 | 0 | 0 | 477.1175 | 904.0827 | 1063.8796 | 1180.2019 | 0 | 0 | 0 | 0 | -0.36704 | -8.8508 | -19.6318 | -47.6585 | 0 | 0 | 0 | 0 | -246.1981 | -412.1195 | -478.5211 | -488.3425 | 0.38219 | 0.32795 | 0.328 | 0.071605 | -94.0953 | -135.1544 | -156.9548 | -34.9678
8 | 19 | 11 | 684.2624 | 672.377 | 655.87 | 739.7089 | 378.8299 | 100.3275 | 0 | 0 | 33.8909 | 44.0997 | 42.606 | 39.9707 | 0 | 0 | 0 | 0 | 511.8937 | 961.2355 | 1137.7543 | 1257.7602 | 0 | 0 | 0 | 0 | -0.30873 | -10.7098 | -23.9259 | -48 | 0 | 0 | 0 | 0 | -240.0434 | -422.5758 | -500.5644 | -510.022 | 0.37921 | 0.32752 | 0.328 | 0.071605 | -91.0263 | -138.4024 | -164.185 | -36.5201
8 | 19 | 12 | 721.5034 | 710.7982 | 695.5961 | 786.7968 | 378.8299 | 100.3275 | 0 | 0 | 35.7847 | 43.3866 | 42.6878 | 40.5568 | 0 | 0 | 0 | 0 | 573.9062 | 1060.6002 | 1253.1509 | 1371.9547 | 0 | 0 | 0 | 0 | -0.30873 | -9.9639 | -22.8738 | -48.4637 | 0 | 0 | 0 | 0 | -266.7086 | -483.5522 | -577.3688 | -577.2511 | 0.37557 | 0.32768 | 0.328 | 0.071605 | -100.1669 | -158.4524 | -189.3768 | -41.3341
8 | 19 | 13 | 759.7061 | 750.8242 | 737.5996 | 837.0081 | 378.8299 | 100.3275 | 0 | 0 | 37.3557 | 48.2663 | 46.7847 | 44.4175 | 0 | 0 | 0 | 0 | 663.7671 | 1163.021 | 1356.3579 | 1474.576 | 0 | 0 | 0 | 0 | -0.31182 | -3.8293 | -17.5565 | -33.2837 | 0 | 0 | 0 | 0 | -319.9348 | -556.9614 | -647.9864 | -648.7016 | 0.37374 | 0.32755 | 0.32763 | 0.071605 | -119.5725 | -182.434 | -212.2978 | -46.4503
8 | 19 | 14 | 795.66 | 788.2613 | 776.6742 | 883.6124 | 378.8299 | 100.3275 | 0 | 0 | 43.8055 | 47.4976 | 47.122 | 46.6982 | 0 | 0 | 0 | 0 | 779.5235 | 1277.2469 | 1477.7137 | 1605.2701 | 0 | 0 | 0 | 0 | -0.079334 | -2.0191 | -4.8208 | -13.1455 | 0 | 0 | 0 | 0 | -406.4196 | -634.7916 | -743.3408 | -755.2103 | 0.37404 | 0.327 | 0.32733 | 0.070824 | -152.0169 | -207.5786 | -243.3187 | -53.4871
8 | 19 | 15 | 829.6352 | 824.1703 | 814.8007 | 929.7497 | 378.8299 | 100.3275 | 0 | 0 | 47.1439 | 62.2431 | 55.5884 | 66.8202 | 0 | 0 | 0 | 0 | 857.1594 | 1347.3098 | 1546.1764 | 1699.7766 | 0 | 0 | 0 | 0 | 0.011457 | -1.8584 | -0.62598 | -4.6926 | 0 | 0 | 0 | 0 | -453.5096 | -683.8517 | -786.3381 | -832.1545 | 0.38108 | 0.31254 | 0.31233 | 0.32609 | -172.8216 | -213.7305 | -245.6004 | -271.3579
8 | 19 | 16 | 859.6801 | 857.9122 | 852.7378 | 977.3574 | 378.8299 | 100.3275 | 0 | 0 | 45.7495 | 79.1932 | 79.6198 | 70.238 | 0 | 0 | 0 | 0 | 875.0085 | 1324.9045 | 1509.109 | 1674.6111 | 0 | 0 | 0 | 0 | -0.16403 | -2.307 | -1.7146 | 0.98408 | 0 | 0 | 0 | 0 | -439.7438 | -644.2059 | -734.2765 | -768.4757 | 0.38915 | 0.32585 | 0.31944 | 0.31698 | -171.1244 | -209.9155 | -234.5606 | -243.5919
8 | 19 | 17 | 886.4164 | 889.1683 | 889.2293 | 1024.3935 | 378.8299 | 100.3275 | 0 | 0 | 45.0572 | 77.4932 | 78.2785 | 80.936 | 0 | 0 | 0 | 0 | 855.6534 | 1235.7438 | 1407.7452 | 1551.5679 | 283.1967 | 303.0055 | 303.0055 | 303.0055 | -0.18032 | -2.7562 | -1.6836 | 2.5739 | 0 | 0 | 0 | 0 | -676.1405 | -824.6455 | -898.1162 | -913.6897 | 0.39 | 0.39598 | 0.39187 | 0.36712 | -263.697 | -326.5405 | -351.9413 | -335.4354
8 | 19 | 18 | 900.1134 | 907.2894 | 912.3812 | 1055.6318 | 378.8299 | 100.3275 | 0 | 0 | 48.9159 | 84.195 | 82.2396 | 81.6075 | 0 | 0 | 0 | 0 | 774.1214 | 1025.0077 | 1173.6424 | 1283.792 | 283.1967 | 303.0055 | 303.0055 | 303.0055 | -0.18032 | -1.6119 | -2.5876 | 0 | 0 | 0 | 0 | 0 | -584.7702 | -603.6343 | -643.9186 | -612.7732 | 0.3917 | 0.40014 | 0.39346 | 0.38236 | -229.0574 | -241.5412 | -253.3587 | -234.2996
8 | 19 | 19 | 885.8016 | 895.214 | 902.7845 | 1046.5812 | 378.8299 | 100.3275 | 0 | 0 | 51.3532 | 94.8792 | 92.2323 | 99.3279 | 0 | 0 | 0 | 0 | 651.346 | 772.3615 | 880.6599 | 989.3879 | 283.1967 | 303.0055 | 303.0055 | 303.0055 | 0.10687 | 0.67513 | -1.9163 | 10.2512 | 0 | 0 | 0 | 0 | -479.031 | -376.0347 | -371.1968 | -355.3913 | 0.39028 | 0.3992 | 0.39311 | 0.38685 | -186.958 | -150.1148 | -145.9227 | -137.4833
8 | 19 | 20 | 869.2025 | 879.4282 | 887.9712 | 1030.3611 | 378.8299 | 100.3275 | 0 | 0 | 51.0944 | 106.445 | 107.6736 | 104.5377 | 0 | 0 | 0 | 0 | 611.4865 | 691.1602 | 804.3014 | 911.1856 | 283.1967 | 303.0055 | 303.0055 | 303.0055 | 0.15128 | 2.6991 | 6.5883 | 49.0973 | 0 | 0 | 0 | 0 | -455.5562 | -324.2091 | -333.5975 | -337.4649 | 0.39125 | 0.40133 | 0.39529 | 0.38828 | -178.2349 | -130.1152 | -131.8691 | -131.0295
8 | 19 | 21 | 875.4309 | 887.4809 | 898.3693 | 1044.9576 | 378.8299 | 100.3275 | 0 | 0 | 50.0396 | 106.9132 | 110.7483 | 114.1534 | 0 | 0 | 0 | 0 | 566.1751 | 643.2279 | 751.7904 | 857.0091 | 283.1967 | 303.0055 | 303.0055 | 303.0055 | 0.23078 | 0.51897 | 0.93624 | 40.3155 | 0 | 0 | 0 | 0 | -403.0412 | -266.5121 | -268.1111 | -269.5258 | 0.3882 | 0.39886 | 0.39319 | 0.38634 | -156.4607 | -106.3014 | -105.4196 | -104.1293
8 | 19 | 22 | 827.8196 | 840.8888 | 853.2782 | 994.6711 | 378.8299 | 100.3275 | 0 | 0 | 49.0346 | 107.8383 | 112.7472 | 117.9221 | 0 | 0 | 0 | 0 | 473.3681 | 547.3134 | 647.7528 | 756.384 | 283.1967 | 303.0055 | 303.0055 | 303.0055 | 0.36118 | 2.139 | 6.7703 | 18.8622 | 0 | 0 | 0 | 0 | -356.9709 | -219.7348 | -216.9975 | -201.5027 | 0.38109 | 0.39369 | 0.38812 | 0.38014 | -136.0378 | -86.5085 | -84.2217 | -76.6001
8 | 19 | 23 | 741.0311 | 752.9671 | 764.2742 | 891.0103 | 378.8299 | 100.3275 | 0 | 0 | 48.217 | 107.4458 | 115.1487 | 125.2692 | 0 | 0 | 0 | 0 | 433.3728 | 497.7873 | 604.3776 | 729.0819 | 0 | 0 | 0 | 0 | 0.73427 | 3.6757 | 5.387 | 13.9921 | 0 | 0 | 0 | 0 | -120.1229 | 43.7309 | 39.3609 | 22.6671 | 0.37177 | 0.39333 | 0.38899 | 0.37327 | -44.6578 | 17.2006 | 15.3109 | 8.4609
8 | 19 | 24 | 656.8509 | 665.2944 | 672.765 | 781.8979 | 378.8299 | 100.3275 | 0 | 0 | 42.7525 | 115.8112 | 117.7415 | 119.6529 | 0 | 0 | 0 | 0 | 420.6721 | 474.6464 | 573.6556 | 712.6203 | 0 | 0 | 0 | 0 | 0.18104 | 2.1005 | 8.3963 | 13.894 | 0 | 0 | 0 | 0 | -185.5848 | -27.5912 | -27.0284 | -64.2693 | 0.36952 | 0.39289 | 0.39083 | 0.37129 | -68.578 | -10.8403 | -10.5636 | -23.8627
8 | 20 | 1 | 597.0254 | 601.3508 | 604.226 | 698.6367 | 378.8299 | 100.3275 | 0 | 0 | 36.1054 | 114.5865 | 113.7347 | 113.506 | 0 | 0 | 0 | 0 | 417.7289 | 463.3815 | 554.5288 | 698.1534 | 0 | 0 | 0 | 0 | -0.1329 | 5.2915 | 12.6106 | 14.8759 | 0 | 0 | 0 | 0 | -235.5058 | -82.2361 | -76.6482 | -127.8986 | 0.37223 | 0.39077 | 0.38906 | 0.37051 | -87.6635 | -32.1358 | -29.8206 | -47.3873
8 | 20 | 2 | 557.0295 | 558.2173 | 557.6185 | 641.7725 | 378.8299 | 100.3275 | 0 | 0 | 32.3557 | 111.3226 | 108.7927 | 98.1325 | 0 | 0 | 0 | 0 | 364.445 | 401.0997 | 486.2246 | 634.864 | 0 | 0 | 0 | 0 | -0.10998 | 7.1781 | 10.0236 | 0.036973 | 0 | 0 | 0 | 0 | -218.4911 | -61.7106 | -47.4224 | -91.261 | 0.3725 | 0.38904 | 0.38716 | 0.37014 | -81.3869 | -24.0081 | -18.3599 | -33.7791
8 | 20 | 3 | 531.8799 | 529.9421 | 525.8221 | 601.9118 | 378.8299 | 100.3275 | 0 | 0 | 30.6879 | 108.3369 | 102.9027 | 95.1753 | 0 | 0 | 0 | 0 | 301.3761 | 328.8616 | 404.2049 | 557.9524 | 0 | 0 | 0 | 0 | -0.014894 | 0.60989 | 11.3023 | -0.82137 | 0 | 0 | 0 | 0 | -178.9991 | -8.1938 | 7.4122 | -50.3946 | 0.3732 | 0.38992 | 0.38586 | 0.37025 | -66.8033 | -3.1949 | 2.8601 | -18.6587
8 | 20 | 4 | 522.9903 | 518.0833 | 510.5139 | 581.0195 | 378.8299 | 100.3275 | 0 | 0 | 32.0008 | 85.8355 | 84.7545 | 86.6084 | 0 | 0 | 0 | 0 | 246.367 | 271.0487 | 341.7997 | 483.3279 | 0 | 0 | 0 | 0 | -0.10998 | 9.2242 | 2.9294 | 1.1131 | 0 | 0 | 0 | 0 | -134.0974 | 51.6474 | 81.0303 | 9.9701 | 0.37386 | 0.38754 | 0.38853 | 0.36998 | -50.1339 | 20.0155 | 31.4829 | 3.6888
8 | 20 | 5 | 528.7243 | 521.1629 | 510.4543 | 577.9706 | 378.8299 | 100.3275 | 0 | 0 | 39.496 | 81.4392 | 85.5621 | 86.7659 | 0 | 0 | 0 | 0 | 226.0114 | 249.7588 | 314.4736 | 454.476 | 0 | 0 | 0 | 0 | 0.25147 | 5.2662 | 8.5647 | -9.5934 | 0 | 0 | 0 | 0 | -115.8646 | 84.3713 | 101.854 | 46.322 | 0.37065 | 0.39036 | 0.39029 | 0.37126 | -42.9452 | 32.9355 | 39.7524 | 17.1974
8 | 20 | 6 | 551.2164 | 541.2631 | 527.6486 | 594.9947 | 378.8299 | 100.3275 | 0 | 0 | 40.0713 | 84.5081 | 82.2271 | 73.4628 | 0 | 0 | 0 | 0 | 212.1706 | 263.1522 | 323.874 | 443.4104 | 0 | 0 | 0 | 0 | -0.015535 | 5.5085 | 19.6658 | -11.6552 | 0 | 0 | 0 | 0 | -79.8399 | 87.7668 | 101.8817 | 89.7767 | 0.37177 | 0.38885 | 0.38239 | 0.37131 | -29.6823 | 34.1277 | 38.9584 | 33.3353
8 | 20 | 7 | 605.2304 | 594.3164 | 579.4781 | 653.7094 | 378.8299 | 100.3275 | 0 | 0 | 32.5344 | 75.7494 | 74.1553 | 68.2525 | 0 | 0 | 0 | 0 | 244.6102 | 465.0931 | 553.3589 | 647.8835 | 0 | 0 | 0 | 0 | -0.21507 | -3.1194 | -4.8781 | -0.92728 | 0 | 0 | 0 | 0 | -50.5291 | -43.7342 | -43.158 | -61.4993 | 0.3667 | 0.37732 | 0.37117 | 0.37991 | -18.5291 | -16.5018 | -16.019 | -23.3643
8 | 20 | 8 | 654.46 | 643.1035 | 627.574 | 708.4637 | 378.8299 | 100.3275 | 0 | 0 | 28.1141 | 53.2354 | 54.6263 | 62.6785 | 0 | 0 | 0 | 0 | 314.1326 | 658.5967 | 775.3896 | 888.7947 | 0 | 0 | 0 | 0 | -0.099947 | -5.6352 | -11.6118 | 5.5655 | 0 | 0 | 0 | 0 | -66.5166 | -163.4208 | -190.8302 | -248.5749 | 0.37186 | 0.38691 | 0.38697 | 0.38173 | -24.7347 | -63.2298 | -73.8455 | -94.8886
8 | 20 | 9 | 708.1362 | 697.9871 | 683.7049 | 774.3401 | 378.8299 | 100.3275 | 0 | 0 | 25.414 | 45.5036 | 48.205 | 52.5591 | 0 | 0 | 0 | 0 | 374.9638 | 795.2264 | 938.6221 | 1072.0092 | 0 | 0 | 0 | 0 | -0.20998 | -9.8577 | -19.4402 | -33.6706 | 0 | 0 | 0 | 0 | -70.8616 | -233.2126 | -283.6819 | -316.5577 | 0.37575 | 0.32651 | 0.32636 | 0.067785 | -26.6261 | -76.1462 | -92.5826 | -21.458
8 | 20 | 10 | 754.8162 | 745.2623 | 731.6033 | 830.2624 | 378.8299 | 100.3275 | 0 | 0 | 29.8553 | 42.8663 | 42.9124 | 39.8423 | 0 | 0 | 0 | 0 | 419.8386 | 884.8946 | 1050.621 | 1192.8234 | 0 | 0 | 0 | 0 | -0.36704 | -8.8508 | -19.6318 | -47.6585 | 0 | 0 | 0 | 0 | -73.3405 | -273.9752 | -342.2983 | -354.7448 | 0.38219 | 0.32795 | 0.328 | 0.071605 | -28.0303 | -89.85 | -112.2737 | -25.4015
8 | 20 | 11 | 806.4197 | 798.0985 | 785.8207 | 894.2302 | 378.8299 | 100.3275 | 0 | 0 | 33.8909 | 44.0997 | 42.606 | 39.9707 | 0 | 0 | 0 | 0 | 476.8984 | 957.61 | 1139.1679 | 1294.046 | 0 | 0 | 0 | 0 | -0.30873 | -10.7098 | -23.9259 | -48 | 0 | 0 | 0 | 0 | -82.8908 | -293.2289 | -372.0272 | -391.7864 | 0.37921 | 0.32752 | 0.328 | 0.071605 | -31.4329 | -96.0386 | -122.0248 | -28.0539
8 | 20 | 12 | 845.3112 | 838.2192 | 827.3047 | 943.4094 | 378.8299 | 100.3275 | 0 | 0 | 35.7847 | 43.3866 | 42.6878 | 40.5568 | 0 | 0 | 0 | 0 | 571.0437 | 1055.9262 | 1244.1734 | 1410.6446 | 0 | 0 | 0 | 0 | -0.30873 | -9.9639 | -22.8738 | -48.4637 | 0 | 0 | 0 | 0 | -140.0383 | -351.4572 | -436.6828 | -459.3284 | 0.37557 | 0.32768 | 0.328 | 0.071605 | -52.5937 | -115.1669 | -143.2318 | -32.8902
8 | 20 | 13 | 881.9285 | 876.6209 | 867.6381 | 991.6421 | 378.8299 | 100.3275 | 0 | 0 | 37.3557 | 48.2663 | 46.7847 | 44.4175 | 0 | 0 | 0 | 0 | 646.2258 | 1131.5613 | 1324.4655 | 1493.5976 | 0 | 0 | 0 | 0 | -0.31182 | -3.8293 | -17.5565 | -33.2837 | 0 | 0 | 0 | 0 | -180.1711 | -399.7049 | -486.0556 | -513.0892 | 0.37374 | 0.32755 | 0.32763 | 0.071605 | -67.3372 | -130.9243 | -159.2449 | -36.7398
8 | 20 | 14 | 925.4512 | 921.8432 | 914.7543 | 1047.8042 | 378.8299 | 100.3275 | 0 | 0 | 43.8055 | 47.4976 | 47.122 | 46.6982 | 0 | 0 | 0 | 0 | 713.6489 | 1195.0657 | 1394.1638 | 1564.4832 | 0 | 0 | 0 | 0 | -0.079334 | -2.0191 | -4.8208 | -13.1455 | 0 | 0 | 0 | 0 | -210.7538 | -419.0285 | -521.7106 | -550.2316 | 0.37404 | 0.327 | 0.32733 | 0.070824 | -78.8302 | -137.0235 | -170.7722 | -38.9697
8 | 20 | 15 | 957.7183 | 955.9924 | 951.0594 | 1091.7735 | 378.8299 | 100.3275 | 0 | 0 | 47.1439 | 62.2431 | 55.5884 | 66.8202 | 0 | 0 | 0 | 0 | 747.9295 | 1221.1045 | 1438.2246 | 1598.9431 | 0 | 0 | 0 | 0 | 0.011457 | -1.8584 | -0.62598 | -4.6926 | 0 | 0 | 0 | 0 | -216.1965 | -425.8244 | -542.1276 | -569.2972 | 0.38108 | 0.31254 | 0.31233 | 0.32609 | -82.3873 | -133.0869 | -169.3251 | -185.6425
8 | 20 | 16 | 983.9962 | 985.8547 | 984.9834 | 1134.6067 | 378.8299 | 100.3275 | 0 | 0 | 45.7495 | 79.1932 | 79.6198 | 70.238 | 0 | 0 | 0 | 0 | 747.4532 | 1192.2383 | 1390.8883 | 1539.5385 | 0 | 0 | 0 | 0 | -0.16403 | -2.307 | -1.7146 | 0.98408 | 0 | 0 | 0 | 0 | -187.8724 | -383.5973 | -483.8102 | -476.1539 | 0.38915 | 0.32585 | 0.31944 | 0.31698 | -73.1097 | -124.9958 | -154.5505 | -150.9315
8 | 20 | 17 | 998.2415 | 1004.2547 | 1008.1855 | 1165.8401 | 378.8299 | 100.3275 | 0 | 0 | 45.0572 | 77.4932 | 78.2785 | 80.936 | 0 | 0 | 0 | 0 | 731.7026 | 1107.185 | 1290.49 | 1419.8948 | 283.1967 | 303.0055 | 303.0055 | 303.0055 | -0.18032 | -2.7562 | -1.6836 | 2.5739 | 0 | 0 | 0 | 0 | -440.3646 | -581.0003 | -661.9048 | -640.5701 | 0.39 | 0.39598 | 0.39187 | 0.36712 | -171.7436 | -230.0626 | -259.3781 | -235.1672
8 | 20 | 18 | 995.6119 | 1005.5767 | 1013.9779 | 1176.4404 | 378.8299 | 100.3275 | 0 | 0 | 48.9159 | 84.195 | 82.2396 | 81.6075 | 0 | 0 | 0 | 0 | 682.9549 | 914.1953 | 1076.9313 | 1162.1377 | 283.1967 | 303.0055 | 303.0055 | 303.0055 | -0.18032 | -1.6119 | -2.5876 | 0 | 0 | 0 | 0 | 0 | -398.1052 | -394.5346 | -445.6109 | -370.3103 | 0.3917 | 0.40014 | 0.39346 | 0.38236 | -155.9398 | -157.871 | -175.3318 | -141.5916
8 | 20 | 19 | 968.5966 | 980.4271 | 990.8671 | 1151.3206 | 378.8299 | 100.3275 | 0 | 0 | 51.3532 | 94.8792 | 92.2323 | 99.3279 | 0 | 0 | 0 | 0 | 640.0712 | 742.0415 | 882.8277 | 954.2423 | 283.1967 | 303.0055 | 303.0055 | 303.0055 | 0.10687 | 0.67513 | -1.9163 | 10.2512 | 0 | 0 | 0 | 0 | -384.9613 | -260.5016 | -285.282 | -215.5064 | 0.39028 | 0.3992 | 0.39311 | 0.38685 | -150.2441 | -103.9934 | -112.1484 | -83.3688
8 | 20 | 20 | 946.3062 | 958.7666 | 969.9606 | 1127.8375 | 378.8299 | 100.3275 | 0 | 0 | 51.0944 | 106.445 | 107.6736 | 104.5377 | 0 | 0 | 0 | 0 | 594.8913 | 661.3509 | 810.8687 | 891.2833 | 283.1967 | 303.0055 | 303.0055 | 303.0055 | 0.15128 | 2.6991 | 6.5883 | 49.0973 | 0 | 0 | 0 | 0 | -361.8574 | -215.0613 | -258.1755 | -220.0863 | 0.39125 | 0.40133 | 0.39529 | 0.38828 | -141.5755 | -86.3108 | -102.0553 | -85.4542
8 | 20 | 21 | 933.5609 | 947.3081 | 960.2105 | 1118.4927 | 378.8299 | 100.3275 | 0 | 0 | 50.0396 | 106.9132 | 110.7483 | 114.1534 | 0 | 0 | 0 | 0 | 520.5474 | 593.4015 | 742.4131 | 839.4737 | 283.1967 | 303.0055 | 303.0055 | 303.0055 | 0.23078 | 0.51897 | 0.93624 | 40.3155 | 0 | 0 | 0 | 0 | -299.2835 | -156.8585 | -196.8927 | -178.4554 | 0.3882 | 0.39886 | 0.39319 | 0.38634 | -116.1819 | -62.5648 | -77.417 | -68.9449
8 | 20 | 22 | 863.4152 | 877.5327 | 891.1666 | 1039.7333 | 378.8299 | 100.3275 | 0 | 0 | 49.0346 | 107.8383 | 112.7472 | 117.9221 | 0 | 0 | 0 | 0 | 461.1886 | 534.5679 | 661.9048 | 767.3243 | 283.1967 | 303.0055 | 303.0055 | 303.0055 | 0.36118 | 2.139 | 6.7703 | 18.8622 | 0 | 0 | 0 | 0 | -309.1958 | -170.3453 | -193.2611 | -167.3808 | 0.38109 | 0.39369 | 0.38812 | 0.38014 | -117.8312 | -67.0641 | -75.0091 | -63.6288
8 | 20 | 23 | 767.7232 | 780.4487 | 792.6931 | 924.8134 | 378.8299 | 100.3275 | 0 | 0 | 48.217 | 107.4458 | 115.1487 | 125.2692 | 0 | 0 | 0 | 0 | 434.4777 | 511.5701 | 626.8941 | 735.3489 | 0 | 0 | 0 | 0 | 0.73427 | 3.6757 | 5.387 | 13.9921 | 0 | 0 | 0 | 0 | -94.5357 | 57.4297 | 45.2633 | 50.2032 | 0.37177 | 0.39333 | 0.38899 | 0.37327 | -35.1453 | 22.5887 | 17.6069 | 18.7393
8 | 20 | 24 | 675.8143 | 684.8227 | 692.9643 | 805.9282 | 378.8299 | 100.3275 | 0 | 0 | 42.7525 | 115.8112 | 117.7415 | 119.6529 | 0 | 0 | 0 | 0 | 438.9636 | 513.7196 | 616.9883 | 717.9091 | 0 | 0 | 0 | 0 | 0.18104 | 2.1005 | 8.3963 | 13.894 | 0 | 0 | 0 | 0 | -184.9127 | -47.1361 | -50.1618 | -45.5278 | 0.36952 | 0.39289 | 0.39083 | 0.37129 | -68.3297 | -18.5193 | -19.6049 | -16.9041
8 | 21 | 1 | 609.9 | 614.617 | 617.9578 | 714.9811 | 378.8299 | 100.3275 | 0 | 0 | 36.1054 | 114.5865 | 113.7347 | 113.506 | 0 | 0 | 0 | 0 | 479.751 | 551.5546 | 641.5834 | 743.1208 | 0 | 0 | 0 | 0 | -0.1329 | 5.2915 | 12.6106 | 14.8759 | 0 | 0 | 0 | 0 | -284.6534 | -157.143 | -149.971 | -156.5216 | 0.37223 | 0.39077 | 0.38906 | 0.37051 | -105.9579 | -61.4075 | -58.3474 | -57.9923
8 | 21 | 2 | 570.213 | 571.7915 | 571.6567 | 658.4712 | 378.8299 | 100.3275 | 0 | 0 | 32.3557 | 111.3226 | 108.7927 | 98.1325 | 0 | 0 | 0 | 0 | 502.4568 | 564.5327 | 640.1781 | 739.889 | 0 | 0 | 0 | 0 | -0.10998 | 7.1781 | 10.0236 | 0.036973 | 0 | 0 | 0 | 0 | -343.3194 | -211.5693 | -187.3377 | -179.5873 | 0.3725 | 0.38904 | 0.38716 | 0.37014 | -127.8848 | -82.3098 | -72.5289 | -66.4719
8 | 21 | 3 | 547.4329 | 545.95 | 542.3698 | 621.5893 | 378.8299 | 100.3275 | 0 | 0 | 30.6879 | 108.3369 | 102.9027 | 95.1753 | 0 | 0 | 0 | 0 | 476.6362 | 529.4559 | 586.933 | 677.4761 | 0 | 0 | 0 | 0 | -0.014894 | 0.60989 | 11.3023 | -0.82137 | 0 | 0 | 0 | 0 | -338.7062 | -192.7802 | -158.7682 | -150.2407 | 0.3732 | 0.38992 | 0.38586 | 0.37025 | -126.4067 | -75.169 | -61.2631 | -55.6271
8 | 21 | 4 | 534.4906 | 529.9229 | 522.7564 | 595.5806 | 378.8299 | 100.3275 | 0 | 0 | 32.0008 | 85.8355 | 84.7545 | 86.6084 | 0 | 0 | 0 | 0 | 435.1341 | 478.9113 | 515.4812 | 599.7742 | 0 | 0 | 0 | 0 | -0.10998 | 9.2242 | 2.9294 | 1.1131 | 0 | 0 | 0 | 0 | -311.3641 | -144.3755 | -80.4087 | -91.9152 | 0.37386 | 0.38754 | 0.38853 | 0.36998 | -116.4071 | -55.9514 | -31.2414 | -34.0072
8 | 21 | 5 | 537.3554 | 530.0465 | 519.6378 | 588.8912 | 378.8299 | 100.3275 | 0 | 0 | 39.496 | 81.4392 | 85.5621 | 86.7659 | 0 | 0 | 0 | 0 | 404.1615 | 435.9517 | 460.7987 | 539.5015 | 0 | 0 | 0 | 0 | 0.25147 | 5.2662 | 8.5647 | -9.5934 | 0 | 0 | 0 | 0 | -285.3836 | -92.938 | -35.2877 | -27.7829 | 0.37065 | 0.39036 | 0.39029 | 0.37126 | -105.7774 | -36.2797 | -13.7724 | -10.3146
8 | 21 | 6 | 562.9977 | 553.3862 | 540.1773 | 609.8904 | 378.8299 | 100.3275 | 0 | 0 | 40.0713 | 84.5081 | 82.2271 | 73.4628 | 0 | 0 | 0 | 0 | 342.7327 | 392.7363 | 414.3768 | 481.349 | 0 | 0 | 0 | 0 | -0.015535 | 5.5085 | 19.6658 | -11.6552 | 0 | 0 | 0 | 0 | -198.6206 | -29.6941 | 23.9076 | 66.7338 | 0.37177 | 0.38885 | 0.38239 | 0.37131 | -73.8417 | -11.5464 | 9.142 | 24.7792
8 | 21 | 7 | 626.3248 | 616.0115 | 601.8852 | 680.3381 | 378.8299 | 100.3275 | 0 | 0 | 32.5344 | 75.7494 | 74.1553 | 68.2525 | 0 | 0 | 0 | 0 | 262.7192 | 476.36 | 527.9231 | 566.1211 | 0 | 0 | 0 | 0 | -0.21507 | -3.1194 | -4.8781 | -0.92728 | 0 | 0 | 0 | 0 | -47.5437 | -33.306 | 4.6849 | 46.8917 | 0.3667 | 0.37732 | 0.37117 | 0.37991 | -17.4343 | -12.567 | 1.7389 | 17.8148
8 | 21 | 8 | 680.3442 | 669.7182 | 655.054 | 741.1143 | 378.8299 | 100.3275 | 0 | 0 | 28.1141 | 53.2354 | 54.6263 | 62.6785 | 0 | 0 | 0 | 0 | 283.6662 | 623.0436 | 698.6646 | 750.2046 | 0 | 0 | 0 | 0 | -0.099947 | -5.6352 | -11.6118 | 5.5655 | 0 | 0 | 0 | 0 | -10.1661 | -101.253 | -86.6251 | -77.3344 | 0.37186 | 0.38691 | 0.38697 | 0.38173 | -3.7803 | -39.1762 | -33.5213 | -29.5209
8 | 21 | 9 | 732.1469 | 722.6752 | 709.1954 | 804.6265 | 378.8299 | 100.3275 | 0 | 0 | 25.414 | 45.5036 | 48.205 | 52.5591 | 0 | 0 | 0 | 0 | 330.0819 | 749.6226 | 849.2588 | 932.4856 | 0 | 0 | 0 | 0 | -0.20998 | -9.8577 | -19.4402 | -33.6706 | 0 | 0 | 0 | 0 | -1.9689 | -162.9208 | -168.8281 | -146.7476 | 0.37575 | 0.32651 | 0.32636 | 0.067785 | -0.73982 | -53.1952 | -55.0988 | -9.9474
8 | 21 | 10 | 778.9582 | 770.0814 | 757.2244 | 860.7 | 378.8299 | 100.3275 | 0 | 0 | 29.8553 | 42.8663 | 42.9124 | 39.8423 | 0 | 0 | 0 | 0 | 353.3443 | 822.5445 | 941.4421 | 1040.3767 | 0 | 0 | 0 | 0 | -0.36704 | -8.8508 | -19.6318 | -47.6585 | 0 | 0 | 0 | 0 | 17.2957 | -186.806 | -207.4983 | -171.8605 | 0.38219 | 0.32795 | 0.328 | 0.071605 | 6.6103 | -61.2629 | -68.0594 | -12.3061
8 | 21 | 11 | 826.2079 | 818.44 | 806.8174 | 919.1723 | 378.8299 | 100.3275 | 0 | 0 | 33.8909 | 44.0997 | 42.606 | 39.9707 | 0 | 0 | 0 | 0 | 365.3215 | 857.7345 | 985.7088 | 1090.9939 | 0 | 0 | 0 | 0 | -0.30873 | -10.7098 | -23.9259 | -48 | 0 | 0 | 0 | 0 | 48.4743 | -173.0119 | -197.5714 | -163.7923 | 0.37921 | 0.32752 | 0.328 | 0.071605 | 18.3818 | -56.665 | -64.8034 | -11.7283
8 | 21 | 12 | 864.5739 | 858.0245 | 847.7527 | 967.7037 | 378.8299 | 100.3275 | 0 | 0 | 35.7847 | 43.3866 | 42.6878 | 40.5568 | 0 | 0 | 0 | 0 | 382.8711 | 877.9843 | 1011.9261 | 1117.2643 | 0 | 0 | 0 | 0 | -0.30873 | -9.9639 | -22.8738 | -48.4637 | 0 | 0 | 0 | 0 | 67.3969 | -153.7101 | -183.9874 | -141.6537 | 0.37557 | 0.32768 | 0.328 | 0.071605 | 25.312 | -50.3683 | -60.3478 | -10.1431
8 | 21 | 13 | 904.3231 | 899.6501 | 891.4193 | 1019.9006 | 378.8299 | 100.3275 | 0 | 0 | 37.3557 | 48.2663 | 46.7847 | 44.4175 | 0 | 0 | 0 | 0 | 396.6256 | 890.8994 | 1031.2758 | 1136.8061 | 0 | 0 | 0 | 0 | -0.31182 | -3.8293 | -17.5565 | -33.2837 | 0 | 0 | 0 | 0 | 91.8237 | -136.0138 | -169.0846 | -128.0393 | 0.37374 | 0.32755 | 0.32763 | 0.071605 | 34.3182 | -44.5516 | -55.3967 | -9.1683
8 | 21 | 14 | 949.6438 | 946.7213 | 940.4446 | 1078.3311 | 378.8299 | 100.3275 | 0 | 0 | 43.8055 | 47.4976 | 47.122 | 46.6982 | 0 | 0 | 0 | 0 | 397.3065 | 892.7255 | 1037.4187 | 1139.7619 | 0 | 0 | 0 | 0 | -0.079334 | -2.0191 | -4.8208 | -13.1455 | 0 | 0 | 0 | 0 | 129.7812 | -91.8102 | -139.2753 | -94.9835 | 0.37404 | 0.327 | 0.32733 | 0.070824 | 48.5433 | -30.0222 | -45.5891 | -6.7271
8 | 21 | 15 | 988.3872 | 987.531 | 983.6286 | 1130.4753 | 378.8299 | 100.3275 | 0 | 0 | 47.1439 | 62.2431 | 55.5884 | 66.8202 | 0 | 0 | 0 | 0 | 401.7196 | 898.5229 | 1054.6282 | 1149.3294 | 0 | 0 | 0 | 0 | 0.011457 | -1.8584 | -0.62598 | -4.6926 | 0 | 0 | 0 | 0 | 160.6824 | -71.7041 | -125.962 | -80.9817 | 0.38108 | 0.31254 | 0.31233 | 0.32609 | 61.2322 | -22.4104 | -39.3422 | -26.4074
8 | 21 | 16 | 1015.5853 | 1018.3398 | 1018.5302 | 1174.4702 | 378.8299 | 100.3275 | 0 | 0 | 45.7495 | 79.1932 | 79.6198 | 70.238 | 0 | 0 | 0 | 0 | 390.0766 | 860.4537 | 1008.1615 | 1093.7006 | 0 | 0 | 0 | 0 | -0.16403 | -2.307 | -1.7146 | 0.98408 | 0 | 0 | 0 | 0 | 201.0933 | -19.3275 | -67.5366 | 9.5475 | 0.38915 | 0.32585 | 0.31944 | 0.31698 | 78.2546 | -6.2979 | -21.5742 | 3.0264
8 | 21 | 17 | 1029.6622 | 1036.5665 | 1041.5531 | 1205.4905 | 378.8299 | 100.3275 | 0 | 0 | 45.0572 | 77.4932 | 78.2785 | 80.936 | 0 | 0 | 0 | 0 | 359.5352 | 760.3181 | 899.7125 | 973.5909 | 283.1967 | 303.0055 | 303.0055 | 303.0055 | -0.18032 | -2.7562 | -1.6836 | 2.5739 | 0 | 0 | 0 | 0 | -36.7765 | -201.8216 | -237.7597 | -154.6158 | 0.39 | 0.39598 | 0.39187 | 0.36712 | -14.343 | -79.9167 | -93.17 | -56.7628
8 | 21 | 18 | 1017.8386 | 1028.4309 | 1037.5754 | 1204.4782 | 378.8299 | 100.3275 | 0 | 0 | 48.9159 | 84.195 | 82.2396 | 81.6075 | 0 | 0 | 0 | 0 | 305.2063 | 568.5737 | 708.4388 | 761.735 | 283.1967 | 303.0055 | 303.0055 | 303.0055 | -0.18032 | -1.6119 | -2.5876 | 0 | 0 | 0 | 0 | 0 | 1.8701 | -26.0589 | -53.5208 | 58.1303 | 0.3917 | 0.40014 | 0.39346 | 0.38236 | 0.73252 | -10.4273 | -21.0585 | 22.2267
8 | 21 | 19 | 980.0027 | 992.1603 | 1002.9879 | 1165.7272 | 378.8299 | 100.3275 | 0 | 0 | 51.3532 | 94.8792 | 92.2323 | 99.3279 | 0 | 0 | 0 | 0 | 335.8945 | 455.8088 | 582.2197 | 624.9381 | 283.1967 | 303.0055 | 303.0055 | 303.0055 | 0.10687 | 0.67513 | -1.9163 | 10.2512 | 0 | 0 | 0 | 0 | -69.3784 | 37.4642 | 27.4468 | 128.2045 | 0.39028 | 0.3992 | 0.39311 | 0.38685 | -27.0773 | 14.9559 | 10.7897 | 49.596
8 | 21 | 20 | 954.9366 | 967.6567 | 979.1592 | 1138.7834 | 378.8299 | 100.3275 | 0 | 0 | 51.0944 | 106.445 | 107.6736 | 104.5377 | 0 | 0 | 0 | 0 | 469.6522 | 543.3601 | 660.8368 | 708.8882 | 283.1967 | 303.0055 | 303.0055 | 303.0055 | 0.15128 | 2.6991 | 6.5883 | 49.0973 | 0 | 0 | 0 | 0 | -227.9878 | -88.1804 | -98.9449 | -26.7453 | 0.39125 | 0.40133 | 0.39529 | 0.38828 | -89.1995 | -35.3896 | -39.1123 | -10.3845
8 | 21 | 21 | 944.6324 | 958.6989 | 971.9799 | 1132.4837 | 378.8299 | 100.3275 | 0 | 0 | 50.0396 | 106.9132 | 110.7483 | 114.1534 | 0 | 0 | 0 | 0 | 489.5554 | 559.3845 | 672.8088 | 730.1025 | 283.1967 | 303.0055 | 303.0055 | 303.0055 | 0.23078 | 0.51897 | 0.93624 | 40.3155 | 0 | 0 | 0 | 0 | -257.22 | -111.4507 | -115.5189 | -55.0932 | 0.3882 | 0.39886 | 0.39319 | 0.38634 | -99.8529 | -44.4534 | -45.4213 | -21.2849
8 | 21 | 22 | 872.1203 | 886.4925 | 900.4286 | 1050.7472 | 378.8299 | 100.3275 | 0 | 0 | 49.0346 | 107.8383 | 112.7472 | 117.9221 | 0 | 0 | 0 | 0 | 466.083 | 535.9885 | 641.9526 | 700.3896 | 283.1967 | 303.0055 | 303.0055 | 303.0055 | 0.36118 | 2.139 | 6.7703 | 18.8622 | 0 | 0 | 0 | 0 | -305.3851 | -162.8062 | -164.0469 | -89.4322 | 0.38109 | 0.39369 | 0.38812 | 0.38014 | -116.379 | -64.0959 | -63.6704 | -33.9971
8 | 21 | 23 | 769.5806 | 782.3691 | 794.6888 | 927.1955 | 378.8299 | 100.3275 | 0 | 0 | 48.217 | 107.4458 | 115.1487 | 125.2692 | 0 | 0 | 0 | 0 | 465.6781 | 533.633 | 641.8084 | 689.1672 | 0 | 0 | 0 | 0 | 0.73427 | 3.6757 | 5.387 | 13.9921 | 0 | 0 | 0 | 0 | -123.8786 | 37.2872 | 32.3447 | 98.7671 | 0.37177 | 0.39333 | 0.38899 | 0.37327 | -46.0541 | 14.6661 | 12.5817 | 36.8667
8 | 21 | 24 | 678.1571 | 687.2372 | 695.4641 | 808.9041 | 378.8299 | 100.3275 | 0 | 0 | 42.7525 | 115.8112 | 117.7415 | 119.6529 | 0 | 0 | 0 | 0 | 427.4231 | 495.1075 | 598.4729 | 642.3566 | 0 | 0 | 0 | 0 | 0.18104 | 2.1005 | 8.3963 | 13.894 | 0 | 0 | 0 | 0 | -171.0295 | -26.1094 | -29.1466 | 33.0006 | 0.36952 | 0.39289 | 0.39083 | 0.37129 | -63.1995 | -10.2581 | -11.3915 | 12.2528
8 | 22 | 1 | 617.5 | 622.431 | 626.0251 | 724.5659 | 378.8299 | 100.3275 | 0 | 0 | 36.1054 | 114.5865 | 113.7347 | 113.506 | 0 | 0 | 0 | 0 | 337.7274 | 399.7269 | 500.4221 | 537.9805 | 0 | 0 | 0 | 0 | -0.1329 | 5.2915 | 12.6106 | 14.8759 | 0 | 0 | 0 | 0 | -135.0298 | 2.4986 | -0.74232 | 58.2035 | 0.37223 | 0.39077 | 0.38906 | 0.37051 | -50.2628 | 0.9764 | -0.28881 | 21.5648
8 | 22 | 2 | 576.6653 | 578.4294 | 578.5146 | 666.6229 | 378.8299 | 100.3275 | 0 | 0 | 32.3557 | 111.3226 | 108.7927 | 98.1325 | 0 | 0 | 0 | 0 | 287.8565 | 345.6585 | 432.4219 | 466.853 | 0 | 0 | 0 | 0 | -0.10998 | 7.1781 | 10.0236 | 0.036973 | 0 | 0 | 0 | 0 | -122.2668 | 13.9427 | 27.2763 | 101.6004 | 0.3725 | 0.38904 | 0.38716 | 0.37014 | -45.5438 | 5.4243 | 10.5602 | 37.6061
8 | 22 | 3 | 549.8656 | 548.4563 | 544.9637 | 624.6764 | 378.8299 | 100.3275 | 0 | 0 | 30.6879 | 108.3369 | 102.9027 | 95.1753 | 0 | 0 | 0 | 0 | 263.8415 | 315.2279 | 386.6477 | 425.5587 | 0 | 0 | 0 | 0 | -0.014894 | 0.60989 | 11.3023 | -0.82137 | 0 | 0 | 0 | 0 | -123.4787 | 23.9542 | 44.111 | 104.7637 | 0.3732 | 0.38992 | 0.38586 | 0.37025 | -46.0828 | 9.3402 | 17.0209 | 38.7891
8 | 22 | 4 | 535.8695 | 531.3475 | 524.2354 | 597.3449 | 378.8299 | 100.3275 | 0 | 0 | 32.0008 | 85.8355 | 84.7545 | 86.6084 | 0 | 0 | 0 | 0 | 261.2877 | 308.9472 | 372.8648 | 419.3778 | 0 | 0 | 0 | 0 | -0.10998 | 9.2242 | 2.9294 | 1.1131 | 0 | 0 | 0 | 0 | -136.1389 | 27.0131 | 63.6868 | 90.2456 | 0.37386 | 0.38754 | 0.38853 | 0.36998 | -50.8971 | 10.4687 | 24.7444 | 33.3895
8 | 22 | 5 | 538.6977 | 531.4346 | 521.0804 | 590.6133 | 378.8299 | 100.3275 | 0 | 0 | 39.496 | 81.4392 | 85.5621 | 86.7659 | 0 | 0 | 0 | 0 | 244.7086 | 283.2996 | 339.7078 | 384.2947 | 0 | 0 | 0 | 0 | 0.25147 | 5.2662 | 8.5647 | -9.5934 | 0 | 0 | 0 | 0 | -124.5883 | 61.1022 | 87.2459 | 129.1461 | 0.37065 | 0.39036 | 0.39029 | 0.37126 | -46.1786 | 23.8521 | 34.051 | 47.9465
8 | 22 | 6 | 563.9581 | 554.3878 | 541.2285 | 611.1539 | 378.8299 | 100.3275 | 0 | 0 | 40.0713 | 84.5081 | 82.2271 | 73.4628 | 0 | 0 | 0 | 0 | 206.9742 | 271.662 | 325.556 | 362.0282 | 0 | 0 | 0 | 0 | -0.015535 | 5.5085 | 19.6658 | -11.6552 | 0 | 0 | 0 | 0 | -61.9018 | 92.3817 | 113.7796 | 187.3181 | 0.37177 | 0.38885 | 0.38239 | 0.37131 | -23.0134 | 35.9222 | 43.5081 | 69.5538
8 | 22 | 7 | 625.7369 | 615.4183 | 601.2865 | 679.6383 | 378.8299 | 100.3275 | 0 | 0 | 32.5344 | 75.7494 | 74.1553 | 68.2525 | 0 | 0 | 0 | 0 | 197.4498 | 425.4734 | 515.6607 | 537.3963 | 0 | 0 | 0 | 0 | -0.21507 | -3.1194 | -4.8781 | -0.92728 | 0 | 0 | 0 | 0 | 17.1378 | 16.9874 | 16.3486 | 74.9167 | 0.3667 | 0.37732 | 0.37117 | 0.37991 | 6.2844 | 6.4097 | 6.0681 | 28.4618
8 | 22 | 8 | 683.9942 | 673.4798 | 658.9482 | 745.75 | 378.8299 | 100.3275 | 0 | 0 | 28.1141 | 53.2354 | 54.6263 | 62.6785 | 0 | 0 | 0 | 0 | 255.7224 | 609.9739 | 726.7113 | 752.0976 | 0 | 0 | 0 | 0 | -0.099947 | -5.6352 | -11.6118 | 5.5655 | 0 | 0 | 0 | 0 | 21.4278 | -84.4218 | -110.7776 | -74.5916 | 0.37186 | 0.38691 | 0.38697 | 0.38173 | 7.9681 | -32.6639 | -42.8676 | -28.4739
8 | 22 | 9 | 735.5317 | 726.1598 | 712.7986 | 808.912 | 378.8299 | 100.3275 | 0 | 0 | 25.414 | 45.5036 | 48.205 | 52.5591 | 0 | 0 | 0 | 0 | 325.2855 | 759.1792 | 898.4445 | 943.0991 | 0 | 0 | 0 | 0 | -0.20998 | -9.8577 | -19.4402 | -33.6706 | 0 | 0 | 0 | 0 | 6.2123 | -168.9927 | -214.4106 | -153.0756 | 0.37575 | 0.32651 | 0.32636 | 0.067785 | 2.3342 | -55.1778 | -69.9752 | -10.3763
8 | 22 | 10 | 780.0689 | 771.2284 | 758.4149 | 862.1196 | 378.8299 | 100.3275 | 0 | 0 | 29.8553 | 42.8663 | 42.9124 | 39.8423 | 0 | 0 | 0 | 0 | 368.7692 | 849.361 | 994.6489 | 1049.0643 | 0 | 0 | 0 | 0 | -0.36704 | -8.8508 | -19.6318 | -47.6585 | 0 | 0 | 0 | 0 | 2.9815 | -212.4755 | -259.5147 | -179.1285 | 0.38219 | 0.32795 | 0.328 | 0.071605 | 1.1395 | -69.6812 | -85.1207 | -12.8265
8 | 22 | 11 | 829.2136 | 821.5334 | 810.0151 | 922.9747 | 378.8299 | 100.3275 | 0 | 0 | 33.8909 | 44.0997 | 42.606 | 39.9707 | 0 | 0 | 0 | 0 | 412.1853 | 916.8276 | 1058.4147 | 1119.0868 | 0 | 0 | 0 | 0 | -0.30873 | -10.7098 | -23.9259 | -48 | 0 | 0 | 0 | 0 | 4.6162 | -229.0115 | -267.0796 | -188.0828 | 0.37921 | 0.32752 | 0.328 | 0.071605 | 1.7505 | -75.006 | -87.602 | -13.4677
8 | 22 | 12 | 868.9666 | 862.5352 | 852.4028 | 973.2225 | 378.8299 | 100.3275 | 0 | 0 | 35.7847 | 43.3866 | 42.6878 | 40.5568 | 0 | 0 | 0 | 0 | 433.2423 | 947.637 | 1085.106 | 1151.1563 | 0 | 0 | 0 | 0 | -0.30873 | -9.9639 | -22.8738 | -48.4637 | 0 | 0 | 0 | 0 | 21.4185 | -218.8521 | -252.5172 | -170.0269 | 0.37557 | 0.32768 | 0.328 | 0.071605 | 8.0441 | -71.7143 | -82.8256 | -12.1748
8 | 22 | 13 | 910.79 | 906.2783 | 898.2373 | 1027.9797 | 378.8299 | 100.3275 | 0 | 0 | 37.3557 | 48.2663 | 46.7847 | 44.4175 | 0 | 0 | 0 | 0 | 461.1453 | 976.1377 | 1115.3325 | 1196.2888 | 0 | 0 | 0 | 0 | -0.31182 | -3.8293 | -17.5565 | -33.2837 | 0 | 0 | 0 | 0 | 33.7709 | -214.6239 | -246.3234 | -179.4428 | 0.37374 | 0.32755 | 0.32763 | 0.071605 | 12.6215 | -70.3006 | -80.7022 | -12.849
8 | 22 | 14 | 954.6568 | 951.8478 | 945.704 | 1084.5513 | 378.8299 | 100.3275 | 0 | 0 | 43.8055 | 47.4976 | 47.122 | 46.6982 | 0 | 0 | 0 | 0 | 479.4389 | 993.2355 | 1141.8951 | 1260.8997 | 0 | 0 | 0 | 0 | -0.079334 | -2.0191 | -4.8208 | -13.1455 | 0 | 0 | 0 | 0 | 52.6618 | -187.1937 | -238.4924 | -209.901 | 0.37404 | 0.327 | 0.32733 | 0.070824 | 19.6976 | -61.2129 | -78.066 | -14.8661
8 | 22 | 15 | 993.7955 | 993.0642 | 989.3081 | 1137.1949 | 378.8299 | 100.3275 | 0 | 0 | 47.1439 | 62.2431 | 55.5884 | 66.8202 | 0 | 0 | 0 | 0 | 490.0726 | 987.4917 | 1119.3235 | 1240.2115 | 0 | 0 | 0 | 0 | 0.011457 | -1.8584 | -0.62598 | -4.6926 | 0 | 0 | 0 | 0 | 77.7376 | -155.1397 | -184.9778 | -165.1443 | 0.38108 | 0.31254 | 0.31233 | 0.32609 | 29.6239 | -48.4873 | -57.7749 | -53.852
8 | 22 | 16 | 1018.273 | 1021.0718 | 1021.3127 | 1177.7439 | 378.8299 | 100.3275 | 0 | 0 | 45.7495 | 79.1932 | 79.6198 | 70.238 | 0 | 0 | 0 | 0 | 477.5638 | 938.4567 | 1077.5292 | 1202.5221 | 0 | 0 | 0 | 0 | -0.16403 | -2.307 | -1.7146 | 0.98408 | 0 | 0 | 0 | 0 | 116.2938 | -94.5985 | -134.1217 | -96.0003 | 0.38915 | 0.32585 | 0.31944 | 0.31698 | 45.2552 | -30.8251 | -42.8444 | -30.4302
8 | 22 | 17 | 1032.9878 | 1039.948 | 1044.9986 | 1209.5454 | 378.8299 | 100.3275 | 0 | 0 | 45.0572 | 77.4932 | 78.2785 | 80.936 | 0 | 0 | 0 | 0 | 446.6652 | 829.9385 | 973.479 | 1082.5585 | 283.1967 | 303.0055 | 303.0055 | 303.0055 | -0.18032 | -2.7562 | -1.6836 | 2.5739 | 0 | 0 | 0 | 0 | -120.5809 | -268.0605 | -308.0807 | -259.5285 | 0.39 | 0.39598 | 0.39187 | 0.36712 | -47.0269 | -106.1457 | -120.7264 | -95.2786
8 | 22 | 18 | 1020.9251 | 1031.5728 | 1040.781 | 1208.2545 | 378.8299 | 100.3275 | 0 | 0 | 48.9159 | 84.195 | 82.2396 | 81.6075 | 0 | 0 | 0 | 0 | 375.9395 | 606.5961 | 730.3621 | 814.4563 | 283.1967 | 303.0055 | 303.0055 | 303.0055 | -0.18032 | -1.6119 | -2.5876 | 0 | 0 | 0 | 0 | 0 | -65.7767 | -60.9394 | -72.2385 | 9.1852 | 0.3917 | 0.40014 | 0.39346 | 0.38236 | -25.765 | -24.3846 | -28.4232 | 3.512
8 | 22 | 19 | 981.986 | 994.1764 | 1005.0417 | 1168.1439 | 378.8299 | 100.3275 | 0 | 0 | 51.3532 | 94.8792 | 92.2323 | 99.3279 | 0 | 0 | 0 | 0 | 325.5915 | 411.3638 | 525.9003 | 637.5352 | 283.1967 | 303.0055 | 303.0055 | 303.0055 | 0.10687 | 0.67513 | -1.9163 | 10.2512 | 0 | 0 | 0 | 0 | -57.0921 | 83.9254 | 85.8201 | 118.024 | 0.39028 | 0.3992 | 0.39311 | 0.38685 | -22.2821 | 33.5034 | 33.7371 | 45.6577
8 | 22 | 20 | 952.1444 | 964.7562 | 976.1287 | 1135.1525 | 378.8299 | 100.3275 | 0 | 0 | 51.0944 | 106.445 | 107.6736 | 104.5377 | 0 | 0 | 0 | 0 | 306.294 | 346.8059 | 458.0244 | 562.8053 | 283.1967 | 303.0055 | 303.0055 | 303.0055 | 0.15128 | 2.6991 | 6.5883 | 49.0973 | 0 | 0 | 0 | 0 | -67.4219 | 105.4733 | 100.837 | 115.7067 | 0.39125 | 0.40133 | 0.39529 | 0.38828 | -26.3786 | 42.3297 | 39.8603 | 44.9261
8 | 22 | 21 | 943.1303 | 957.133 | 970.3372 | 1130.51 | 378.8299 | 100.3275 | 0 | 0 | 50.0396 | 106.9132 | 110.7483 | 114.1534 | 0 | 0 | 0 | 0 | 348.4528 | 379.7357 | 504.3558 | 587.0377 | 283.1967 | 303.0055 | 303.0055 | 303.0055 | 0.23078 | 0.51897 | 0.93624 | 40.3155 | 0 | 0 | 0 | 0 | -117.6195 | 66.6322 | 51.2914 | 85.9979 | 0.3882 | 0.39886 | 0.39319 | 0.38634 | -45.6599 | 26.577 | 20.1675 | 33.2247
8 | 22 | 22 | 876.0575 | 890.5158 | 904.5526 | 1055.6215 | 378.8299 | 100.3275 | 0 | 0 | 49.0346 | 107.8383 | 112.7472 | 117.9221 | 0 | 0 | 0 | 0 | 396.7758 | 421.2784 | 514.5716 | 590.5364 | 283.1967 | 303.0055 | 303.0055 | 303.0055 | 0.36118 | 2.139 | 6.7703 | 18.8622 | 0 | 0 | 0 | 0 | -232.1407 | -44.0727 | -32.5421 | 25.2953 | 0.38109 | 0.39369 | 0.38812 | 0.38014 | -88.4663 | -17.3512 | -12.6303 | 9.6159
8 | 22 | 23 | 774.9652 | 787.8873 | 800.364 | 933.9197 | 378.8299 | 100.3275 | 0 | 0 | 48.217 | 107.4458 | 115.1487 | 125.2692 | 0 | 0 | 0 | 0 | 399.4888 | 419.842 | 488.5376 | 558.4758 | 0 | 0 | 0 | 0 | 0.73427 | 3.6757 | 5.387 | 13.9921 | 0 | 0 | 0 | 0 | -52.3047 | 156.5964 | 191.2908 | 236.1826 | 0.37177 | 0.39333 | 0.38899 | 0.37327 | -19.4452 | 61.5937 | 74.4098 | 88.1597
8 | 22 | 24 | 684.7534 | 694.0081 | 702.441 | 817.1819 | 378.8299 | 100.3275 | 0 | 0 | 42.7525 | 115.8112 | 117.7415 | 119.6529 | 0 | 0 | 0 | 0 | 323.9804 | 343.7613 | 434.8176 | 508.5873 | 0 | 0 | 0 | 0 | 0.18104 | 2.1005 | 8.3963 | 13.894 | 0 | 0 | 0 | 0 | -60.9905 | 132.0076 | 141.4856 | 175.0477 | 0.36952 | 0.39289 | 0.39083 | 0.37129 | -22.5375 | 51.8644 | 55.2972 | 64.9938
8 | 23 | 1 | 617.7405 | 622.6753 | 626.2738 | 724.8583 | 378.8299 | 100.3275 | 0 | 0 | 36.1054 | 114.5865 | 113.7347 | 113.506 | 0 | 0 | 0 | 0 | 276.5741 | 297.0047 | 370.4796 | 451.1012 | 0 | 0 | 0 | 0 | -0.1329 | 5.2915 | 12.6106 | 14.8759 | 0 | 0 | 0 | 0 | -73.636 | 105.4652 | 129.4489 | 145.3752 | 0.37223 | 0.39077 | 0.38906 | 0.37051 | -27.4099 | 41.2131 | 50.3631 | 53.8625
8 | 23 | 2 | 577.2751 | 579.052 | 579.1521 | 667.3758 | 378.8299 | 100.3275 | 0 | 0 | 32.3557 | 111.3226 | 108.7927 | 98.1325 | 0 | 0 | 0 | 0 | 255.8993 | 274.5839 | 351.2633 | 435.8322 | 0 | 0 | 0 | 0 | -0.10998 | 7.1781 | 10.0236 | 0.036973 | 0 | 0 | 0 | 0 | -89.6998 | 85.6399 | 109.0724 | 133.3741 | 0.3725 | 0.38904 | 0.38716 | 0.37014 | -33.4127 | 33.3177 | 42.2281 | 49.3667
8 | 23 | 3 | 551.7737 | 550.4142 | 546.9804 | 627.0685 | 378.8299 | 100.3275 | 0 | 0 | 30.6879 | 108.3369 | 102.9027 | 95.1753 | 0 | 0 | 0 | 0 | 232.9074 | 250.7863 | 344.6993 | 419.5441 | 0 | 0 | 0 | 0 | -0.014894 | 0.60989 | 11.3023 | -0.82137 | 0 | 0 | 0 | 0 | -90.6366 | 90.3536 | 88.0761 | 113.1704 | 0.3732 | 0.38992 | 0.38586 | 0.37025 | -33.826 | 35.2308 | 33.9855 | 41.9017
8 | 23 | 4 | 539.4439 | 535.021 | 528.0262 | 601.8471 | 378.8299 | 100.3275 | 0 | 0 | 32.0008 | 85.8355 | 84.7545 | 86.6084 | 0 | 0 | 0 | 0 | 204.7954 | 222.1099 | 316.3476 | 377.0329 | 0 | 0 | 0 | 0 | -0.10998 | 9.2242 | 2.9294 | 1.1131 | 0 | 0 | 0 | 0 | -76.0722 | 117.5239 | 123.9947 | 137.0926 | 0.37386 | 0.38754 | 0.38853 | 0.36998 | -28.4405 | 45.5453 | 48.1759 | 50.7222
8 | 23 | 5 | 542.4429 | 535.2832 | 525.0515 | 595.3292 | 378.8299 | 100.3275 | 0 | 0 | 39.496 | 81.4392 | 85.5621 | 86.7659 | 0 | 0 | 0 | 0 | 177.6142 | 192.9602 | 283.8488 | 328.3465 | 0 | 0 | 0 | 0 | 0.25147 | 5.2662 | 8.5647 | -9.5934 | 0 | 0 | 0 | 0 | -53.7487 | 155.2901 | 147.0759 | 189.8102 | 0.37065 | 0.39036 | 0.39029 | 0.37126 | -19.922 | 60.6197 | 57.402 | 70.4686
8 | 23 | 6 | 569.1304 | 559.7026 | 546.7119 | 617.6653 | 378.8299 | 100.3275 | 0 | 0 | 40.0713 | 84.5081 | 82.2271 | 73.4628 | 0 | 0 | 0 | 0 | 152.4522 | 184.9187 | 270.0697 | 302.3589 | 0 | 0 | 0 | 0 | -0.015535 | 5.5085 | 19.6658 | -11.6552 | 0 | 0 | 0 | 0 | -2.2074 | 184.4398 | 174.7493 | 253.4988 | 0.37177 | 0.38885 | 0.38239 | 0.37131 | -0.82065 | 71.7185 | 66.8222 | 94.1276
8 | 23 | 7 | 633.327 | 623.2165 | 609.3308 | 689.1899 | 378.8299 | 100.3275 | 0 | 0 | 32.5344 | 75.7494 | 74.1553 | 68.2525 | 0 | 0 | 0 | 0 | 151.9828 | 352.8702 | 470.0987 | 492.1674 | 0 | 0 | 0 | 0 | -0.21507 | -3.1194 | -4.8781 | -0.92728 | 0 | 0 | 0 | 0 | 70.1949 | 97.3888 | 69.9549 | 129.6973 | 0.3667 | 0.37732 | 0.37117 | 0.37991 | 25.7405 | 36.7468 | 25.9652 | 49.2736
8 | 23 | 8 | 689.2846 | 678.9081 | 664.5393 | 752.3814 | 378.8299 | 100.3275 | 0 | 0 | 28.1141 | 53.2354 | 54.6263 | 62.6785 | 0 | 0 | 0 | 0 | 206.6709 | 543.5593 | 685.0251 | 724.5467 | 0 | 0 | 0 | 0 | -0.099947 | -5.6352 | -11.6118 | 5.5655 | 0 | 0 | 0 | 0 | 75.7696 | -12.5789 | -63.5003 | -40.4093 | 0.37186 | 0.38691 | 0.38697 | 0.38173 | 28.1755 | -4.8669 | -24.5727 | -15.4254
8 | 23 | 9 | 741.5262 | 732.3065 | 719.1247 | 816.411 | 378.8299 | 100.3275 | 0 | 0 | 25.414 | 45.5036 | 48.205 | 52.5591 | 0 | 0 | 0 | 0 | 272.5235 | 693.3554 | 848.4613 | 908.5366 | 0 | 0 | 0 | 0 | -0.20998 | -9.8577 | -19.4402 | -33.6706 | 0 | 0 | 0 | 0 | 64.9688 | -97.0221 | -158.1014 | -111.0141 | 0.37575 | 0.32651 | 0.32636 | 0.067785 | 24.4118 | -31.6787 | -51.5981 | -7.5251
8 | 23 | 10 | 784.807 | 776.0726 | 763.3831 | 867.9944 | 378.8299 | 100.3275 | 0 | 0 | 29.8553 | 42.8663 | 42.9124 | 39.8423 | 0 | 0 | 0 | 0 | 315.1231 | 781.8182 | 939.2603 | 1010.4985 | 0 | 0 | 0 | 0 | -0.36704 | -8.8508 | -19.6318 | -47.6585 | 0 | 0 | 0 | 0 | 61.3657 | -140.0885 | -199.1578 | -134.6879 | 0.38219 | 0.32795 | 0.328 | 0.071605 | 23.4536 | -45.9419 | -65.3237 | -9.6443
8 | 23 | 11 | 835.033 | 827.4929 | 816.1389 | 930.2259 | 378.8299 | 100.3275 | 0 | 0 | 33.8909 | 44.0997 | 42.606 | 39.9707 | 0 | 0 | 0 | 0 | 332.1528 | 819.9867 | 966.1825 | 1049.5345 | 0 | 0 | 0 | 0 | -0.30873 | -10.7098 | -23.9259 | -48 | 0 | 0 | 0 | 0 | 90.4681 | -126.2112 | -168.7237 | -111.2793 | 0.37921 | 0.32752 | 0.328 | 0.071605 | 34.3062 | -41.3368 | -55.3413 | -7.9682
8 | 23 | 12 | 879.2096 | 873.0337 | 863.2021 | 986.0195 | 378.8299 | 100.3275 | 0 | 0 | 35.7847 | 43.3866 | 42.6878 | 40.5568 | 0 | 0 | 0 | 0 | 351.2953 | 848.4352 | 985.8578 | 1101.7741 | 0 | 0 | 0 | 0 | -0.30873 | -9.9639 | -22.8738 | -48.4637 | 0 | 0 | 0 | 0 | 113.6084 | -109.1517 | -142.4697 | -107.8477 | 0.37557 | 0.32768 | 0.328 | 0.071605 | 42.6675 | -35.7673 | -46.73 | -7.7224
8 | 23 | 13 | 918.7585 | 914.445 | 906.6371 | 1037.9326 | 378.8299 | 100.3275 | 0 | 0 | 37.3557 | 48.2663 | 46.7847 | 44.4175 | 0 | 0 | 0 | 0 | 376.9717 | 880.5142 | 1011.514 | 1117.3414 | 0 | 0 | 0 | 0 | -0.31182 | -3.8293 | -17.5565 | -33.2837 | 0 | 0 | 0 | 0 | 125.913 | -110.8337 | -134.1051 | -90.5425 | 0.37374 | 0.32755 | 0.32763 | 0.071605 | 47.0588 | -36.3039 | -43.9364 | -6.4833
8 | 23 | 14 | 967.7593 | 965.2882 | 959.5427 | 1100.9613 | 378.8299 | 100.3275 | 0 | 0 | 43.8055 | 47.4976 | 47.122 | 46.6982 | 0 | 0 | 0 | 0 | 405.7131 | 905.9916 | 1036.6276 | 1152.3035 | 0 | 0 | 0 | 0 | -0.079334 | -2.0191 | -4.8208 | -13.1455 | 0 | 0 | 0 | 0 | 139.4901 | -86.5094 | -119.3861 | -84.895 | 0.37404 | 0.327 | 0.32733 | 0.070824 | 52.1748 | -28.2888 | -39.0788 | -6.0126
8 | 23 | 15 | 1005.7595 | 1005.3288 | 1001.9268 | 1152.15 | 378.8299 | 100.3275 | 0 | 0 | 47.1439 | 62.2431 | 55.5884 | 66.8202 | 0 | 0 | 0 | 0 | 406.4058 | 890.3281 | 1014.1326 | 1129.3451 | 0 | 0 | 0 | 0 | 0.011457 | -1.8584 | -0.62598 | -4.6926 | 0 | 0 | 0 | 0 | 173.3684 | -45.7115 | -67.1682 | -39.3227 | 0.38108 | 0.31254 | 0.31233 | 0.32609 | 66.0665 | -14.2866 | -20.9789 | -12.8228
8 | 23 | 16 | 1030.3316 | 1033.4373 | 1034.0398 | 1192.8314 | 378.8299 | 100.3275 | 0 | 0 | 45.7495 | 79.1932 | 79.6198 | 70.238 | 0 | 0 | 0 | 0 | 402.8141 | 846.3807 | 976.1553 | 1068.9726 | 0 | 0 | 0 | 0 | -0.16403 | -2.307 | -1.7146 | 0.98408 | 0 | 0 | 0 | 0 | 203.1021 | 9.8429 | -20.0208 | 52.6368 | 0.38915 | 0.32585 | 0.31944 | 0.31698 | 79.0363 | 3.2073 | -6.3955 | 16.6848
8 | 23 | 17 | 1040.2269 | 1047.3591 | 1052.6116 | 1218.5577 | 378.8299 | 100.3275 | 0 | 0 | 45.0572 | 77.4932 | 78.2785 | 80.936 | 0 | 0 | 0 | 0 | 376.3037 | 737.8783 | 867.3073 | 948.5802 | 283.1967 | 303.0055 | 303.0055 | 303.0055 | -0.18032 | -2.7562 | -1.6836 | 2.5739 | 0 | 0 | 0 | 0 | -42.9803 | -168.5892 | -194.296 | -116.5379 | 0.39 | 0.39598 | 0.39187 | 0.36712 | -16.7624 | -66.7574 | -76.138 | -42.7836
8 | 23 | 18 | 1031.5969 | 1042.5076 | 1052.0252 | 1221.5751 | 378.8299 | 100.3275 | 0 | 0 | 48.9159 | 84.195 | 82.2396 | 81.6075 | 0 | 0 | 0 | 0 | 307.8195 | 509.2052 | 612.5881 | 669.6872 | 283.1967 | 303.0055 | 303.0055 | 303.0055 | -0.18032 | -1.6119 | -2.5876 | 0 | 0 | 0 | 0 | 0 | 13.0152 | 47.3863 | 56.7796 | 167.2749 | 0.3917 | 0.40014 | 0.39346 | 0.38236 | 5.0981 | 18.9614 | 22.3407 | 63.9592
8 | 23 | 19 | 996.1886 | 1008.7378 | 1020.0255 | 1185.9038 | 378.8299 | 100.3275 | 0 | 0 | 51.3532 | 94.8792 | 92.2323 | 99.3279 | 0 | 0 | 0 | 0 | 253.2194 | 308.946 | 407.981 | 473.3139 | 283.1967 | 303.0055 | 303.0055 | 303.0055 | 0.10687 | 0.67513 | -1.9163 | 10.2512 | 0 | 0 | 0 | 0 | 29.4826 | 200.9046 | 218.7231 | 300.0053 | 0.39028 | 0.3992 | 0.39311 | 0.38685 | 11.5066 | 80.202 | 85.9831 | 116.0572
8 | 23 | 20 | 968.3165 | 981.3533 | 993.2274 | 1155.4363 | 378.8299 | 100.3275 | 0 | 0 | 51.0944 | 106.445 | 107.6736 | 104.5377 | 0 | 0 | 0 | 0 | 255.4902 | 274.0796 | 384.2164 | 457.7604 | 283.1967 | 303.0055 | 303.0055 | 303.0055 | 0.15128 | 2.6991 | 6.5883 | 49.0973 | 0 | 0 | 0 | 0 | -0.44607 | 194.7967 | 191.7437 | 241.0354 | 0.39125 | 0.40133 | 0.39529 | 0.38828 | -0.17452 | 78.178 | 75.7952 | 93.5882
8 | 23 | 21 | 956.536 | 970.8896 | 984.5079 | 1147.3187 | 378.8299 | 100.3275 | 0 | 0 | 50.0396 | 106.9132 | 110.7483 | 114.1534 | 0 | 0 | 0 | 0 | 250.5194 | 265.2614 | 365.6855 | 444.4865 | 283.1967 | 303.0055 | 303.0055 | 303.0055 | 0.23078 | 0.51897 | 0.93624 | 40.3155 | 0 | 0 | 0 | 0 | -6.2804 | 194.8631 | 204.1324 | 245.3578 | 0.3882 | 0.39886 | 0.39319 | 0.38634 | -2.438 | 77.7234 | 80.2636 | 94.7922
8 | 23 | 22 | 885.0955 | 899.7969 | 914.121 | 1066.9781 | 378.8299 | 100.3275 | 0 | 0 | 49.0346 | 107.8383 | 112.7472 | 117.9221 | 0 | 0 | 0 | 0 | 209.3027 | 218.4168 | 308.8239 | 394.6484 | 283.1967 | 303.0055 | 303.0055 | 303.0055 | 0.36118 | 2.139 | 6.7703 | 18.8622 | 0 | 0 | 0 | 0 | -35.6296 | 168.0699 | 182.7741 | 232.54 | 0.38109 | 0.39369 | 0.38812 | 0.38014 | -13.5781 | 66.1682 | 70.9388 | 88.3987
8 | 23 | 23 | 783.1231 | 796.2666 | 809.0052 | 944.1777 | 378.8299 | 100.3275 | 0 | 0 | 48.217 | 107.4458 | 115.1487 | 125.2692 | 0 | 0 | 0 | 0 | 177.8607 | 181.0644 | 278.4294 | 363.4575 | 0 | 0 | 0 | 0 | 0.73427 | 3.6757 | 5.387 | 13.9921 | 0 | 0 | 0 | 0 | 177.4813 | 403.7533 | 410.0401 | 441.459 | 0.37177 | 0.39333 | 0.38899 | 0.37327 | 65.9818 | 158.8075 | 159.5007 | 164.7831
8 | 23 | 24 | 689.5018 | 698.8824 | 707.464 | 823.1417 | 378.8299 | 100.3275 | 0 | 0 | 42.7525 | 115.8112 | 117.7415 | 119.6529 | 0 | 0 | 0 | 0 | 142.7353 | 141.6484 | 253.482 | 331.2753 | 0 | 0 | 0 | 0 | 0.18104 | 2.1005 | 8.3963 | 13.894 | 0 | 0 | 0 | 0 | 125.0031 | 338.9948 | 327.8442 | 358.3194 | 0.36952 | 0.39289 | 0.39083 | 0.37129 | 46.1916 | 133.1875 | 128.1322 | 133.0411
8 | 24 | 1 | 624.4082 | 629.5193 | 633.3261 | 733.2254 | 378.8299 | 100.3275 | 0 | 0 | 36.1054 | 114.5865 | 113.7347 | 113.506 | 0 | 0 | 0 | 0 | 100.7852 | 98.6903 | 214.5204 | 288.4724 | 0 | 0 | 0 | 0 | -0.1329 | 5.2915 | 12.6106 | 14.8759 | 0 | 0 | 0 | 0 | 108.8206 | 310.6237 | 292.4604 | 316.3712 | 0.37223 | 0.39077 | 0.38906 | 0.37051 | 40.5068 | 121.3838 | 113.7841 | 117.2177
8 | 24 | 2 | 582.2448 | 584.1537 | 584.4098 | 673.6145 | 378.8299 | 100.3275 | 0 | 0 | 32.3557 | 111.3226 | 108.7927 | 98.1325 | 0 | 0 | 0 | 0 | 70.1429 | 66.1104 | 165.6175 | 224.9783 | 0 | 0 | 0 | 0 | -0.10998 | 7.1781 | 10.0236 | 0.036973 | 0 | 0 | 0 | 0 | 101.0262 | 299.2152 | 299.976 | 350.4667 | 0.3725 | 0.38904 | 0.38716 | 0.37014 | 37.6318 | 116.4079 | 116.1376 | 129.7208
8 | 24 | 3 | 554.928 | 553.6511 | 550.3147 | 631.0235 | 378.8299 | 100.3275 | 0 | 0 | 30.6879 | 108.3369 | 102.9027 | 95.1753 | 0 | 0 | 0 | 0 | 64.0522 | 57.1503 | 143.6256 | 176.0708 | 0 | 0 | 0 | 0 | -0.014894 | 0.60989 | 11.3023 | -0.82137 | 0 | 0 | 0 | 0 | 81.373 | 287.2265 | 292.4841 | 360.5987 | 0.3732 | 0.38992 | 0.38586 | 0.37025 | 30.3688 | 111.9956 | 112.8593 | 133.5127
8 | 24 | 4 | 542.0701 | 537.7146 | 530.7995 | 605.1354 | 378.8299 | 100.3275 | 0 | 0 | 32.0008 | 85.8355 | 84.7545 | 86.6084 | 0 | 0 | 0 | 0 | 63.9952 | 54.9649 | 136.6393 | 168.2312 | 0 | 0 | 0 | 0 | -0.10998 | 9.2242 | 2.9294 | 1.1131 | 0 | 0 | 0 | 0 | 67.3542 | 287.3625 | 306.4764 | 349.1827 | 0.37386 | 0.38754 | 0.38853 | 0.36998 | 25.1811 | 111.3648 | 119.0759 | 129.1922
8 | 24 | 5 | 544.4545 | 537.3413 | 527.1641 | 597.8288 | 378.8299 | 100.3275 | 0 | 0 | 39.496 | 81.4392 | 85.5621 | 86.7659 | 0 | 0 | 0 | 0 | 63.1269 | 53.581 | 136.394 | 166.3397 | 0 | 0 | 0 | 0 | 0.25147 | 5.2662 | 8.5647 | -9.5934 | 0 | 0 | 0 | 0 | 62.7502 | 296.7275 | 296.6434 | 354.3166 | 0.37065 | 0.39036 | 0.39029 | 0.37126 | 23.2583 | 115.8318 | 115.7764 | 131.5429
8 | 24 | 6 | 567.5899 | 558.1098 | 545.0566 | 615.6897 | 378.8299 | 100.3275 | 0 | 0 | 40.0713 | 84.5081 | 82.2271 | 73.4628 | 0 | 0 | 0 | 0 | 68.5156 | 87.3015 | 169.7849 | 193.5325 | 0 | 0 | 0 | 0 | -0.015535 | 5.5085 | 19.6658 | -11.6552 | 0 | 0 | 0 | 0 | 80.1886 | 280.4642 | 273.3789 | 360.3495 | 0.37177 | 0.38885 | 0.38239 | 0.37131 | 29.8119 | 109.0572 | 104.5371 | 133.8028
8 | 24 | 7 | 626.2853 | 615.9672 | 601.8351 | 680.2748 | 378.8299 | 100.3275 | 0 | 0 | 32.5344 | 75.7494 | 74.1553 | 68.2525 | 0 | 0 | 0 | 0 | 106.1112 | 291.7058 | 402.0152 | 421.5513 | 0 | 0 | 0 | 0 | -0.21507 | -3.1194 | -4.8781 | -0.92728 | 0 | 0 | 0 | 0 | 109.0248 | 151.3039 | 130.5427 | 191.3982 | 0.3667 | 0.37732 | 0.37117 | 0.37991 | 39.9795 | 57.0901 | 48.4536 | 72.7146
8 | 24 | 8 | 685.4583 | 674.9655 | 660.4585 | 747.5243 | 378.8299 | 100.3275 | 0 | 0 | 28.1141 | 53.2354 | 54.6263 | 62.6785 | 0 | 0 | 0 | 0 | 175.814 | 499.1188 | 635.9698 | 676.549 | 0 | 0 | 0 | 0 | -0.099947 | -5.6352 | -11.6118 | 5.5655 | 0 | 0 | 0 | 0 | 102.8002 | 27.9191 | -18.5259 | 2.7313 | 0.37186 | 0.38691 | 0.38697 | 0.38173 | 38.227 | 10.8023 | -7.1689 | 1.0426
8 | 24 | 9 | 741.2413 | 732.0031 | 718.7987 | 816.013 | 378.8299 | 100.3275 | 0 | 0 | 25.414 | 45.5036 | 48.205 | 52.5591 | 0 | 0 | 0 | 0 | 236.921 | 644.4986 | 813.1267 | 869.3006 | 0 | 0 | 0 | 0 | -0.20998 | -9.8577 | -19.4402 | -33.6706 | 0 | 0 | 0 | 0 | 100.2863 | -48.4688 | -123.0927 | -72.176 | 0.37575 | 0.32651 | 0.32636 | 0.067785 | 37.6823 | -15.8255 | -40.1726 | -4.8925
8 | 24 | 10 | 786.5019 | 777.8112 | 765.1732 | 870.117 | 378.8299 | 100.3275 | 0 | 0 | 29.8553 | 42.8663 | 42.9124 | 39.8423 | 0 | 0 | 0 | 0 | 278.6084 | 735.3338 | 893.7039 | 950.1235 | 0 | 0 | 0 | 0 | -0.36704 | -8.8508 | -19.6318 | -47.6585 | 0 | 0 | 0 | 0 | 99.5754 | -91.8655 | -151.8113 | -72.1903 | 0.38219 | 0.32795 | 0.328 | 0.071605 | 38.057 | -30.1272 | -49.7941 | -5.1692
8 | 24 | 11 | 835.7754 | 828.2411 | 816.8931 | 931.1066 | 378.8299 | 100.3275 | 0 | 0 | 33.8909 | 44.0997 | 42.606 | 39.9707 | 0 | 0 | 0 | 0 | 303.4913 | 783.5512 | 928.9466 | 989.4007 | 0 | 0 | 0 | 0 | -0.30873 | -10.7098 | -23.9259 | -48 | 0 | 0 | 0 | 0 | 119.872 | -89.0275 | -130.7335 | -50.2648 | 0.37921 | 0.32752 | 0.328 | 0.071605 | 45.4564 | -29.1584 | -42.8805 | -3.5992
8 | 24 | 12 | 873.7028 | 867.3627 | 857.336 | 979.0406 | 378.8299 | 100.3275 | 0 | 0 | 35.7847 | 43.3866 | 42.6878 | 40.5568 | 0 | 0 | 0 | 0 | 318.0003 | 804.2801 | 943.4127 | 1009.1334 | 0 | 0 | 0 | 0 | -0.30873 | -9.9639 | -22.8738 | -48.4637 | 0 | 0 | 0 | 0 | 141.3967 | -70.6676 | -105.8907 | -22.1859 | 0.37557 | 0.32768 | 0.328 | 0.071605 | 53.1039 | -23.1567 | -34.7321 | -1.5886
8 | 24 | 13 | 909.9084 | 905.334 | 897.2164 | 1026.7279 | 378.8299 | 100.3275 | 0 | 0 | 37.3557 | 48.2663 | 46.7847 | 44.4175 | 0 | 0 | 0 | 0 | 318.0794 | 799.9527 | 936.8757 | 1002.3533 | 0 | 0 | 0 | 0 | -0.31182 | -3.8293 | -17.5565 | -33.2837 | 0 | 0 | 0 | 0 | 175.9552 | -39.3832 | -68.8875 | 13.2408 | 0.37374 | 0.32755 | 0.32763 | 0.071605 | 65.7615 | -12.9001 | -22.5694 | 0.94811
8 | 24 | 14 | 955.584 | 952.7582 | 946.592 | 1085.5624 | 378.8299 | 100.3275 | 0 | 0 | 43.8055 | 47.4976 | 47.122 | 46.6982 | 0 | 0 | 0 | 0 | 310.1724 | 785.6968 | 933.7037 | 993.5009 | 0 | 0 | 0 | 0 | -0.079334 | -2.0191 | -4.8208 | -13.1455 | 0 | 0 | 0 | 0 | 222.8555 | 21.2554 | -29.413 | 58.5088 | 0.37404 | 0.327 | 0.32733 | 0.070824 | 83.3567 | 6.9506 | -9.6278 | 4.1438
8 | 24 | 15 | 993.6462 | 992.8627 | 989.0419 | 1136.8295 | 378.8299 | 100.3275 | 0 | 0 | 47.1439 | 62.2431 | 55.5884 | 66.8202 | 0 | 0 | 0 | 0 | 294.1001 | 757.5788 | 903.1661 | 958.3625 | 0 | 0 | 0 | 0 | 0.011457 | -1.8584 | -0.62598 | -4.6926 | 0 | 0 | 0 | 0 | 273.5608 | 74.5716 | 30.9135 | 116.3394 | 0.38108 | 0.31254 | 0.31233 | 0.32609 | 104.2474 | 23.3066 | 9.6553 | 37.9372
8 | 24 | 16 | 1013.7631 | 1016.3798 | 1016.4018 | 1171.8528 | 378.8299 | 100.3275 | 0 | 0 | 45.7495 | 79.1932 | 79.6198 | 70.238 | 0 | 0 | 0 | 0 | 267.8526 | 689.5737 | 820.5865 | 872.082 | 0 | 0 | 0 | 0 | -0.16403 | -2.307 | -1.7146 | 0.98408 | 0 | 0 | 0 | 0 | 321.4952 | 149.5925 | 117.9101 | 228.5487 | 0.38915 | 0.32585 | 0.31944 | 0.31698 | 125.1084 | 48.7449 | 37.6657 | 72.4455
8 | 24 | 17 | 1019.4473 | 1025.9712 | 1030.5016 | 1192.2652 | 378.8299 | 100.3275 | 0 | 0 | 45.0572 | 77.4932 | 78.2785 | 80.936 | 0 | 0 | 0 | 0 | 231.3313 | 573.0688 | 694.9969 | 732.5443 | 283.1967 | 303.0055 | 303.0055 | 303.0055 | -0.18032 | -2.7562 | -1.6836 | 2.5739 | 0 | 0 | 0 | 0 | 81.2125 | -25.1676 | -44.0955 | 73.2054 | 0.39 | 0.39598 | 0.39187 | 0.36712 | 31.6731 | -9.9658 | -17.2795 | 26.8753
8 | 24 | 18 | 1002.8776 | 1012.9559 | 1021.4861 | 1185.2676 | 378.8299 | 100.3275 | 0 | 0 | 48.9159 | 84.195 | 82.2396 | 81.6075 | 0 | 0 | 0 | 0 | 165.1713 | 337.7416 | 447.9469 | 471.096 | 283.1967 | 303.0055 | 303.0055 | 303.0055 | -0.18032 | -1.6119 | -2.5876 | 0 | 0 | 0 | 0 | 0 | 126.9441 | 189.2983 | 190.8818 | 329.5586 | 0.3917 | 0.40014 | 0.39346 | 0.38236 | 49.7246 | 75.7468 | 75.1051 | 126.0099
8 | 24 | 19 | 962.8307 | 974.4182 | 984.5654 | 1143.7509 | 378.8299 | 100.3275 | 0 | 0 | 51.3532 | 94.8792 | 92.2323 | 99.3279 | 0 | 0 | 0 | 0 | 187.4257 | 226.7632 | 347.8426 | 374.8772 | 283.1967 | 303.0055 | 303.0055 | 303.0055 | 0.10687 | 0.67513 | -1.9163 | 10.2512 | 0 | 0 | 0 | 0 | 61.9184 | 248.7678 | 243.4014 | 356.289 | 0.39028 | 0.3992 | 0.39311 | 0.38685 | 24.1657 | 99.3092 | 95.6845 | 137.8306
8 | 24 | 20 | 928.0631 | 939.9443 | 950.4484 | 1104.588 | 378.8299 | 100.3275 | 0 | 0 | 51.0944 | 106.445 | 107.6736 | 104.5377 | 0 | 0 | 0 | 0 | 256.984 | 258.5788 | 412.4474 | 454.384 | 283.1967 | 303.0055 | 303.0055 | 303.0055 | 0.15128 | 2.6991 | 6.5883 | 49.0973 | 0 | 0 | 0 | 0 | -42.1933 | 168.8885 | 120.7336 | 193.5635 | 0.39125 | 0.40133 | 0.39529 | 0.38828 | -16.508 | 67.7802 | 47.7253 | 75.156
8 | 24 | 21 | 916.7565 | 929.9729 | 942.2432 | 1097.0868 | 378.8299 | 100.3275 | 0 | 0 | 50.0396 | 106.9132 | 110.7483 | 114.1534 | 0 | 0 | 0 | 0 | 340.8743 | 332.0979 | 456.7359 | 515.0744 | 283.1967 | 303.0055 | 303.0055 | 303.0055 | 0.23078 | 0.51897 | 0.93624 | 40.3155 | 0 | 0 | 0 | 0 | -136.4148 | 87.1099 | 70.8172 | 124.5381 | 0.3882 | 0.39886 | 0.39319 | 0.38634 | -52.9563 | 34.7448 | 27.8449 | 48.1144
8 | 24 | 22 | 855.812 | 869.6844 | 883.0262 | 1030.0299 | 378.8299 | 100.3275 | 0 | 0 | 49.0346 | 107.8383 | 112.7472 | 117.9221 | 0 | 0 | 0 | 0 | 372.17 | 357.1951 | 468.459 | 551.506 | 283.1967 | 303.0055 | 303.0055 | 303.0055 | 0.36118 | 2.139 | 6.7703 | 18.8622 | 0 | 0 | 0 | 0 | -227.7804 | -0.8209 | -7.9559 | 38.7341 | 0.38109 | 0.39369 | 0.38812 | 0.38014 | -86.8047 | -0.32319 | -3.0879 | 14.7246
8 | 24 | 23 | 770.627 | 783.4182 | 795.7395 | 928.4165 | 378.8299 | 100.3275 | 0 | 0 | 48.217 | 107.4458 | 115.1487 | 125.2692 | 0 | 0 | 0 | 0 | 363.623 | 346.1923 | 449.5317 | 545.2069 | 0 | 0 | 0 | 0 | 0.73427 | 3.6757 | 5.387 | 13.9921 | 0 | 0 | 0 | 0 | -20.7772 | 225.7769 | 225.6721 | 243.9483 | 0.37177 | 0.39333 | 0.38899 | 0.37327 | -7.7243 | 88.8044 | 87.7838 | 91.0584
8 | 24 | 24 | 687.3088 | 696.6258 | 705.132 | 820.3692 | 378.8299 | 100.3275 | 0 | 0 | 42.7525 | 115.8112 | 117.7415 | 119.6529 | 0 | 0 | 0 | 0 | 348.1484 | 329.5389 | 431.1154 | 538.5958 | 0 | 0 | 0 | 0 | 0.18104 | 2.1005 | 8.3963 | 13.894 | 0 | 0 | 0 | 0 | -82.6031 | 148.8477 | 147.8788 | 148.2265 | 0.36952 | 0.39289 | 0.39083 | 0.37129 | -30.5238 | 58.4807 | 57.7959 | 55.0353
8 | 25 | 1 | 623.2486 | 628.3268 | 632.0945 | 731.7618 | 378.8299 | 100.3275 | 0 | 0 | 36.1054 | 114.5865 | 113.7347 | 113.506 | 0 | 0 | 0 | 0 | 318.1997 | 297.9892 | 394.1261 | 492.6888 | 0 | 0 | 0 | 0 | -0.1329 | 5.2915 | 12.6106 | 14.8759 | 0 | 0 | 0 | 0 | -109.7535 | 110.1322 | 111.623 | 110.6911 | 0.37223 | 0.39077 | 0.38906 | 0.37051 | -40.8541 | 43.0369 | 43.4278 | 41.0118
8 | 25 | 2 | 582.2341 | 584.1404 | 584.3932 | 673.5923 | 378.8299 | 100.3275 | 0 | 0 | 32.3557 | 111.3226 | 108.7927 | 98.1325 | 0 | 0 | 0 | 0 | 321.6939 | 297.6784 | 379.4299 | 457.8182 | 0 | 0 | 0 | 0 | -0.10998 | 7.1781 | 10.0236 | 0.036973 | 0 | 0 | 0 | 0 | -150.5355 | 67.6338 | 86.147 | 117.6046 | 0.3725 | 0.38904 | 0.38716 | 0.37014 | -56.0738 | 26.3125 | 33.3523 | 43.5298
8 | 25 | 3 | 552.0831 | 550.7196 | 547.2803 | 627.4117 | 378.8299 | 100.3275 | 0 | 0 | 30.6879 | 108.3369 | 102.9027 | 95.1753 | 0 | 0 | 0 | 0 | 345.1111 | 317.5287 | 382.0165 | 453.6759 | 0 | 0 | 0 | 0 | -0.014894 | 0.60989 | 11.3023 | -0.82137 | 0 | 0 | 0 | 0 | -202.5309 | 23.9167 | 51.0588 | 79.3819 | 0.3732 | 0.38992 | 0.38586 | 0.37025 | -75.5855 | 9.3256 | 19.7018 | 29.3914
8 | 25 | 4 | 533.5794 | 528.9708 | 521.7549 | 594.3752 | 378.8299 | 100.3275 | 0 | 0 | 32.0008 | 85.8355 | 84.7545 | 86.6084 | 0 | 0 | 0 | 0 | 347.9953 | 318.8939 | 372.2017 | 426.2604 | 0 | 0 | 0 | 0 | -0.10998 | 9.2242 | 2.9294 | 1.1131 | 0 | 0 | 0 | 0 | -225.1366 | 14.6897 | 61.8693 | 80.3933 | 0.37386 | 0.38754 | 0.38853 | 0.36998 | -84.1699 | 5.6929 | 24.0382 | 29.7443
8 | 25 | 5 | 526.958 | 519.3204 | 508.5201 | 575.6454 | 378.8299 | 100.3275 | 0 | 0 | 39.496 | 81.4392 | 85.5621 | 86.7659 | 0 | 0 | 0 | 0 | 343.4813 | 313.8934 | 359.8237 | 409.3043 | 0 | 0 | 0 | 0 | 0.25147 | 5.2662 | 8.5647 | -9.5934 | 0 | 0 | 0 | 0 | -235.1007 | 18.3942 | 54.5697 | 89.1686 | 0.37065 | 0.39036 | 0.39029 | 0.37126 | -87.14 | 7.1804 | 21.2979 | 33.1046
8 | 25 | 6 | 528.0713 | 517.4128 | 502.9597 | 565.6072 | 378.8299 | 100.3275 | 0 | 0 | 40.0713 | 84.5081 | 82.2271 | 73.4628 | 0 | 0 | 0 | 0 | 334.8493 | 322.5694 | 366.6999 | 406.0079 | 0 | 0 | 0 | 0 | -0.015535 | 5.5085 | 19.6658 | -11.6552 | 0 | 0 | 0 | 0 | -225.6637 | 4.4993 | 34.3669 | 97.7917 | 0.37177 | 0.38885 | 0.38239 | 0.37131 | -83.8955 | 1.7495 | 13.1415 | 36.3114
8 | 25 | 7 | 546.0588 | 533.4063 | 516.5044 | 578.8166 | 378.8299 | 100.3275 | 0 | 0 | 32.5344 | 75.7494 | 74.1553 | 68.2525 | 0 | 0 | 0 | 0 | 369.5517 | 517.6434 | 588.8905 | 609.6078 | 0 | 0 | 0 | 0 | -0.21507 | -3.1194 | -4.8781 | -0.92728 | 0 | 0 | 0 | 0 | -234.6422 | -157.1946 | -141.6633 | -98.1165 | 0.3667 | 0.37732 | 0.37117 | 0.37991 | -86.0435 | -59.3128 | -52.5812 | -37.2757
8 | 25 | 8 | 573.2678 | 559.5458 | 541.2096 | 605.7734 | 378.8299 | 100.3275 | 0 | 0 | 28.1141 | 53.2354 | 54.6263 | 62.6785 | 0 | 0 | 0 | 0 | 447.8764 | 741.2547 | 837.0091 | 856.5004 | 0 | 0 | 0 | 0 | -0.099947 | -5.6352 | -11.6118 | 5.5655 | 0 | 0 | 0 | 0 | -281.4527 | -329.6365 | -338.814 | -318.9709 | 0.37186 | 0.38691 | 0.38697 | 0.38173 | -104.6603 | -127.5409 | -131.1109 | -121.7609
8 | 25 | 9 | 626.7842 | 614.2554 | 597.1491 | 671.4124 | 378.8299 | 100.3275 | 0 | 0 | 25.414 | 45.5036 | 48.205 | 52.5591 | 0 | 0 | 0 | 0 | 540.2004 | 922.4837 | 1037.2369 | 1060.6327 | 0 | 0 | 0 | 0 | -0.20998 | -9.8577 | -19.4402 | -33.6706 | 0 | 0 | 0 | 0 | -317.4502 | -444.2017 | -468.8525 | -408.1089 | 0.37575 | 0.32651 | 0.32636 | 0.067785 | -119.2811 | -145.0362 | -153.015 | -27.6639
8 | 25 | 10 | 681.4661 | 669.7439 | 653.5104 | 737.3752 | 378.8299 | 100.3275 | 0 | 0 | 29.8553 | 42.8663 | 42.9124 | 39.8423 | 0 | 0 | 0 | 0 | 626.1078 | 1049.014 | 1180.812 | 1220.6337 | 0 | 0 | 0 | 0 | -0.36704 | -8.8508 | -19.6318 | -47.6585 | 0 | 0 | 0 | 0 | -352.9598 | -513.6131 | -550.5823 | -475.4423 | 0.38219 | 0.32795 | 0.328 | 0.071605 | -134.8989 | -168.4391 | -180.5908 | -34.044
8 | 25 | 11 | 732.3307 | 721.8112 | 706.9229 | 800.3773 | 378.8299 | 100.3275 | 0 | 0 | 33.8909 | 44.0997 | 42.606 | 39.9707 | 0 | 0 | 0 | 0 | 690.7594 | 1125.6356 | 1269.7249 | 1344.3489 | 0 | 0 | 0 | 0 | -0.30873 | -10.7098 | -23.9259 | -48 | 0 | 0 | 0 | 0 | -370.8408 | -537.5417 | -581.4821 | -535.9423 | 0.37921 | 0.32752 | 0.328 | 0.071605 | -140.6257 | -176.0561 | -190.726 | -38.3761
8 | 25 | 12 | 769.8515 | 760.5139 | 746.9322 | 847.7954 | 378.8299 | 100.3275 | 0 | 0 | 35.7847 | 43.3866 | 42.6878 | 40.5568 | 0 | 0 | 0 | 0 | 753.7742 | 1206.6206 | 1359.3695 | 1463.2846 | 0 | 0 | 0 | 0 | -0.30873 | -9.9639 | -22.8738 | -48.4637 | 0 | 0 | 0 | 0 | -398.2285 | -579.857 | -632.2514 | -607.5824 | 0.37557 | 0.32768 | 0.328 | 0.071605 | -149.5613 | -190.0099 | -207.3783 | -43.5059
8 | 25 | 13 | 804.2181 | 796.5833 | 784.8357 | 893.1226 | 378.8299 | 100.3275 | 0 | 0 | 37.3557 | 48.2663 | 46.7847 | 44.4175 | 0 | 0 | 0 | 0 | 767.4672 | 1209.4358 | 1372.3903 | 1470.6007 | 0 | 0 | 0 | 0 | -0.31182 | -3.8293 | -17.5565 | -33.2837 | 0 | 0 | 0 | 0 | -379.1229 | -557.617 | -616.7828 | -588.6119 | 0.37374 | 0.32755 | 0.32763 | 0.071605 | -141.6935 | -182.6488 | -202.0746 | -42.1476
8 | 25 | 14 | 836.6428 | 830.3792 | 820.1356 | 935.2295 | 378.8299 | 100.3275 | 0 | 0 | 43.8055 | 47.4976 | 47.122 | 46.6982 | 0 | 0 | 0 | 0 | 776.5277 | 1204.03 | 1388.9729 | 1496.719 | 0 | 0 | 0 | 0 | -0.079334 | -2.0191 | -4.8208 | -13.1455 | 0 | 0 | 0 | 0 | -362.441 | -519.4567 | -611.1385 | -595.0422 | 0.37404 | 0.327 | 0.32733 | 0.070824 | -135.5672 | -169.8638 | -200.0447 | -42.1434
8 | 25 | 15 | 869.8265 | 865.457 | 857.3826 | 980.3037 | 378.8299 | 100.3275 | 0 | 0 | 47.1439 | 62.2431 | 55.5884 | 66.8202 | 0 | 0 | 0 | 0 | 752.8376 | 1152.8331 | 1354.9181 | 1447.9497 | 0 | 0 | 0 | 0 | 0.011457 | -1.8584 | -0.62598 | -4.6926 | 0 | 0 | 0 | 0 | -308.9963 | -448.0883 | -552.498 | -529.7736 | 0.38108 | 0.31254 | 0.31233 | 0.32609 | -117.751 | -140.0452 | -172.5641 | -172.7542
8 | 25 | 16 | 894.5429 | 893.7082 | 889.6363 | 1021.1466 | 378.8299 | 100.3275 | 0 | 0 | 45.7495 | 79.1932 | 79.6198 | 70.238 | 0 | 0 | 0 | 0 | 684.3964 | 1046.8059 | 1256.6804 | 1350.9423 | 0 | 0 | 0 | 0 | -0.16403 | -2.307 | -1.7146 | 0.98408 | 0 | 0 | 0 | 0 | -214.2689 | -330.3113 | -444.9493 | -401.0178 | 0.38915 | 0.32585 | 0.31944 | 0.31698 | -83.3818 | -107.6325 | -142.1366 | -127.1149
8 | 25 | 17 | 910.7438 | 914.1347 | 914.9499 | 1054.905 | 378.8299 | 100.3275 | 0 | 0 | 45.0572 | 77.4932 | 78.2785 | 80.936 | 0 | 0 | 0 | 0 | 719.1011 | 1015.057 | 1214.8039 | 1315.4817 | 283.1967 | 303.0055 | 303.0055 | 303.0055 | -0.18032 | -2.7562 | -1.6836 | 2.5739 | 0 | 0 | 0 | 0 | -515.2609 | -578.9923 | -679.4543 | -647.092 | 0.39 | 0.39598 | 0.39187 | 0.36712 | -200.9534 | -229.2675 | -266.2551 | -237.5616
8 | 25 | 18 | 919.6927 | 927.371 | 933.055 | 1080.1439 | 378.8299 | 100.3275 | 0 | 0 | 48.9159 | 84.195 | 82.2396 | 81.6075 | 0 | 0 | 0 | 0 | 661.2875 | 800.2015 | 978.7397 | 1055.2936 | 283.1967 | 303.0055 | 303.0055 | 303.0055 | -0.18032 | -1.6119 | -2.5876 | 0 | 0 | 0 | 0 | 0 | -452.357 | -358.7465 | -428.3421 | -359.7627 | 0.3917 | 0.40014 | 0.39346 | 0.38236 | -177.1905 | -143.5506 | -168.5372 | -137.5587
8 | 25 | 19 | 901.155 | 910.958 | 918.9886 | 1065.7904 | 378.8299 | 100.3275 | 0 | 0 | 51.3532 | 94.8792 | 92.2323 | 99.3279 | 0 | 0 | 0 | 0 | 660.2651 | 679.9608 | 842.3887 | 891.9228 | 283.1967 | 303.0055 | 303.0055 | 303.0055 | 0.10687 | 0.67513 | -1.9163 | 10.2512 | 0 | 0 | 0 | 0 | -472.5967 | -267.8901 | -316.7215 | -238.7171 | 0.39028 | 0.3992 | 0.39311 | 0.38685 | -184.4468 | -106.9429 | -124.5077 | -92.3478
8 | 25 | 20 | 882.8371 | 893.4033 | 902.3472 | 1047.3968 | 378.8299 | 100.3275 | 0 | 0 | 51.0944 | 106.445 | 107.6736 | 104.5377 | 0 | 0 | 0 | 0 | 684.7079 | 676.785 | 828.2649 | 860.7473 | 283.1967 | 303.0055 | 303.0055 | 303.0055 | 0.15128 | 2.6991 | 6.5883 | 49.0973 | 0 | 0 | 0 | 0 | -515.1432 | -295.8587 | -343.185 | -269.991 | 0.39125 | 0.40133 | 0.39529 | 0.38828 | -201.5481 | -118.7374 | -135.659 | -104.831
8 | 25 | 21 | 879.1146 | 891.2386 | 902.213 | 1049.4939 | 378.8299 | 100.3275 | 0 | 0 | 50.0396 | 106.9132 | 110.7483 | 114.1534 | 0 | 0 | 0 | 0 | 625.3867 | 619.4035 | 763.1783 | 787.9785 | 283.1967 | 303.0055 | 303.0055 | 303.0055 | 0.23078 | 0.51897 | 0.93624 | 40.3155 | 0 | 0 | 0 | 0 | -458.5691 | -238.9299 | -275.6553 | -195.959 | 0.3882 | 0.39886 | 0.39319 | 0.38634 | -178.0167 | -95.3 | -108.3859 | -75.7073
8 | 25 | 22 | 826.0142 | 839.0233 | 851.341 | 992.36 | 378.8299 | 100.3275 | 0 | 0 | 49.0346 | 107.8383 | 112.7472 | 117.9221 | 0 | 0 | 0 | 0 | 557.5 | 555.3112 | 697.4494 | 738.6842 | 283.1967 | 303.0055 | 303.0055 | 303.0055 | 0.36118 | 2.139 | 6.7703 | 18.8622 | 0 | 0 | 0 | 0 | -442.9082 | -229.5981 | -268.6314 | -186.1139 | 0.38109 | 0.39369 | 0.38812 | 0.38014 | -168.7876 | -90.3916 | -104.262 | -70.7501
8 | 25 | 23 | 748.7914 | 760.9518 | 772.5249 | 900.8189 | 378.8299 | 100.3275 | 0 | 0 | 48.217 | 107.4458 | 115.1487 | 125.2692 | 0 | 0 | 0 | 0 | 525.2938 | 517.0844 | 665.1933 | 722.9008 | 0 | 0 | 0 | 0 | 0.73427 | 3.6757 | 5.387 | 13.9921 | 0 | 0 | 0 | 0 | -204.2835 | 32.4184 | -13.2041 | 38.6568 | 0.37177 | 0.39333 | 0.38899 | 0.37327 | -75.946 | 12.7511 | -5.1362 | 14.4294
8 | 25 | 24 | 672.134 | 681.0109 | 688.9949 | 801.1836 | 378.8299 | 100.3275 | 0 | 0 | 42.7525 | 115.8112 | 117.7415 | 119.6529 | 0 | 0 | 0 | 0 | 489.3365 | 474.1969 | 621.0703 | 690.5173 | 0 | 0 | 0 | 0 | 0.18104 | 2.1005 | 8.3963 | 13.894 | 0 | 0 | 0 | 0 | -238.9659 | -11.4252 | -58.2132 | -22.8806 | 0.36952 | 0.39289 | 0.39083 | 0.37129 | -88.3037 | -4.4889 | -22.7516 | -8.4954
8 | 26 | 1 | 608.8794 | 613.5397 | 616.8116 | 713.5907 | 378.8299 | 100.3275 | 0 | 0 | 36.1054 | 114.5865 | 113.7347 | 113.506 | 0 | 0 | 0 | 0 | 491.0707 | 470.9378 | 606.8449 | 684.3113 | 0 | 0 | 0 | 0 | -0.1329 | 5.2915 | 12.6106 | 14.8759 | 0 | 0 | 0 | 0 | -296.9937 | -77.6035 | -116.3787 | -99.1025 | 0.37223 | 0.39077 | 0.38906 | 0.37051 | -110.5514 | -30.3255 | -45.2781 | -36.7182
8 | 26 | 2 | 564.8484 | 566.2535 | 565.9119 | 651.6229 | 378.8299 | 100.3275 | 0 | 0 | 32.3557 | 111.3226 | 108.7927 | 98.1325 | 0 | 0 | 0 | 0 | 490.4627 | 469.0365 | 580.4807 | 682.4754 | 0 | 0 | 0 | 0 | -0.10998 | 7.1781 | 10.0236 | 0.036973 | 0 | 0 | 0 | 0 | -336.6899 | -121.6112 | -133.3851 | -129.022 | 0.3725 | 0.38904 | 0.38716 | 0.37014 | -125.4154 | -47.3121 | -51.6409 | -47.7559
8 | 26 | 3 | 538.6065 | 536.8515 | 532.9477 | 610.3709 | 378.8299 | 100.3275 | 0 | 0 | 30.6879 | 108.3369 | 102.9027 | 95.1753 | 0 | 0 | 0 | 0 | 462.5918 | 438.794 | 531.5465 | 634.0179 | 0 | 0 | 0 | 0 | -0.014894 | 0.60989 | 11.3023 | -0.82137 | 0 | 0 | 0 | 0 | -333.4882 | -111.2168 | -112.8038 | -118.001 | 0.3732 | 0.38992 | 0.38586 | 0.37025 | -124.4593 | -43.3658 | -43.527 | -43.6902
8 | 26 | 4 | 520.4381 | 515.4429 | 507.768 | 577.7405 | 378.8299 | 100.3275 | 0 | 0 | 32.0008 | 85.8355 | 84.7545 | 86.6084 | 0 | 0 | 0 | 0 | 442.8847 | 421.5472 | 499.6943 | 572.2379 | 0 | 0 | 0 | 0 | -0.10998 | 9.2242 | 2.9294 | 1.1131 | 0 | 0 | 0 | 0 | -333.1673 | -101.4915 | -79.6101 | -82.219 | 0.37386 | 0.38754 | 0.38853 | 0.36998 | -124.5584 | -39.3321 | -30.9311 | -30.4197
8 | 26 | 5 | 510.8743 | 502.7628 | 491.3999 | 555.2835 | 378.8299 | 100.3275 | 0 | 0 | 39.496 | 81.4392 | 85.5621 | 86.7659 | 0 | 0 | 0 | 0 | 419.5352 | 402.6962 | 471.9956 | 525.0306 | 0 | 0 | 0 | 0 | 0.25147 | 5.2662 | 8.5647 | -9.5934 | 0 | 0 | 0 | 0 | -327.2383 | -86.9662 | -74.7225 | -46.9196 | 0.37065 | 0.39036 | 0.39029 | 0.37126 | -121.2908 | -33.9485 | -29.1633 | -17.4193
8 | 26 | 6 | 510.3251 | 499.1395 | 484.0604 | 543.1249 | 378.8299 | 100.3275 | 0 | 0 | 40.0713 | 84.5081 | 82.2271 | 73.4628 | 0 | 0 | 0 | 0 | 387.427 | 387.1198 | 450.7192 | 508.7159 | 0 | 0 | 0 | 0 | -0.015535 | 5.5085 | 19.6658 | -11.6552 | 0 | 0 | 0 | 0 | -295.9876 | -78.3245 | -68.5516 | -27.3985 | 0.37177 | 0.38885 | 0.38239 | 0.37131 | -110.04 | -30.4561 | -26.2134 | -10.1735
8 | 26 | 7 | 521.2149 | 507.8316 | 490.0622 | 547.3687 | 378.8299 | 100.3275 | 0 | 0 | 32.5344 | 75.7494 | 74.1553 | 68.2525 | 0 | 0 | 0 | 0 | 424.9823 | 538.1683 | 622.3339 | 681.8178 | 0 | 0 | 0 | 0 | -0.21507 | -3.1194 | -4.8781 | -0.92728 | 0 | 0 | 0 | 0 | -314.9166 | -203.2942 | -201.5489 | -201.7744 | 0.3667 | 0.37732 | 0.37117 | 0.37991 | -115.4802 | -76.7071 | -74.809 | -76.6566
8 | 26 | 8 | 540.3312 | 525.6457 | 506.1659 | 564.1011 | 378.8299 | 100.3275 | 0 | 0 | 28.1141 | 53.2354 | 54.6263 | 62.6785 | 0 | 0 | 0 | 0 | 507.3978 | 726.8654 | 832.494 | 921.1741 | 0 | 0 | 0 | 0 | -0.099947 | -5.6352 | -11.6118 | 5.5655 | 0 | 0 | 0 | 0 | -373.9106 | -349.1474 | -369.3427 | -425.3171 | 0.37186 | 0.38691 | 0.38697 | 0.38173 | -139.0414 | -135.09 | -142.9245 | -162.3564
8 | 26 | 9 | 587.3958 | 573.719 | 555.2506 | 621.5931 | 378.8299 | 100.3275 | 0 | 0 | 25.414 | 45.5036 | 48.205 | 52.5591 | 0 | 0 | 0 | 0 | 604.3856 | 889.1724 | 1015.3464 | 1106.3774 | 0 | 0 | 0 | 0 | -0.20998 | -9.8577 | -19.4402 | -33.6706 | 0 | 0 | 0 | 0 | -421.0237 | -451.4267 | -488.8606 | -503.6729 | 0.37575 | 0.32651 | 0.32636 | 0.067785 | -158.1986 | -147.3952 | -159.5449 | -34.1417
8 | 26 | 10 | 639.2216 | 626.2624 | 608.5609 | 683.9223 | 378.8299 | 100.3275 | 0 | 0 | 29.8553 | 42.8663 | 42.9124 | 39.8423 | 0 | 0 | 0 | 0 | 692.1974 | 1015.4015 | 1157.03 | 1241.3993 | 0 | 0 | 0 | 0 | -0.36704 | -8.8508 | -19.6318 | -47.6585 | 0 | 0 | 0 | 0 | -461.2939 | -523.482 | -571.7497 | -549.6608 | 0.38219 | 0.32795 | 0.328 | 0.071605 | -176.3035 | -171.6757 | -187.5337 | -39.3585
8 | 26 | 11 | 684.2383 | 672.3107 | 655.7513 | 739.5253 | 378.8299 | 100.3275 | 0 | 0 | 33.8909 | 44.0997 | 42.606 | 39.9707 | 0 | 0 | 0 | 0 | 719.4573 | 1039.9708 | 1193.6305 | 1265.1227 | 0 | 0 | 0 | 0 | -0.30873 | -10.7098 | -23.9259 | -48 | 0 | 0 | 0 | 0 | -447.6311 | -501.3774 | -556.5593 | -517.568 | 0.37921 | 0.32752 | 0.328 | 0.071605 | -169.7452 | -164.2116 | -182.5513 | -37.0605
8 | 26 | 12 | 721.4723 | 710.7127 | 695.4431 | 786.5602 | 378.8299 | 100.3275 | 0 | 0 | 35.7847 | 43.3866 | 42.6878 | 40.5568 | 0 | 0 | 0 | 0 | 705.689 | 1029.5255 | 1201.1842 | 1286.8558 | 0 | 0 | 0 | 0 | -0.30873 | -9.9639 | -22.8738 | -48.4637 | 0 | 0 | 0 | 0 | -398.5226 | -452.5631 | -525.5552 | -492.3887 | 0.37557 | 0.32768 | 0.328 | 0.071605 | -149.6718 | -148.2977 | -172.3819 | -35.2575
8 | 26 | 13 | 759.6726 | 750.7323 | 737.4352 | 836.7538 | 378.8299 | 100.3275 | 0 | 0 | 37.3557 | 48.2663 | 46.7847 | 44.4175 | 0 | 0 | 0 | 0 | 749.2116 | 1095.9608 | 1278.7239 | 1350.8771 | 0 | 0 | 0 | 0 | -0.31182 | -3.8293 | -17.5565 | -33.2837 | 0 | 0 | 0 | 0 | -405.4128 | -489.993 | -570.5169 | -525.2571 | 0.37374 | 0.32755 | 0.32763 | 0.071605 | -151.5191 | -160.4984 | -186.9167 | -37.611
8 | 26 | 14 | 795.6254 | 788.1663 | 776.504 | 883.3494 | 378.8299 | 100.3275 | 0 | 0 | 43.8055 | 47.4976 | 47.122 | 46.6982 | 0 | 0 | 0 | 0 | 732.6941 | 1082.3281 | 1271.7658 | 1321.4274 | 0 | 0 | 0 | 0 | -0.079334 | -2.0191 | -4.8208 | -13.1455 | 0 | 0 | 0 | 0 | -359.6247 | -439.9678 | -537.563 | -471.6307 | 0.37404 | 0.327 | 0.32733 | 0.070824 | -134.5138 | -143.8707 | -175.9612 | -33.4028
8 | 26 | 15 | 829.5939 | 824.057 | 814.5978 | 929.4361 | 378.8299 | 100.3275 | 0 | 0 | 47.1439 | 62.2431 | 55.5884 | 66.8202 | 0 | 0 | 0 | 0 | 657.693 | 980.5315 | 1169.4299 | 1255.9908 | 0 | 0 | 0 | 0 | 0.011457 | -1.8584 | -0.62598 | -4.6926 | 0 | 0 | 0 | 0 | -254.0844 | -317.1868 | -409.7944 | -388.6823 | 0.38108 | 0.31254 | 0.31233 | 0.32609 | -96.8254 | -99.1333 | -127.9929 | -126.7457
8 | 26 | 16 | 859.6368 | 857.7934 | 852.5251 | 977.0285 | 378.8299 | 100.3275 | 0 | 0 | 45.7495 | 79.1932 | 79.6198 | 70.238 | 0 | 0 | 0 | 0 | 728.8619 | 1044.9243 | 1232.2377 | 1327.8376 | 0 | 0 | 0 | 0 | -0.16403 | -2.307 | -1.7146 | 0.98408 | 0 | 0 | 0 | 0 | -293.6405 | -364.3445 | -457.6178 | -422.0312 | 0.38915 | 0.32585 | 0.31944 | 0.31698 | -114.2689 | -118.7223 | -146.1835 | -133.7757
8 | 26 | 17 | 886.3743 | 889.0526 | 889.0221 | 1024.0732 | 378.8299 | 100.3275 | 0 | 0 | 45.0572 | 77.4932 | 78.2785 | 80.936 | 0 | 0 | 0 | 0 | 704.6385 | 962.6741 | 1142.2736 | 1228.9534 | 283.1967 | 303.0055 | 303.0055 | 303.0055 | -0.18032 | -2.7562 | -1.6836 | 2.5739 | 0 | 0 | 0 | 0 | -525.1678 | -551.6914 | -632.8518 | -591.3955 | 0.39 | 0.39598 | 0.39187 | 0.36712 | -204.8172 | -218.457 | -247.9932 | -217.1142
8 | 26 | 18 | 900.0752 | 907.1845 | 912.1935 | 1055.3415 | 378.8299 | 100.3275 | 0 | 0 | 48.9159 | 84.195 | 82.2396 | 81.6075 | 0 | 0 | 0 | 0 | 602.7933 | 745.2768 | 903.8914 | 979.8971 | 283.1967 | 303.0055 | 303.0055 | 303.0055 | -0.18032 | -1.6119 | -2.5876 | 0 | 0 | 0 | 0 | 0 | -413.4803 | -324.0083 | -374.3554 | -309.1686 | 0.3917 | 0.40014 | 0.39346 | 0.38236 | -161.9623 | -129.6503 | -147.2953 | -118.2135
8 | 26 | 19 | 885.7747 | 895.1401 | 902.6521 | 1046.3765 | 378.8299 | 100.3275 | 0 | 0 | 51.3532 | 94.8792 | 92.2323 | 99.3279 | 0 | 0 | 0 | 0 | 509.3584 | 549.9875 | 702.2428 | 806.7225 | 283.1967 | 303.0055 | 303.0055 | 303.0055 | 0.10687 | 0.67513 | -1.9163 | 10.2512 | 0 | 0 | 0 | 0 | -337.0703 | -153.7347 | -192.9121 | -172.9307 | 0.39028 | 0.3992 | 0.39311 | 0.38685 | -131.5531 | -61.3716 | -75.8364 | -66.8983
8 | 26 | 20 | 869.1787 | 879.3627 | 887.8539 | 1030.1797 | 378.8299 | 100.3275 | 0 | 0 | 51.0944 | 106.445 | 107.6736 | 104.5377 | 0 | 0 | 0 | 0 | 473.79 | 490.0619 | 645.9495 | 762.2532 | 283.1967 | 303.0055 | 303.0055 | 303.0055 | 0.15128 | 2.6991 | 6.5883 | 49.0973 | 0 | 0 | 0 | 0 | -317.8836 | -123.1763 | -175.3629 | -188.7139 | 0.39125 | 0.40133 | 0.39529 | 0.38828 | -124.3709 | -49.4345 | -69.3199 | -73.2731
8 | 26 | 21 | 875.4099 | 887.4233 | 898.2663 | 1044.7983 | 378.8299 | 100.3275 | 0 | 0 | 50.0396 | 106.9132 | 110.7483 | 114.1534 | 0 | 0 | 0 | 0 | 452.0545 | 469.9188 | 609.9423 | 742.5427 | 283.1967 | 303.0055 | 303.0055 | 303.0055 | 0.23078 | 0.51897 | 0.93624 | 40.3155 | 0 | 0 | 0 | 0 | -288.9416 | -93.2606 | -126.3661 | -155.2187 | 0.3882 | 0.39886 | 0.39319 | 0.38634 | -112.1672 | -37.1981 | -49.6863 | -59.9676
8 | 26 | 22 | 827.7991 | 840.8327 | 853.1779 | 994.5161 | 378.8299 | 100.3275 | 0 | 0 | 49.0346 | 107.8383 | 112.7472 | 117.9221 | 0 | 0 | 0 | 0 | 371.2955 | 387.9135 | 527.5337 | 637.5163 | 283.1967 | 303.0055 | 303.0055 | 303.0055 | 0.36118 | 2.139 | 6.7703 | 18.8622 | 0 | 0 | 0 | 0 | -254.9187 | -60.391 | -96.8788 | -82.79 | 0.38109 | 0.39369 | 0.38812 | 0.38014 | -97.1468 | -23.7756 | -37.6009 | -31.4721
8 | 26 | 23 | 741.0166 | 752.9275 | 764.2033 | 890.9007 | 378.8299 | 100.3275 | 0 | 0 | 48.217 | 107.4458 | 115.1487 | 125.2692 | 0 | 0 | 0 | 0 | 335.1367 | 347.5142 | 481.2147 | 570.1919 | 0 | 0 | 0 | 0 | 0.73427 | 3.6757 | 5.387 | 13.9921 | 0 | 0 | 0 | 0 | -21.9012 | 193.9644 | 162.4529 | 181.4475 | 0.37177 | 0.39333 | 0.38899 | 0.37327 | -8.1422 | 76.2916 | 63.1923 | 67.7288
8 | 26 | 24 | 656.8385 | 665.2604 | 672.7041 | 781.8037 | 378.8299 | 100.3275 | 0 | 0 | 42.7525 | 115.8112 | 117.7415 | 119.6529 | 0 | 0 | 0 | 0 | 314.2318 | 323.3736 | 448.0899 | 554.1696 | 0 | 0 | 0 | 0 | 0.18104 | 2.1005 | 8.3963 | 13.894 | 0 | 0 | 0 | 0 | -79.1569 | 123.6476 | 98.4764 | 94.0872 | 0.36952 | 0.39289 | 0.39083 | 0.37129 | -29.2504 | 48.5798 | 38.4878 | 34.9338
8 | 27 | 1 | 597.0159 | 601.3248 | 604.1793 | 698.5645 | 378.8299 | 100.3275 | 0 | 0 | 36.1054 | 114.5865 | 113.7347 | 113.506 | 0 | 0 | 0 | 0 | 251.5934 | 258.8012 | 349.8967 | 457.1533 | 0 | 0 | 0 | 0 | -0.1329 | 5.2915 | 12.6106 | 14.8759 | 0 | 0 | 0 | 0 | -69.3799 | 122.3182 | 127.9373 | 113.0293 | 0.37223 | 0.39077 | 0.38906 | 0.37051 | -25.8256 | 47.7988 | 49.775 | 41.8781
8 | 27 | 2 | 557.0218 | 558.1963 | 557.5809 | 641.7144 | 378.8299 | 100.3275 | 0 | 0 | 32.3557 | 111.3226 | 108.7927 | 98.1325 | 0 | 0 | 0 | 0 | 182.4593 | 185.2818 | 250.6754 | 360.4555 | 0 | 0 | 0 | 0 | -0.10998 | 7.1781 | 10.0236 | 0.036973 | 0 | 0 | 0 | 0 | -36.5131 | 154.0863 | 188.0892 | 183.0894 | 0.3725 | 0.38904 | 0.38716 | 0.37014 | -13.601 | 59.9464 | 72.8199 | 67.7682
8 | 27 | 3 | 531.8746 | 529.9276 | 525.7962 | 601.8717 | 378.8299 | 100.3275 | 0 | 0 | 30.6879 | 108.3369 | 102.9027 | 95.1753 | 0 | 0 | 0 | 0 | 162.8917 | 162.7157 | 204.6328 | 328.3243 | 0 | 0 | 0 | 0 | -0.014894 | 0.60989 | 11.3023 | -0.82137 | 0 | 0 | 0 | 0 | -40.5201 | 157.9375 | 206.9583 | 179.1934 | 0.3732 | 0.38992 | 0.38586 | 0.37025 | -15.1223 | 61.5832 | 79.858 | 66.3469
8 | 27 | 4 | 522.9877 | 518.0762 | 510.5011 | 580.9998 | 378.8299 | 100.3275 | 0 | 0 | 32.0008 | 85.8355 | 84.7545 | 86.6084 | 0 | 0 | 0 | 0 | 161.4461 | 157.0614 | 186.2792 | 315.6234 | 0 | 0 | 0 | 0 | -0.10998 | 9.2242 | 2.9294 | 1.1131 | 0 | 0 | 0 | 0 | -49.1791 | 165.6276 | 236.538 | 177.6549 | 0.37386 | 0.38754 | 0.38853 | 0.36998 | -18.3862 | 64.1875 | 91.9026 | 65.7295
8 | 27 | 5 | 528.7194 | 521.1494 | 510.4301 | 577.9332 | 378.8299 | 100.3275 | 0 | 0 | 39.496 | 81.4392 | 85.5621 | 86.7659 | 0 | 0 | 0 | 0 | 124.5223 | 118.4946 | 135.4546 | 243.5397 | 0 | 0 | 0 | 0 | 0.25147 | 5.2662 | 8.5647 | -9.5934 | 0 | 0 | 0 | 0 | -14.3803 | 215.6219 | 280.8488 | 257.2209 | 0.37065 | 0.39036 | 0.39029 | 0.37126 | -5.3301 | 84.1711 | 109.6119 | 95.4953
8 | 27 | 6 | 551.2186 | 541.269 | 527.6592 | 595.0112 | 378.8299 | 100.3275 | 0 | 0 | 40.0713 | 84.5081 | 82.2271 | 73.4628 | 0 | 0 | 0 | 0 | 109.925 | 118.1349 | 132.3174 | 230.2274 | 0 | 0 | 0 | 0 | -0.015535 | 5.5085 | 19.6658 | -11.6552 | 0 | 0 | 0 | 0 | 22.408 | 232.79 | 293.4489 | 302.9762 | 0.37177 | 0.38885 | 0.38239 | 0.37131 | 8.3307 | 90.5193 | 112.2116 | 112.4993
8 | 27 | 7 | 605.2303 | 594.3161 | 579.4776 | 653.7086 | 378.8299 | 100.3275 | 0 | 0 | 32.5344 | 75.7494 | 74.1553 | 68.2525 | 0 | 0 | 0 | 0 | 130.0614 | 287.1608 | 335.2684 | 412.5187 | 0 | 0 | 0 | 0 | -0.21507 | -3.1194 | -4.8781 | -0.92728 | 0 | 0 | 0 | 0 | 64.0196 | 134.1978 | 174.932 | 173.8646 | 0.3667 | 0.37732 | 0.37117 | 0.37991 | 23.476 | 50.6356 | 64.9296 | 66.0533
8 | 27 | 8 | 654.4577 | 643.0971 | 627.5624 | 708.4459 | 378.8299 | 100.3275 | 0 | 0 | 28.1141 | 53.2354 | 54.6263 | 62.6785 | 0 | 0 | 0 | 0 | 204.7785 | 514.6143 | 596.2139 | 684.8135 | 0 | 0 | 0 | 0 | -0.099947 | -5.6352 | -11.6118 | 5.5655 | 0 | 0 | 0 | 0 | 42.8352 | -19.4448 | -11.6659 | -44.6116 | 0.37186 | 0.38691 | 0.38697 | 0.38173 | 15.9286 | -7.5235 | -4.5144 | -17.0296
8 | 27 | 9 | 708.1304 | 697.9712 | 683.6764 | 774.296 | 378.8299 | 100.3275 | 0 | 0 | 25.414 | 45.5036 | 48.205 | 52.5591 | 0 | 0 | 0 | 0 | 267.2627 | 658.5542 | 764.1872 | 864.5845 | 0 | 0 | 0 | 0 | -0.20998 | -9.8577 | -19.4402 | -33.6706 | 0 | 0 | 0 | 0 | 36.8338 | -96.5564 | -109.2755 | -109.177 | 0.37575 | 0.32651 | 0.32636 | 0.067785 | 13.8402 | -31.5266 | -35.6632 | -7.4006
8 | 27 | 10 | 754.8065 | 745.2356 | 731.5555 | 830.1885 | 378.8299 | 100.3275 | 0 | 0 | 29.8553 | 42.8663 | 42.9124 | 39.8423 | 0 | 0 | 0 | 0 | 299.3377 | 750.3641 | 869.694 | 951.8099 | 0 | 0 | 0 | 0 | -0.36704 | -8.8508 | -19.6318 | -47.6585 | 0 | 0 | 0 | 0 | 47.1506 | -139.4714 | -161.4191 | -113.8052 | 0.38219 | 0.32795 | 0.328 | 0.071605 | 18.0207 | -45.7396 | -52.9454 | -8.149
8 | 27 | 11 | 806.4121 | 798.0776 | 785.7834 | 894.1725 | 378.8299 | 100.3275 | 0 | 0 | 33.8909 | 44.0997 | 42.606 | 39.9707 | 0 | 0 | 0 | 0 | 308.2378 | 777.9607 | 908.0269 | 976.9089 | 0 | 0 | 0 | 0 | -0.30873 | -10.7098 | -23.9259 | -48 | 0 | 0 | 0 | 0 | 85.7622 | -113.6004 | -140.9235 | -74.7071 | 0.37921 | 0.32752 | 0.328 | 0.071605 | 32.5217 | -37.2065 | -46.2229 | -5.3494
8 | 27 | 12 | 845.2981 | 838.1834 | 827.2406 | 943.3103 | 378.8299 | 100.3275 | 0 | 0 | 35.7847 | 43.3866 | 42.6878 | 40.5568 | 0 | 0 | 0 | 0 | 310.1621 | 780.1274 | 914.3035 | 980.8889 | 0 | 0 | 0 | 0 | -0.30873 | -9.9639 | -22.8738 | -48.4637 | 0 | 0 | 0 | 0 | 120.8302 | -75.6942 | -106.8769 | -29.6718 | 0.37557 | 0.32768 | 0.328 | 0.071605 | 45.3798 | -24.8038 | -35.0556 | -2.1246
8 | 27 | 13 | 881.9121 | 876.5759 | 867.5575 | 991.5175 | 378.8299 | 100.3275 | 0 | 0 | 37.3557 | 48.2663 | 46.7847 | 44.4175 | 0 | 0 | 0 | 0 | 304.6238 | 747.7373 | 880.7362 | 959.4418 | 0 | 0 | 0 | 0 | -0.31182 | -3.8293 | -17.5565 | -33.2837 | 0 | 0 | 0 | 0 | 161.4145 | -15.9259 | -42.4069 | 20.942 | 0.37374 | 0.32755 | 0.32763 | 0.071605 | 60.3271 | -5.2166 | -13.8936 | 1.4996
8 | 27 | 14 | 925.4289 | 921.782 | 914.6448 | 1047.6348 | 378.8299 | 100.3275 | 0 | 0 | 43.8055 | 47.4976 | 47.122 | 46.6982 | 0 | 0 | 0 | 0 | 344.25 | 778.6321 | 912.7307 | 967.2554 | 0 | 0 | 0 | 0 | -0.079334 | -2.0191 | -4.8208 | -13.1455 | 0 | 0 | 0 | 0 | 158.6228 | -2.6561 | -40.3871 | 46.8267 | 0.37404 | 0.327 | 0.32733 | 0.070824 | 59.3312 | -0.86855 | -13.22 | 3.3165
8 | 27 | 15 | 957.6918 | 955.9197 | 950.9293 | 1091.5725 | 378.8299 | 100.3275 | 0 | 0 | 47.1439 | 62.2431 | 55.5884 | 66.8202 | 0 | 0 | 0 | 0 | 316.3818 | 748.0492 | 881.2879 | 914.1603 | 0 | 0 | 0 | 0 | 0.011457 | -1.8584 | -0.62598 | -4.6926 | 0 | 0 | 0 | 0 | 215.3248 | 47.1582 | 14.6791 | 115.2846 | 0.38108 | 0.31254 | 0.31233 | 0.32609 | 82.0551 | 14.7388 | 4.5848 | 37.5932
8 | 27 | 16 | 983.968 | 985.7772 | 984.8447 | 1134.3923 | 378.8299 | 100.3275 | 0 | 0 | 45.7495 | 79.1932 | 79.6198 | 70.238 | 0 | 0 | 0 | 0 | 299.6719 | 690.9871 | 812.9712 | 838.1026 | 0 | 0 | 0 | 0 | -0.16403 | -2.307 | -1.7146 | 0.98408 | 0 | 0 | 0 | 0 | 259.8806 | 117.5765 | 93.9683 | 225.0676 | 0.38915 | 0.32585 | 0.31944 | 0.31698 | 101.1314 | 38.3125 | 30.0177 | 71.3421
8 | 27 | 17 | 998.2149 | 1004.1818 | 1008.055 | 1165.6384 | 378.8299 | 100.3275 | 0 | 0 | 45.0572 | 77.4932 | 78.2785 | 80.936 | 0 | 0 | 0 | 0 | 370.6697 | 694.3781 | 802.4645 | 823.4907 | 283.1967 | 303.0055 | 303.0055 | 303.0055 | -0.18032 | -2.7562 | -1.6836 | 2.5739 | 0 | 0 | 0 | 0 | -79.3583 | -168.2663 | -174.0098 | -44.3678 | 0.39 | 0.39598 | 0.39187 | 0.36712 | -30.95 | -66.6296 | -68.1885 | -16.2884
8 | 27 | 18 | 995.5853 | 1005.5037 | 1013.8472 | 1176.2384 | 378.8299 | 100.3275 | 0 | 0 | 48.9159 | 84.195 | 82.2396 | 81.6075 | 0 | 0 | 0 | 0 | 290.2164 | 450.379 | 535.6977 | 551.558 | 283.1967 | 303.0055 | 303.0055 | 303.0055 | -0.18032 | -1.6119 | -2.5876 | 0 | 0 | 0 | 0 | 0 | -5.3932 | 69.2087 | 95.4921 | 240.0674 | 0.3917 | 0.40014 | 0.39346 | 0.38236 | -2.1126 | 27.6935 | 37.5727 | 91.7921
8 | 27 | 19 | 968.578 | 980.376 | 990.7755 | 1151.179 | 378.8299 | 100.3275 | 0 | 0 | 51.3532 | 94.8792 | 92.2323 | 99.3279 | 0 | 0 | 0 | 0 | 266.1171 | 302.1771 | 385.0044 | 406.0572 | 283.1967 | 303.0055 | 303.0055 | 303.0055 | 0.10687 | 0.67513 | -1.9163 | 10.2512 | 0 | 0 | 0 | 0 | -11.0257 | 179.3116 | 212.4497 | 332.5372 | 0.39028 | 0.3992 | 0.39311 | 0.38685 | -4.3032 | 71.582 | 83.517 | 128.6422
8 | 27 | 20 | 946.2987 | 958.746 | 969.9237 | 1127.7804 | 378.8299 | 100.3275 | 0 | 0 | 51.0944 | 106.445 | 107.6736 | 104.5377 | 0 | 0 | 0 | 0 | 239.0302 | 245.0216 | 314.9612 | 340.2183 | 283.1967 | 303.0055 | 303.0055 | 303.0055 | 0.15128 | 2.6991 | 6.5883 | 49.0973 | 0 | 0 | 0 | 0 | -6.0038 | 201.2473 | 237.6951 | 330.9216 | 0.39125 | 0.40133 | 0.39529 | 0.38828 | -2.349 | 80.7668 | 93.9595 | 128.4889
8 | 27 | 21 | 933.5488 | 947.2749 | 960.151 | 1118.4007 | 378.8299 | 100.3275 | 0 | 0 | 50.0396 | 106.9132 | 110.7483 | 114.1534 | 0 | 0 | 0 | 0 | 202.8254 | 202.8409 | 266.2081 | 286.2753 | 283.1967 | 303.0055 | 303.0055 | 303.0055 | 0.23078 | 0.51897 | 0.93624 | 40.3155 | 0 | 0 | 0 | 0 | 18.4263 | 233.6689 | 279.2528 | 374.6511 | 0.3882 | 0.39886 | 0.39319 | 0.38634 | 7.1531 | 93.2015 | 109.8005 | 144.7437
8 | 27 | 22 | 863.4056 | 877.5064 | 891.1195 | 1039.6604 | 378.8299 | 100.3275 | 0 | 0 | 49.0346 | 107.8383 | 112.7472 | 117.9221 | 0 | 0 | 0 | 0 | 143.5985 | 140.9935 | 200.806 | 231.2333 | 283.1967 | 303.0055 | 303.0055 | 303.0055 | 0.36118 | 2.139 | 6.7703 | 18.8622 | 0 | 0 | 0 | 0 | 8.3848 | 223.2027 | 267.7905 | 368.6374 | 0.38109 | 0.39369 | 0.38812 | 0.38014 | 3.1954 | 87.8737 | 103.9356 | 140.1354
8 | 27 | 23 | 767.7176 | 780.4334 | 792.6657 | 924.7711 | 378.8299 | 100.3275 | 0 | 0 | 48.217 | 107.4458 | 115.1487 | 125.2692 | 0 | 0 | 0 | 0 | 124.5072 | 119.7291 | 178.2262 | 225.0763 | 0 | 0 | 0 | 0 | 0.73427 | 3.6757 | 5.387 | 13.9921 | 0 | 0 | 0 | 0 | 215.4292 | 449.2553 | 493.9038 | 560.4335 | 0.37177 | 0.39333 | 0.38899 | 0.37327 | 80.0896 | 176.7047 | 192.1227 | 209.1926
8 | 27 | 24 | 675.8098 | 684.8102 | 692.9418 | 805.8935 | 378.8299 | 100.3275 | 0 | 0 | 42.7525 | 115.8112 | 117.7415 | 119.6529 | 0 | 0 | 0 | 0 | 119.7486 | 112.9931 | 170.7492 | 214.2286 | 0 | 0 | 0 | 0 | 0.18104 | 2.1005 | 8.3963 | 13.894 | 0 | 0 | 0 | 0 | 134.2977 | 353.5779 | 396.0548 | 458.1179 | 0.36952 | 0.39289 | 0.39083 | 0.37129 | 49.6262 | 138.917 | 154.7911 | 170.0954
8 | 28 | 1 | 609.896 | 614.606 | 617.9381 | 714.9506 | 378.8299 | 100.3275 | 0 | 0 | 36.1054 | 114.5865 | 113.7347 | 113.506 | 0 | 0 | 0 | 0 | 112.0436 | 103.5263 | 156.9946 | 212.7085 | 0 | 0 | 0 | 0 | -0.1329 | 5.2915 | 12.6106 | 14.8759 | 0 | 0 | 0 | 0 | 83.05 | 290.8743 | 334.5981 | 373.8603 | 0.37223 | 0.39077 | 0.38906 | 0.37051 | 30.9141 | 113.6663 | 130.1781 | 138.5178
8 | 28 | 2 | 570.2128 | 571.7908 | 571.6555 | 658.4693 | 378.8299 | 100.3275 | 0 | 0 | 32.3557 | 111.3226 | 108.7927 | 98.1325 | 0 | 0 | 0 | 0 | 98.2244 | 89.6237 | 131.5133 | 198.2831 | 0 | 0 | 0 | 0 | -0.10998 | 7.1781 | 10.0236 | 0.036973 | 0 | 0 | 0 | 0 | 60.9127 | 263.3389 | 321.3259 | 362.0167 | 0.3725 | 0.38904 | 0.38716 | 0.37014 | 22.6897 | 102.4504 | 124.4033 | 133.9959
8 | 28 | 3 | 547.4329 | 545.9501 | 542.37 | 621.5896 | 378.8299 | 100.3275 | 0 | 0 | 30.6879 | 108.3369 | 102.9027 | 95.1753 | 0 | 0 | 0 | 0 | 81.3838 | 72.8602 | 111.1853 | 186.7816 | 0 | 0 | 0 | 0 | -0.014894 | 0.60989 | 11.3023 | -0.82137 | 0 | 0 | 0 | 0 | 56.5462 | 263.8155 | 316.9797 | 340.454 | 0.3732 | 0.38992 | 0.38586 | 0.37025 | 21.1033 | 102.8672 | 122.3114 | 126.0541
8 | 28 | 4 | 534.4913 | 529.9248 | 522.7597 | 595.5858 | 378.8299 | 100.3275 | 0 | 0 | 32.0008 | 85.8355 | 84.7545 | 86.6084 | 0 | 0 | 0 | 0 | 71.4792 | 62.7962 | 93.0441 | 175.8381 | 0 | 0 | 0 | 0 | -0.10998 | 9.2242 | 2.9294 | 1.1131 | 0 | 0 | 0 | 0 | 52.2915 | 271.7415 | 342.0317 | 332.0262 | 0.37386 | 0.38754 | 0.38853 | 0.36998 | 19.5498 | 105.311 | 132.8903 | 122.8446
8 | 28 | 5 | 537.3557 | 530.0475 | 519.6395 | 588.8938 | 378.8299 | 100.3275 | 0 | 0 | 39.496 | 81.4392 | 85.5621 | 86.7659 | 0 | 0 | 0 | 0 | 71.7477 | 62.5243 | 90.0869 | 171.1626 | 0 | 0 | 0 | 0 | 0.25147 | 5.2662 | 8.5647 | -9.5934 | 0 | 0 | 0 | 0 | 47.0306 | 280.4903 | 335.4258 | 340.5587 | 0.37065 | 0.39036 | 0.39029 | 0.37126 | 17.4319 | 109.4934 | 130.9127 | 126.4352
8 | 28 | 6 | 563.0029 | 553.4004 | 540.2026 | 609.9296 | 378.8299 | 100.3275 | 0 | 0 | 40.0713 | 84.5081 | 82.2271 | 73.4628 | 0 | 0 | 0 | 0 | 68.6112 | 83.3791 | 112.8265 | 182.8928 | 0 | 0 | 0 | 0 | -0.015535 | 5.5085 | 19.6658 | -11.6552 | 0 | 0 | 0 | 0 | 75.5061 | 279.6772 | 325.4832 | 365.2292 | 0.37177 | 0.38885 | 0.38239 | 0.37131 | 28.0711 | 108.7512 | 124.4612 | 135.6147
8 | 28 | 7 | 626.3291 | 616.0234 | 601.9067 | 680.3712 | 378.8299 | 100.3275 | 0 | 0 | 32.5344 | 75.7494 | 74.1553 | 68.2525 | 0 | 0 | 0 | 0 | 107.4177 | 291.9118 | 351.9616 | 406.1319 | 0 | 0 | 0 | 0 | -0.21507 | -3.1194 | -4.8781 | -0.92728 | 0 | 0 | 0 | 0 | 107.7622 | 151.1542 | 180.6678 | 206.9141 | 0.3667 | 0.37732 | 0.37117 | 0.37991 | 39.5165 | 57.0336 | 67.0586 | 78.6092
8 | 28 | 8 | 680.349 | 669.7313 | 655.0774 | 741.1505 | 378.8299 | 100.3275 | 0 | 0 | 28.1141 | 53.2354 | 54.6263 | 62.6785 | 0 | 0 | 0 | 0 | 178.7558 | 500.456 | 590.725 | 647.4928 | 0 | 0 | 0 | 0 | -0.099947 | -5.6352 | -11.6118 | 5.5655 | 0 | 0 | 0 | 0 | 94.7491 | 21.3476 | 21.3379 | 25.4137 | 0.37186 | 0.38691 | 0.38697 | 0.38173 | 35.2331 | 8.2597 | 8.2571 | 9.7012
8 | 28 | 9 | 732.1516 | 722.6881 | 709.2186 | 804.6623 | 378.8299 | 100.3275 | 0 | 0 | 25.414 | 45.5036 | 48.205 | 52.5591 | 0 | 0 | 0 | 0 | 241.538 | 650.6122 | 760.1316 | 811.821 | 0 | 0 | 0 | 0 | -0.20998 | -9.8577 | -19.4402 | -33.6706 | 0 | 0 | 0 | 0 | 86.5797 | -63.8975 | -79.6778 | -26.0473 | 0.37575 | 0.32651 | 0.32636 | 0.067785 | 32.5321 | -20.8631 | -26.0037 | -1.7656
8 | 28 | 10 | 778.9663 | 770.1038 | 757.2646 | 860.7621 | 378.8299 | 100.3275 | 0 | 0 | 29.8553 | 42.8663 | 42.9124 | 39.8423 | 0 | 0 | 0 | 0 | 283.3702 | 739.4104 | 860.1499 | 905.3597 | 0 | 0 | 0 | 0 | -0.36704 | -8.8508 | -19.6318 | -47.6585 | 0 | 0 | 0 | 0 | 87.2779 | -103.6496 | -126.1659 | -36.7813 | 0.38219 | 0.32795 | 0.328 | 0.071605 | 33.3571 | -33.9918 | -41.3824 | -2.6337
8 | 28 | 11 | 826.2202 | 818.4736 | 806.8776 | 919.2654 | 378.8299 | 100.3275 | 0 | 0 | 33.8909 | 44.0997 | 42.606 | 39.9707 | 0 | 0 | 0 | 0 | 301.343 | 767.2555 | 893.3414 | 932.083 | 0 | 0 | 0 | 0 | -0.30873 | -10.7098 | -23.9259 | -48 | 0 | 0 | 0 | 0 | 112.4651 | -82.4992 | -105.1438 | -4.7882 | 0.37921 | 0.32752 | 0.328 | 0.071605 | 42.6476 | -27.0202 | -34.4871 | -0.34286
8 | 28 | 12 | 864.5863 | 858.0587 | 847.8139 | 967.7984 | 378.8299 | 100.3275 | 0 | 0 | 35.7847 | 43.3866 | 42.6878 | 40.5568 | 0 | 0 | 0 | 0 | 307.098 | 770.8426 | 898.6282 | 934.28 | 0 | 0 | 0 | 0 | -0.30873 | -9.9639 | -22.8738 | -48.4637 | 0 | 0 | 0 | 0 | 143.1825 | -46.5342 | -70.6283 | 41.4252 | 0.37557 | 0.32768 | 0.328 | 0.071605 | 53.7746 | -15.2485 | -23.1661 | 2.9663
8 | 28 | 13 | 904.3366 | 899.6873 | 891.4857 | 1020.0033 | 378.8299 | 100.3275 | 0 | 0 | 37.3557 | 48.2663 | 46.7847 | 44.4175 | 0 | 0 | 0 | 0 | 304.3073 | 756.7367 | 886.0583 | 921.4101 | 0 | 0 | 0 | 0 | -0.31182 | -3.8293 | -17.5565 | -33.2837 | 0 | 0 | 0 | 0 | 184.1555 | -1.8139 | -23.8007 | 87.4595 | 0.37374 | 0.32755 | 0.32763 | 0.071605 | 68.8263 | -0.59415 | -7.7978 | 6.2625
8 | 28 | 14 | 949.6555 | 946.7535 | 940.5024 | 1078.4204 | 378.8299 | 100.3275 | 0 | 0 | 43.8055 | 47.4976 | 47.122 | 46.6982 | 0 | 0 | 0 | 0 | 321.7641 | 765.347 | 896.7102 | 938.7387 | 0 | 0 | 0 | 0 | -0.079334 | -2.0191 | -4.8208 | -13.1455 | 0 | 0 | 0 | 0 | 205.3354 | 35.6005 | 1.491 | 106.129 | 0.37404 | 0.327 | 0.32733 | 0.070824 | 76.8035 | 11.6415 | 0.48804 | 7.5165
8 | 28 | 15 | 988.399 | 987.5634 | 983.6866 | 1130.5648 | 378.8299 | 100.3275 | 0 | 0 | 47.1439 | 62.2431 | 55.5884 | 66.8202 | 0 | 0 | 0 | 0 | 319.8525 | 742.8152 | 867.5787 | 911.9995 | 0 | 0 | 0 | 0 | 0.011457 | -1.8584 | -0.62598 | -4.6926 | 0 | 0 | 0 | 0 | 242.5612 | 84.0359 | 61.1455 | 156.4377 | 0.38108 | 0.31254 | 0.31233 | 0.32609 | 92.4342 | 26.2645 | 19.0978 | 51.0129
8 | 28 | 16 | 1015.5979 | 1018.3743 | 1018.5919 | 1174.5655 | 378.8299 | 100.3275 | 0 | 0 | 45.7495 | 79.1932 | 79.6198 | 70.238 | 0 | 0 | 0 | 0 | 275.52 | 671.8858 | 786.0699 | 828.827 | 0 | 0 | 0 | 0 | -0.16403 | -2.307 | -1.7146 | 0.98408 | 0 | 0 | 0 | 0 | 315.6624 | 169.2748 | 154.6167 | 274.5165 | 0.38915 | 0.32585 | 0.31944 | 0.31698 | 122.8386 | 55.1585 | 49.3915 | 87.0164
8 | 28 | 17 | 1029.6728 | 1036.5957 | 1041.6053 | 1205.5712 | 378.8299 | 100.3275 | 0 | 0 | 45.0572 | 77.4932 | 78.2785 | 80.936 | 0 | 0 | 0 | 0 | 221.8362 | 552.0164 | 650.6978 | 680.1414 | 283.1967 | 303.0055 | 303.0055 | 303.0055 | -0.18032 | -2.7562 | -1.6836 | 2.5739 | 0 | 0 | 0 | 0 | 100.9331 | 6.5093 | 11.3072 | 138.9144 | 0.39 | 0.39598 | 0.39187 | 0.36712 | 39.3643 | 2.5775 | 4.4309 | 50.9985
8 | 28 | 18 | 1017.8521 | 1028.468 | 1037.6418 | 1204.5808 | 378.8299 | 100.3275 | 0 | 0 | 48.9159 | 84.195 | 82.2396 | 81.6075 | 0 | 0 | 0 | 0 | 156.0748 | 311.1515 | 388.1959 | 419.1448 | 283.1967 | 303.0055 | 303.0055 | 303.0055 | -0.18032 | -1.6119 | -2.5876 | 0 | 0 | 0 | 0 | 0 | 151.0152 | 231.4004 | 266.7885 | 400.823 | 0.3917 | 0.40014 | 0.39346 | 0.38236 | 59.1534 | 92.5937 | 104.9716 | 153.2585
8 | 28 | 19 | 980.0189 | 992.2046 | 1003.0673 | 1165.85 | 378.8299 | 100.3275 | 0 | 0 | 51.3532 | 94.8792 | 92.2323 | 99.3279 | 0 | 0 | 0 | 0 | 136.246 | 189.931 | 270.1509 | 297.2298 | 283.1967 | 303.0055 | 303.0055 | 303.0055 | 0.10687 | 0.67513 | -1.9163 | 10.2512 | 0 | 0 | 0 | 0 | 130.2862 | 303.3863 | 339.595 | 456.0356 | 0.39028 | 0.3992 | 0.39311 | 0.38685 | 50.8486 | 121.1132 | 133.4995 | 176.4176
8 | 28 | 20 | 954.9485 | 967.6891 | 979.2173 | 1138.8731 | 378.8299 | 100.3275 | 0 | 0 | 51.0944 | 106.445 | 107.6736 | 104.5377 | 0 | 0 | 0 | 0 | 148.445 | 185.9591 | 281.2071 | 303.9906 | 283.1967 | 303.0055 | 303.0055 | 303.0055 | 0.15128 | 2.6991 | 6.5883 | 49.0973 | 0 | 0 | 0 | 0 | 93.2312 | 269.253 | 280.7429 | 378.2421 | 0.39125 | 0.40133 | 0.39529 | 0.38828 | 36.4764 | 108.0597 | 110.976 | 146.8623
8 | 28 | 21 | 944.6435 | 958.7293 | 972.0345 | 1132.568 | 378.8299 | 100.3275 | 0 | 0 | 50.0396 | 106.9132 | 110.7483 | 114.1534 | 0 | 0 | 0 | 0 | 155.9516 | 191.8351 | 292.1839 | 314.3729 | 283.1967 | 303.0055 | 303.0055 | 303.0055 | 0.23078 | 0.51897 | 0.93624 | 40.3155 | 0 | 0 | 0 | 0 | 76.3948 | 256.1291 | 265.1605 | 360.7208 | 0.3882 | 0.39886 | 0.39319 | 0.38634 | 29.6565 | 102.1601 | 104.2595 | 139.3618
8 | 28 | 22 | 872.127 | 886.5108 | 900.4615 | 1050.798 | 378.8299 | 100.3275 | 0 | 0 | 49.0346 | 107.8383 | 112.7472 | 117.9221 | 0 | 0 | 0 | 0 | 128.1935 | 158.116 | 252.1786 | 278.1728 | 283.1967 | 303.0055 | 303.0055 | 303.0055 | 0.36118 | 2.139 | 6.7703 | 18.8622 | 0 | 0 | 0 | 0 | 32.5111 | 215.0846 | 225.7598 | 332.8354 | 0.38109 | 0.39369 | 0.38812 | 0.38014 | 12.3896 | 84.6777 | 87.6226 | 126.5255
8 | 28 | 23 | 769.5881 | 782.3896 | 794.7254 | 927.2522 | 378.8299 | 100.3275 | 0 | 0 | 48.217 | 107.4458 | 115.1487 | 125.2692 | 0 | 0 | 0 | 0 | 95.8491 | 118.3939 | 196.7165 | 229.7902 | 0 | 0 | 0 | 0 | 0.73427 | 3.6757 | 5.387 | 13.9921 | 0 | 0 | 0 | 0 | 245.9579 | 452.5468 | 477.4733 | 558.2007 | 0.37177 | 0.39333 | 0.38899 | 0.37327 | 91.4392 | 177.9993 | 185.7314 | 208.3592
8 | 28 | 24 | 678.1662 | 687.2622 | 695.5089 | 808.9733 | 378.8299 | 100.3275 | 0 | 0 | 42.7525 | 115.8112 | 117.7415 | 119.6529 | 0 | 0 | 0 | 0 | 75.8558 | 96.8339 | 171.38 | 205.9399 | 0 | 0 | 0 | 0 | 0.18104 | 2.1005 | 8.3963 | 13.894 | 0 | 0 | 0 | 0 | 180.5469 | 372.1891 | 397.991 | 469.4866 | 0.36952 | 0.39289 | 0.39083 | 0.37129 | 66.7164 | 146.2292 | 155.5479 | 174.3165
8 | 29 | 1 | 617.5101 | 622.4588 | 626.0749 | 724.6428 | 378.8299 | 100.3275 | 0 | 0 | 36.1054 | 114.5865 | 113.7347 | 113.506 | 0 | 0 | 0 | 0 | 64.2458 | 83.5133 | 151.5899 | 187.3845 | 0 | 0 | 0 | 0 | -0.1329 | 5.2915 | 12.6106 | 14.8759 | 0 | 0 | 0 | 0 | 138.462 | 318.7401 | 348.1397 | 408.8765 | 0.37223 | 0.39077 | 0.38906 | 0.37051 | 51.5404 | 124.5555 | 135.4466 | 151.4915
8 | 29 | 2 | 576.6742 | 578.4538 | 578.5583 | 666.6904 | 378.8299 | 100.3275 | 0 | 0 | 32.3557 | 111.3226 | 108.7927 | 98.1325 | 0 | 0 | 0 | 0 | 63.2794 | 82.2941 | 131.2156 | 160.8376 | 0 | 0 | 0 | 0 | -0.10998 | 7.1781 | 10.0236 | 0.036973 | 0 | 0 | 0 | 0 | 102.3192 | 277.3315 | 328.5263 | 407.6833 | 0.3725 | 0.38904 | 0.38716 | 0.37014 | 38.1134 | 107.8942 | 127.191 | 150.8988
8 | 29 | 3 | 549.8742 | 548.4798 | 545.0056 | 624.7413 | 378.8299 | 100.3275 | 0 | 0 | 30.6879 | 108.3369 | 102.9027 | 95.1753 | 0 | 0 | 0 | 0 | 63.0895 | 78.649 | 119.5491 | 143.9917 | 0 | 0 | 0 | 0 | -0.014894 | 0.60989 | 11.3023 | -0.82137 | 0 | 0 | 0 | 0 | 77.2817 | 260.5565 | 311.2515 | 386.3955 | 0.3732 | 0.38992 | 0.38586 | 0.37025 | 28.8419 | 101.5964 | 120.1011 | 143.0641
8 | 29 | 4 | 535.8782 | 531.3713 | 524.2781 | 597.4109 | 378.8299 | 100.3275 | 0 | 0 | 32.0008 | 85.8355 | 84.7545 | 86.6084 | 0 | 0 | 0 | 0 | 63.07 | 75.0269 | 111.3574 | 134.1325 | 0 | 0 | 0 | 0 | -0.10998 | 9.2242 | 2.9294 | 1.1131 | 0 | 0 | 0 | 0 | 62.0875 | 260.9572 | 325.2369 | 375.557 | 0.37386 | 0.38754 | 0.38853 | 0.36998 | 23.2121 | 101.1316 | 126.365 | 138.9503
8 | 29 | 5 | 538.7052 | 531.4552 | 521.1173 | 590.6702 | 378.8299 | 100.3275 | 0 | 0 | 39.496 | 81.4392 | 85.5621 | 86.7659 | 0 | 0 | 0 | 0 | 63.07 | 72.804 | 104.2275 | 126.9753 | 0 | 0 | 0 | 0 | 0.25147 | 5.2662 | 8.5647 | -9.5934 | 0 | 0 | 0 | 0 | 57.0578 | 271.6184 | 322.763 | 386.5224 | 0.37065 | 0.39036 | 0.39029 | 0.37126 | 21.1485 | 106.0301 | 125.9706 | 143.4996
8 | 29 | 6 | 563.9677 | 554.4142 | 541.2758 | 611.227 | 378.8299 | 100.3275 | 0 | 0 | 40.0713 | 84.5081 | 82.2271 | 73.4628 | 0 | 0 | 0 | 0 | 67.8353 | 98.0346 | 131.8109 | 148.7322 | 0 | 0 | 0 | 0 | -0.015535 | 5.5085 | 19.6658 | -11.6552 | 0 | 0 | 0 | 0 | 77.2468 | 266.0355 | 307.5721 | 400.6872 | 0.37177 | 0.38885 | 0.38239 | 0.37131 | 28.7182 | 103.4466 | 117.6121 | 148.7807
8 | 29 | 7 | 625.7497 | 615.4535 | 601.3495 | 679.7357 | 378.8299 | 100.3275 | 0 | 0 | 32.5344 | 75.7494 | 74.1553 | 68.2525 | 0 | 0 | 0 | 0 | 106.0191 | 298.9826 | 364.0521 | 374.8279 | 0 | 0 | 0 | 0 | -0.21507 | -3.1194 | -4.8781 | -0.92728 | 0 | 0 | 0 | 0 | 108.5813 | 143.5134 | 168.0202 | 237.5825 | 0.3667 | 0.37732 | 0.37117 | 0.37991 | 39.8169 | 54.1506 | 62.3641 | 90.2606
8 | 29 | 8 | 684.011 | 673.5257 | 659.0304 | 745.877 | 378.8299 | 100.3275 | 0 | 0 | 28.1141 | 53.2354 | 54.6263 | 62.6785 | 0 | 0 | 0 | 0 | 175.5511 | 498.4488 | 587.2825 | 603.0327 | 0 | 0 | 0 | 0 | -0.099947 | -5.6352 | -11.6118 | 5.5655 | 0 | 0 | 0 | 0 | 101.6158 | 27.1492 | 28.7334 | 74.6003 | 0.37186 | 0.38691 | 0.38697 | 0.38173 | 37.7866 | 10.5044 | 11.119 | 28.4772
8 | 29 | 9 | 735.5547 | 726.2229 | 712.9116 | 809.0867 | 378.8299 | 100.3275 | 0 | 0 | 25.414 | 45.5036 | 48.205 | 52.5591 | 0 | 0 | 0 | 0 | 237.1413 | 641.0557 | 752.0863 | 773.5741 | 0 | 0 | 0 | 0 | -0.20998 | -9.8577 | -19.4402 | -33.6706 | 0 | 0 | 0 | 0 | 94.3794 | -50.8061 | -67.9395 | 16.6241 | 0.37575 | 0.32651 | 0.32636 | 0.067785 | 35.4628 | -16.5887 | -22.1728 | 1.1269
8 | 29 | 10 | 780.1011 | 771.3169 | 758.5733 | 862.3645 | 378.8299 | 100.3275 | 0 | 0 | 29.8553 | 42.8663 | 42.9124 | 39.8423 | 0 | 0 | 0 | 0 | 274.6596 | 713.9815 | 834.8856 | 860.698 | 0 | 0 | 0 | 0 | -0.36704 | -8.8508 | -19.6318 | -47.6585 | 0 | 0 | 0 | 0 | 97.1233 | -77.0075 | -99.5929 | 9.4827 | 0.38219 | 0.32795 | 0.328 | 0.071605 | 37.1199 | -25.2546 | -32.6664 | 0.67901
8 | 29 | 11 | 829.2561 | 821.6502 | 810.224 | 923.2978 | 378.8299 | 100.3275 | 0 | 0 | 33.8909 | 44.0997 | 42.606 | 39.9707 | 0 | 0 | 0 | 0 | 295.4751 | 747.7418 | 870.1372 | 896.46 | 0 | 0 | 0 | 0 | -0.30873 | -10.7098 | -23.9259 | -48 | 0 | 0 | 0 | 0 | 121.3689 | -59.809 | -78.5932 | 34.8671 | 0.37921 | 0.32752 | 0.328 | 0.071605 | 46.024 | -19.5887 | -25.7786 | 2.4967
8 | 29 | 12 | 869.0198 | 862.681 | 852.6638 | 973.6262 | 378.8299 | 100.3275 | 0 | 0 | 35.7847 | 43.3866 | 42.6878 | 40.5568 | 0 | 0 | 0 | 0 | 299.0813 | 746.0231 | 877.6264 | 906.6662 | 0 | 0 | 0 | 0 | -0.30873 | -9.9639 | -22.8738 | -48.4637 | 0 | 0 | 0 | 0 | 155.6326 | -17.0923 | -44.7766 | 74.8669 | 0.37557 | 0.32768 | 0.328 | 0.071605 | 58.4504 | -5.6009 | -14.6867 | 5.3608
8 | 29 | 13 | 910.8503 | 906.4438 | 898.5336 | 1028.4378 | 378.8299 | 100.3275 | 0 | 0 | 37.3557 | 48.2663 | 46.7847 | 44.4175 | 0 | 0 | 0 | 0 | 295.1065 | 730.8674 | 873.1934 | 910.6533 | 0 | 0 | 0 | 0 | -0.31182 | -3.8293 | -17.5565 | -33.2837 | 0 | 0 | 0 | 0 | 199.87 | 30.8119 | -3.888 | 106.6508 | 0.37374 | 0.32755 | 0.32763 | 0.071605 | 74.6995 | 10.0925 | -1.2738 | 7.6367
8 | 29 | 14 | 954.7183 | 952.0165 | 946.0059 | 1085.0181 | 378.8299 | 100.3275 | 0 | 0 | 43.8055 | 47.4976 | 47.122 | 46.6982 | 0 | 0 | 0 | 0 | 269.701 | 682.4373 | 820.5234 | 866.395 | 0 | 0 | 0 | 0 | -0.079334 | -2.0191 | -4.8208 | -13.1455 | 0 | 0 | 0 | 0 | 262.4613 | 123.7732 | 83.1813 | 185.0705 | 0.37404 | 0.327 | 0.32733 | 0.070824 | 98.1708 | 40.4742 | 27.2278 | 13.1075
8 | 29 | 15 | 993.8551 | 993.2278 | 989.6009 | 1137.6476 | 378.8299 | 100.3275 | 0 | 0 | 47.1439 | 62.2431 | 55.5884 | 66.8202 | 0 | 0 | 0 | 0 | 257.2004 | 652.4433 | 784.9052 | 840.7581 | 0 | 0 | 0 | 0 | 0.011457 | -1.8584 | -0.62598 | -4.6926 | 0 | 0 | 0 | 0 | 310.6694 | 180.0722 | 149.7333 | 234.7619 | 0.38108 | 0.31254 | 0.31233 | 0.32609 | 118.3886 | 56.2796 | 46.7669 | 76.5537
8 | 29 | 16 | 1018.3319 | 1021.2333 | 1021.6018 | 1178.1908 | 378.8299 | 100.3275 | 0 | 0 | 45.7495 | 79.1932 | 79.6198 | 70.238 | 0 | 0 | 0 | 0 | 231.4108 | 603.998 | 711.1953 | 762.5511 | 0 | 0 | 0 | 0 | -0.16403 | -2.307 | -1.7146 | 0.98408 | 0 | 0 | 0 | 0 | 362.5056 | 240.0217 | 232.5013 | 344.4177 | 0.38915 | 0.32585 | 0.31944 | 0.31698 | 141.0675 | 78.2114 | 74.2713 | 109.1737
8 | 29 | 17 | 1033.0455 | 1040.1061 | 1045.2816 | 1209.9829 | 378.8299 | 100.3275 | 0 | 0 | 45.0572 | 77.4932 | 78.2785 | 80.936 | 0 | 0 | 0 | 0 | 183.9575 | 488.8304 | 579.7344 | 630.8822 | 283.1967 | 303.0055 | 303.0055 | 303.0055 | -0.18032 | -2.7562 | -1.6836 | 2.5739 | 0 | 0 | 0 | 0 | 142.1845 | 73.2057 | 85.9469 | 192.5853 | 0.39 | 0.39598 | 0.39187 | 0.36712 | 55.4524 | 28.9877 | 33.6797 | 70.7022
8 | 29 | 18 | 1020.9804 | 1031.7247 | 1041.053 | 1208.675 | 378.8299 | 100.3275 | 0 | 0 | 48.9159 | 84.195 | 82.2396 | 81.6075 | 0 | 0 | 0 | 0 | 137.2471 | 311.9881 | 406.0261 | 452.4767 | 283.1967 | 303.0055 | 303.0055 | 303.0055 | -0.18032 | -1.6119 | -2.5876 | 0 | 0 | 0 | 0 | 0 | 172.9711 | 233.8205 | 252.3694 | 371.5853 | 0.3917 | 0.40014 | 0.39346 | 0.38236 | 67.7536 | 93.5621 | 99.2983 | 142.0791
8 | 29 | 19 | 982.0491 | 994.3495 | 1005.3515 | 1168.6229 | 378.8299 | 100.3275 | 0 | 0 | 51.3532 | 94.8792 | 92.2323 | 99.3279 | 0 | 0 | 0 | 0 | 138.0204 | 207.046 | 319.1028 | 378.4182 | 283.1967 | 303.0055 | 303.0055 | 303.0055 | 0.10687 | 0.67513 | -1.9163 | 10.2512 | 0 | 0 | 0 | 0 | 130.542 | 288.4162 | 292.9273 | 377.6201 | 0.39028 | 0.3992 | 0.39311 | 0.38685 | 50.9484 | 115.1371 | 115.1538 | 146.0825
8 | 29 | 20 | 952.2073 | 964.9289 | 976.438 | 1135.6306 | 378.8299 | 100.3275 | 0 | 0 | 51.0944 | 106.445 | 107.6736 | 104.5377 | 0 | 0 | 0 | 0 | 124.3297 | 189.8218 | 303.8426 | 367.9189 | 283.1967 | 303.0055 | 303.0055 | 303.0055 | 0.15128 | 2.6991 | 6.5883 | 49.0973 | 0 | 0 | 0 | 0 | 114.6054 | 262.6301 | 255.328 | 311.0713 | 0.39125 | 0.40133 | 0.39529 | 0.38828 | 44.839 | 105.4017 | 100.9297 | 120.7815
8 | 29 | 21 | 943.1816 | 957.2739 | 970.5894 | 1130.8998 | 378.8299 | 100.3275 | 0 | 0 | 50.0396 | 106.9132 | 110.7483 | 114.1534 | 0 | 0 | 0 | 0 | 82.6479 | 146.5698 | 218.7036 | 279.767 | 283.1967 | 303.0055 | 303.0055 | 303.0055 | 0.23078 | 0.51897 | 0.93624 | 40.3155 | 0 | 0 | 0 | 0 | 148.2367 | 299.9389 | 337.1958 | 393.6584 | 0.3882 | 0.39886 | 0.39319 | 0.38634 | 57.5455 | 119.6341 | 132.5833 | 152.087
8 | 29 | 22 | 876.103 | 890.6407 | 904.7761 | 1055.9671 | 378.8299 | 100.3275 | 0 | 0 | 49.0346 | 107.8383 | 112.7472 | 117.9221 | 0 | 0 | 0 | 0 | 86.0452 | 151.8194 | 209.7186 | 262.3436 | 283.1967 | 303.0055 | 303.0055 | 303.0055 | 0.36118 | 2.139 | 6.7703 | 18.8622 | 0 | 0 | 0 | 0 | 78.6354 | 225.5111 | 272.5345 | 353.8337 | 0.38109 | 0.39369 | 0.38812 | 0.38014 | 29.9671 | 88.7825 | 105.7769 | 134.5079
8 | 29 | 23 | 775.0068 | 788.0014 | 800.5684 | 934.2357 | 378.8299 | 100.3275 | 0 | 0 | 48.217 | 107.4458 | 115.1487 | 125.2692 | 0 | 0 | 0 | 0 | 81.4063 | 149.9035 | 198.4676 | 232.5814 | 0 | 0 | 0 | 0 | 0.73427 | 3.6757 | 5.387 | 13.9921 | 0 | 0 | 0 | 0 | 265.8193 | 426.649 | 481.5652 | 562.393 | 0.37177 | 0.39333 | 0.38899 | 0.37327 | 98.823 | 167.813 | 187.3231 | 209.924
8 | 29 | 24 | 684.7908 | 694.1109 | 702.6251 | 817.4664 | 378.8299 | 100.3275 | 0 | 0 | 42.7525 | 115.8112 | 117.7415 | 119.6529 | 0 | 0 | 0 | 0 | 78.2567 | 147.0594 | 189.1742 | 213.7197 | 0 | 0 | 0 | 0 | 0.18104 | 2.1005 | 8.3963 | 13.894 | 0 | 0 | 0 | 0 | 184.7707 | 328.8122 | 387.313 | 470.1998 | 0.36952 | 0.39289 | 0.39083 | 0.37129 | 68.2772 | 129.1869 | 151.3746 | 174.5813
8 | 30 | 1 | 617.7741 | 622.7675 | 626.4389 | 725.1134 | 378.8299 | 100.3275 | 0 | 0 | 36.1054 | 114.5865 | 113.7347 | 113.506 | 0 | 0 | 0 | 0 | 79.5639 | 147.0782 | 186.5969 | 202.1486 | 0 | 0 | 0 | 0 | -0.1329 | 5.2915 | 12.6106 | 14.8759 | 0 | 0 | 0 | 0 | 123.4078 | 255.4839 | 313.4966 | 394.583 | 0.37223 | 0.39077 | 0.38906 | 0.37051 | 45.9367 | 99.8366 | 121.9684 | 146.1957
8 | 30 | 2 | 577.3065 | 579.1382 | 579.3064 | 667.6144 | 378.8299 | 100.3275 | 0 | 0 | 32.3557 | 111.3226 | 108.7927 | 98.1325 | 0 | 0 | 0 | 0 | 66.3056 | 125.8496 | 161.6032 | 168.921 | 0 | 0 | 0 | 0 | -0.10998 | 7.1781 | 10.0236 | 0.036973 | 0 | 0 | 0 | 0 | 99.9253 | 234.4604 | 298.8869 | 400.5239 | 0.3725 | 0.38904 | 0.38716 | 0.37014 | 37.2217 | 91.2154 | 115.7159 | 148.2488
8 | 30 | 3 | 551.8026 | 550.4935 | 547.1223 | 627.2878 | 378.8299 | 100.3275 | 0 | 0 | 30.6879 | 108.3369 | 102.9027 | 95.1753 | 0 | 0 | 0 | 0 | 64.6378 | 112.0862 | 155.8101 | 156.8539 | 0 | 0 | 0 | 0 | -0.014894 | 0.60989 | 11.3023 | -0.82137 | 0 | 0 | 0 | 0 | 77.6618 | 229.1329 | 277.1071 | 376.0799 | 0.3732 | 0.38992 | 0.38586 | 0.37025 | 28.9837 | 89.3437 | 106.9259 | 139.2447
8 | 30 | 4 | 539.4697 | 535.0918 | 528.153 | 602.0431 | 378.8299 | 100.3275 | 0 | 0 | 32.0008 | 85.8355 | 84.7545 | 86.6084 | 0 | 0 | 0 | 0 | 63.4522 | 97.7377 | 143.9084 | 141.5134 | 0 | 0 | 0 | 0 | -0.10998 | 9.2242 | 2.9294 | 1.1131 | 0 | 0 | 0 | 0 | 65.2968 | 241.967 | 296.5607 | 372.8082 | 0.37386 | 0.38754 | 0.38853 | 0.36998 | 24.412 | 93.7721 | 115.2234 | 137.9333
8 | 30 | 5 | 542.4684 | 535.3532 | 525.1767 | 595.5228 | 378.8299 | 100.3275 | 0 | 0 | 39.496 | 81.4392 | 85.5621 | 86.7659 | 0 | 0 | 0 | 0 | 63.1941 | 91.7268 | 131.1309 | 128.2168 | 0 | 0 | 0 | 0 | 0.25147 | 5.2662 | 8.5647 | -9.5934 | 0 | 0 | 0 | 0 | 60.6968 | 256.5936 | 299.919 | 390.1335 | 0.37065 | 0.39036 | 0.39029 | 0.37126 | 22.4973 | 100.1649 | 117.0548 | 144.8402
8 | 30 | 6 | 569.1625 | 559.7905 | 546.8691 | 617.9085 | 378.8299 | 100.3275 | 0 | 0 | 40.0713 | 84.5081 | 82.2271 | 73.4628 | 0 | 0 | 0 | 0 | 64.3259 | 89.904 | 125.1187 | 127.6248 | 0 | 0 | 0 | 0 | -0.015535 | 5.5085 | 19.6658 | -11.6552 | 0 | 0 | 0 | 0 | 85.9509 | 279.5424 | 319.8575 | 428.4761 | 0.37177 | 0.38885 | 0.38239 | 0.37131 | 31.9542 | 108.6987 | 122.31 | 159.0991
8 | 30 | 7 | 633.3619 | 623.3124 | 609.5025 | 689.4554 | 378.8299 | 100.3275 | 0 | 0 | 32.5344 | 75.7494 | 74.1553 | 68.2525 | 0 | 0 | 0 | 0 | 84.7605 | 181.4479 | 237.9355 | 239.0429 | 0 | 0 | 0 | 0 | -0.21507 | -3.1194 | -4.8781 | -0.92728 | 0 | 0 | 0 | 0 | 137.4522 | 268.907 | 302.2897 | 383.0872 | 0.3667 | 0.37732 | 0.37117 | 0.37991 | 50.4038 | 101.4641 | 112.201 | 145.5396
8 | 30 | 8 | 689.3257 | 679.0209 | 664.7413 | 752.6937 | 378.8299 | 100.3275 | 0 | 0 | 28.1141 | 53.2354 | 54.6263 | 62.6785 | 0 | 0 | 0 | 0 | 125.5211 | 270.3951 | 340.2488 | 339.3593 | 0 | 0 | 0 | 0 | -0.099947 | -5.6352 | -11.6118 | 5.5655 | 0 | 0 | 0 | 0 | 156.9606 | 260.6982 | 281.478 | 345.0904 | 0.37186 | 0.38691 | 0.38697 | 0.38173 | 58.367 | 100.8677 | 108.9235 | 131.7315
8 | 30 | 9 | 741.5763 | 732.444 | 719.3708 | 816.7915 | 378.8299 | 100.3275 | 0 | 0 | 25.414 | 45.5036 | 48.205 | 52.5591 | 0 | 0 | 0 | 0 | 179.7264 | 409.2801 | 502.5912 | 507.1909 | 0 | 0 | 0 | 0 | -0.20998 | -9.8577 | -19.4402 | -33.6706 | 0 | 0 | 0 | 0 | 157.816 | 187.1906 | 188.0148 | 290.7121 | 0.37575 | 0.32651 | 0.32636 | 0.067785 | 59.299 | 61.1196 | 61.3606 | 19.7061
8 | 30 | 10 | 784.8709 | 776.2481 | 763.6973 | 868.4801 | 378.8299 | 100.3275 | 0 | 0 | 29.8553 | 42.8663 | 42.9124 | 39.8423 | 0 | 0 | 0 | 0 | 215.8121 | 503.7831 | 616.1838 | 627.3697 | 0 | 0 | 0 | 0 | -0.36704 | -8.8508 | -19.6318 | -47.6585 | 0 | 0 | 0 | 0 | 160.7406 | 138.122 | 124.2328 | 248.9266 | 0.38219 | 0.32795 | 0.328 | 0.071605 | 61.434 | 45.2971 | 40.7483 | 17.8244
8 | 30 | 11 | 835.1019 | 827.682 | 816.4775 | 930.7494 | 378.8299 | 100.3275 | 0 | 0 | 33.8909 | 44.0997 | 42.606 | 39.9707 | 0 | 0 | 0 | 0 | 226.8443 | 506.6398 | 617.7994 | 630.5763 | 0 | 0 | 0 | 0 | -0.30873 | -10.7098 | -23.9259 | -48 | 0 | 0 | 0 | 0 | 195.8455 | 187.3248 | 179.998 | 308.2024 | 0.37921 | 0.32752 | 0.328 | 0.071605 | 74.2662 | 61.3528 | 59.0393 | 22.0688
8 | 30 | 12 | 879.2872 | 873.2467 | 863.5833 | 986.6089 | 378.8299 | 100.3275 | 0 | 0 | 35.7847 | 43.3866 | 42.6878 | 40.5568 | 0 | 0 | 0 | 0 | 253.9246 | 553.0079 | 667.8451 | 689.2881 | 0 | 0 | 0 | 0 | -0.30873 | -9.9639 | -22.8738 | -48.4637 | 0 | 0 | 0 | 0 | 211.0568 | 186.4885 | 175.9242 | 305.2277 | 0.37557 | 0.32768 | 0.328 | 0.071605 | 79.2659 | 61.1093 | 57.7031 | 21.8558
8 | 30 | 13 | 918.8369 | 914.6602 | 907.0224 | 1038.5283 | 378.8299 | 100.3275 | 0 | 0 | 37.3557 | 48.2663 | 46.7847 | 44.4175 | 0 | 0 | 0 | 0 | 274.7854 | 566.5131 | 687.5065 | 745.6182 | 0 | 0 | 0 | 0 | -0.31182 | -3.8293 | -17.5565 | -33.2837 | 0 | 0 | 0 | 0 | 228.1777 | 203.3826 | 190.2877 | 281.7763 | 0.37374 | 0.32755 | 0.32763 | 0.071605 | 85.2792 | 66.6184 | 62.3434 | 20.1766
8 | 30 | 14 | 967.8366 | 965.5001 | 959.9221 | 1101.5479 | 378.8299 | 100.3275 | 0 | 0 | 43.8055 | 47.4976 | 47.122 | 46.6982 | 0 | 0 | 0 | 0 | 349.6544 | 668.1851 | 801.9444 | 847.0564 | 0 | 0 | 0 | 0 | -0.079334 | -2.0191 | -4.8208 | -13.1455 | 0 | 0 | 0 | 0 | 195.6261 | 151.509 | 115.6765 | 220.9388 | 0.37404 | 0.327 | 0.32733 | 0.070824 | 73.1718 | 49.5439 | 37.8645 | 15.6478
8 | 30 | 15 | 1005.8318 | 1005.5273 | 1002.2821 | 1152.6993 | 378.8299 | 100.3275 | 0 | 0 | 47.1439 | 62.2431 | 55.5884 | 66.8202 | 0 | 0 | 0 | 0 | 320.8354 | 628.8653 | 783.5337 | 817.4425 | 0 | 0 | 0 | 0 | 0.011457 | -1.8584 | -0.62598 | -4.6926 | 0 | 0 | 0 | 0 | 259.0111 | 215.9498 | 163.7859 | 273.1291 | 0.38108 | 0.31254 | 0.31233 | 0.32609 | 98.7029 | 67.4928 | 51.156 | 89.0649
8 | 30 | 16 | 1030.3955 | 1033.6126 | 1034.3537 | 1193.3167 | 378.8299 | 100.3275 | 0 | 0 | 45.7495 | 79.1932 | 79.6198 | 70.238 | 0 | 0 | 0 | 0 | 350.3396 | 650.9161 | 819.2312 | 867.4954 | 0 | 0 | 0 | 0 | -0.16403 | -2.307 | -1.7146 | 0.98408 | 0 | 0 | 0 | 0 | 255.6405 | 205.4829 | 137.2172 | 254.5993 | 0.38915 | 0.32585 | 0.31944 | 0.31698 | 99.4814 | 66.9569 | 43.8333 | 80.703
8 | 30 | 17 | 1040.2884 | 1047.5278 | 1052.9134 | 1219.0244 | 378.8299 | 100.3275 | 0 | 0 | 45.0572 | 77.4932 | 78.2785 | 80.936 | 0 | 0 | 0 | 0 | 304.758 | 566.2293 | 708.0908 | 783.903 | 283.1967 | 303.0055 | 303.0055 | 303.0055 | -0.18032 | -2.7562 | -1.6836 | 2.5739 | 0 | 0 | 0 | 0 | 28.6269 | 3.2285 | -34.7777 | 48.606 | 0.39 | 0.39598 | 0.39187 | 0.36712 | 11.1646 | 1.2784 | -13.6282 | 17.8443
8 | 30 | 18 | 1031.6593 | 1042.6788 | 1052.3317 | 1222.0491 | 378.8299 | 100.3275 | 0 | 0 | 48.9159 | 84.195 | 82.2396 | 81.6075 | 0 | 0 | 0 | 0 | 156.7801 | 271.3385 | 393.1332 | 462.4621 | 283.1967 | 303.0055 | 303.0055 | 303.0055 | -0.18032 | -1.6119 | -2.5876 | 0 | 0 | 0 | 0 | 0 | 164.117 | 285.4243 | 276.5411 | 374.974 | 0.3917 | 0.40014 | 0.39346 | 0.38236 | 64.2854 | 114.2111 | 108.8089 | 143.3749
8 | 30 | 19 | 996.2589 | 1008.9306 | 1020.3707 | 1186.4374 | 378.8299 | 100.3275 | 0 | 0 | 51.3532 | 94.8792 | 92.2323 | 99.3279 | 0 | 0 | 0 | 0 | 128.1496 | 140.6042 | 223.0947 | 295.6395 | 283.1967 | 303.0055 | 303.0055 | 303.0055 | 0.10687 | 0.67513 | -1.9163 | 10.2512 | 0 | 0 | 0 | 0 | 154.6227 | 369.4391 | 403.9546 | 478.2133 | 0.39028 | 0.3992 | 0.39311 | 0.38685 | 60.3467 | 147.4817 | 158.8002 | 184.9971
8 | 30 | 20 | 968.3885 | 981.5509 | 993.5812 | 1155.9832 | 378.8299 | 100.3275 | 0 | 0 | 51.0944 | 106.445 | 107.6736 | 104.5377 | 0 | 0 | 0 | 0 | 171.3958 | 171.3872 | 227.9015 | 295.5809 | 283.1967 | 303.0055 | 303.0055 | 303.0055 | 0.15128 | 2.6991 | 6.5883 | 49.0973 | 0 | 0 | 0 | 0 | 83.7204 | 297.6866 | 348.4124 | 403.7618 | 0.39125 | 0.40133 | 0.39529 | 0.38828 | 32.7553 | 119.471 | 137.7254 | 156.771
8 | 30 | 21 | 956.6007 | 971.067 | 984.8255 | 1147.8098 | 378.8299 | 100.3275 | 0 | 0 | 50.0396 | 106.9132 | 110.7483 | 114.1534 | 0 | 0 | 0 | 0 | 211.986 | 211.7657 | 260.3421 | 319.2983 | 283.1967 | 303.0055 | 303.0055 | 303.0055 | 0.23078 | 0.51897 | 0.93624 | 40.3155 | 0 | 0 | 0 | 0 | 32.3176 | 248.5362 | 309.7934 | 371.0371 | 0.3882 | 0.39886 | 0.39319 | 0.38634 | 12.5457 | 99.1315 | 121.8088 | 143.3475
8 | 30 | 22 | 885.1479 | 899.9409 | 914.3788 | 1067.3766 | 378.8299 | 100.3275 | 0 | 0 | 49.0346 | 107.8383 | 112.7472 | 117.9221 | 0 | 0 | 0 | 0 | 273.5514 | 265.3215 | 307.7802 | 340.1927 | 283.1967 | 303.0055 | 303.0055 | 303.0055 | 0.36118 | 2.139 | 6.7703 | 18.8622 | 0 | 0 | 0 | 0 | -99.8258 | 121.3092 | 184.0755 | 287.3942 | 0.38109 | 0.39369 | 0.38812 | 0.38014 | -38.0425 | 47.7588 | 71.4439 | 109.2513
8 | 30 | 23 | 783.1692 | 796.3929 | 809.2313 | 944.5273 | 378.8299 | 100.3275 | 0 | 0 | 48.217 | 107.4458 | 115.1487 | 125.2692 | 0 | 0 | 0 | 0 | 276.112 | 261.4069 | 297.0202 | 332.2272 | 0 | 0 | 0 | 0 | 0.73427 | 3.6757 | 5.387 | 13.9921 | 0 | 0 | 0 | 0 | 79.276 | 323.5371 | 391.6754 | 473.0388 | 0.37177 | 0.39333 | 0.38899 | 0.37327 | 29.4722 | 127.2562 | 152.3571 | 176.5708
8 | 30 | 24 | 689.5437 | 698.9974 | 707.6698 | 823.4599 | 378.8299 | 100.3275 | 0 | 0 | 42.7525 | 115.8112 | 117.7415 | 119.6529 | 0 | 0 | 0 | 0 | 236.0949 | 219.9106 | 255.9869 | 291.4101 | 0 | 0 | 0 | 0 | 0.18104 | 2.1005 | 8.3963 | 13.894 | 0 | 0 | 0 | 0 | 31.6853 | 260.8475 | 325.5451 | 398.5029 | 0.36952 | 0.39289 | 0.39083 | 0.37129 | 11.7085 | 102.4843 | 127.2336 | 147.9608
8 | 31 | 1 | 624.4476 | 629.6274 | 633.5195 | 733.5243 | 378.8299 | 100.3275 | 0 | 0 | 36.1054 | 114.5865 | 113.7347 | 113.506 | 0 | 0 | 0 | 0 | 229.1294 | 211.2329 | 244.006 | 262.0115 | 0 | 0 | 0 | 0 | -0.1329 | 5.2915 | 12.6106 | 14.8759 | 0 | 0 | 0 | 0 | -19.4842 | 198.1891 | 263.1681 | 343.1309 | 0.37223 | 0.39077 | 0.38906 | 0.37051 | -7.2527 | 77.4472 | 102.3877 | 127.1324
8 | 31 | 2 | 582.2823 | 584.2567 | 584.5941 | 673.8994 | 378.8299 | 100.3275 | 0 | 0 | 32.3557 | 111.3226 | 108.7927 | 98.1325 | 0 | 0 | 0 | 0 | 258.3994 | 235.9808 | 266.5952 | 285.1637 | 0 | 0 | 0 | 0 | -0.10998 | 7.1781 | 10.0236 | 0.036973 | 0 | 0 | 0 | 0 | -87.1927 | 129.4477 | 199.1826 | 290.5662 | 0.3725 | 0.38904 | 0.38716 | 0.37014 | -32.4789 | 50.3608 | 77.1148 | 107.5494
8 | 31 | 3 | 554.9622 | 553.7447 | 550.4822 | 631.2825 | 378.8299 | 100.3275 | 0 | 0 | 30.6879 | 108.3369 | 102.9027 | 95.1753 | 0 | 0 | 0 | 0 | 261.9419 | 239.7644 | 270.5531 | 298.3288 | 0 | 0 | 0 | 0 | -0.014894 | 0.60989 | 11.3023 | -0.82137 | 0 | 0 | 0 | 0 | -116.4826 | 104.706 | 165.7241 | 238.5997 | 0.3732 | 0.38992 | 0.38586 | 0.37025 | -43.4719 | 40.8271 | 63.9471 | 88.3422
8 | 31 | 4 | 542.1007 | 537.7987 | 530.95 | 605.3681 | 378.8299 | 100.3275 | 0 | 0 | 32.0008 | 85.8355 | 84.7545 | 86.6084 | 0 | 0 | 0 | 0 | 240.653 | 220.4439 | 253.2628 | 286.5464 | 0 | 0 | 0 | 0 | -0.10998 | 9.2242 | 2.9294 | 1.1131 | 0 | 0 | 0 | 0 | -109.273 | 121.9676 | 190.0033 | 231.1002 | 0.37386 | 0.38754 | 0.38853 | 0.36998 | -40.853 | 47.2675 | 73.8224 | 85.5035
8 | 31 | 5 | 544.4872 | 537.4312 | 527.325 | 598.0776 | 378.8299 | 100.3275 | 0 | 0 | 39.496 | 81.4392 | 85.5621 | 86.7659 | 0 | 0 | 0 | 0 | 203.2097 | 186.8038 | 217.9563 | 248.5687 | 0 | 0 | 0 | 0 | 0.25147 | 5.2662 | 8.5647 | -9.5934 | 0 | 0 | 0 | 0 | -77.2999 | 163.5946 | 215.242 | 272.3364 | 0.37065 | 0.39036 | 0.39029 | 0.37126 | -28.6512 | 63.8615 | 84.0064 | 101.1071
8 | 31 | 6 | 567.6261 | 558.2093 | 545.2349 | 615.9652 | 378.8299 | 100.3275 | 0 | 0 | 40.0713 | 84.5081 | 82.2271 | 73.4628 | 0 | 0 | 0 | 0 | 211.0376 | 206.6456 | 237.8495 | 263.197 | 0 | 0 | 0 | 0 | -0.015535 | 5.5085 | 19.6658 | -11.6552 | 0 | 0 | 0 | 0 | -62.2971 | 161.2197 | 205.4925 | 290.9607 | 0.37177 | 0.38885 | 0.38239 | 0.37131 | -23.1603 | 62.6895 | 78.5781 | 108.0377
8 | 31 | 7 | 626.3272 | 616.0821 | 602.0407 | 680.5927 | 378.8299 | 100.3275 | 0 | 0 | 32.5344 | 75.7494 | 74.1553 | 68.2525 | 0 | 0 | 0 | 0 | 220.9954 | 366.076 | 422.012 | 430.7693 | 0 | 0 | 0 | 0 | -0.21507 | -3.1194 | -4.8781 | -0.92728 | 0 | 0 | 0 | 0 | -5.8175 | 77.0486 | 110.7515 | 182.4982 | 0.3667 | 0.37732 | 0.37117 | 0.37991 | -2.1333 | 29.072 | 41.1077 | 69.3333
8 | 31 | 8 | 685.5089 | 675.1043 | 660.7069 | 747.9084 | 378.8299 | 100.3275 | 0 | 0 | 28.1141 | 53.2354 | 54.6263 | 62.6785 | 0 | 0 | 0 | 0 | 253.4988 | 547.969 | 632.1354 | 645.0103 | 0 | 0 | 0 | 0 | -0.099947 | -5.6352 | -11.6118 | 5.5655 | 0 | 0 | 0 | 0 | 25.166 | -20.7924 | -14.443 | 34.6541 | 0.37186 | 0.38691 | 0.38697 | 0.38173 | 9.3582 | -8.0449 | -5.589 | 13.2285
8 | 31 | 9 | 741.3049 | 732.1778 | 719.1115 | 816.4965 | 378.8299 | 100.3275 | 0 | 0 | 25.414 | 45.5036 | 48.205 | 52.5591 | 0 | 0 | 0 | 0 | 298.6353 | 692.4622 | 807.4677 | 834.2508 | 0 | 0 | 0 | 0 | -0.20998 | -9.8577 | -19.4402 | -33.6706 | 0 | 0 | 0 | 0 | 38.6358 | -96.2577 | -117.121 | -36.6427 | 0.37575 | 0.32651 | 0.32636 | 0.067785 | 14.5173 | -31.4291 | -38.2237 | -2.4838
8 | 31 | 10 | 786.58 | 778.0256 | 765.5569 | 870.7103 | 378.8299 | 100.3275 | 0 | 0 | 29.8553 | 42.8663 | 42.9124 | 39.8423 | 0 | 0 | 0 | 0 | 353.6807 | 797.0414 | 933.4718 | 966.396 | 0 | 0 | 0 | 0 | -0.36704 | -8.8508 | -19.6318 | -47.6585 | 0 | 0 | 0 | 0 | 24.5812 | -153.3588 | -191.1955 | -87.8695 | 0.38219 | 0.32795 | 0.328 | 0.071605 | 9.3948 | -50.2939 | -62.7121 | -6.2919
8 | 31 | 11 | 835.8677 | 828.4943 | 817.3465 | 931.8075 | 378.8299 | 100.3275 | 0 | 0 | 33.8909 | 44.0997 | 42.606 | 39.9707 | 0 | 0 | 0 | 0 | 397.8889 | 850.4655 | 991.715 | 1025.3257 | 0 | 0 | 0 | 0 | -0.30873 | -10.7098 | -23.9259 | -48 | 0 | 0 | 0 | 0 | 25.5667 | -155.6886 | -193.0486 | -85.4889 | 0.37921 | 0.32752 | 0.328 | 0.071605 | 9.6951 | -50.9913 | -63.3199 | -6.1214
8 | 31 | 12 | 873.8008 | 867.6317 | 857.8174 | 979.785 | 378.8299 | 100.3275 | 0 | 0 | 35.7847 | 43.3866 | 42.6878 | 40.5568 | 0 | 0 | 0 | 0 | 447.483 | 894.2815 | 1047.1976 | 1097.647 | 0 | 0 | 0 | 0 | -0.30873 | -9.9639 | -22.8738 | -48.4637 | 0 | 0 | 0 | 0 | 12.012 | -160.4002 | -209.1942 | -109.9552 | 0.37557 | 0.32768 | 0.328 | 0.071605 | 4.5113 | -52.5606 | -68.6156 | -7.8733
8 | 31 | 13 | 910.0095 | 905.6115 | 897.7132 | 1027.496 | 378.8299 | 100.3275 | 0 | 0 | 37.3557 | 48.2663 | 46.7847 | 44.4175 | 0 | 0 | 0 | 0 | 522.0459 | 928.7941 | 1079.826 | 1183.9859 | 0 | 0 | 0 | 0 | -0.31182 | -3.8293 | -17.5565 | -33.2837 | 0 | 0 | 0 | 0 | -27.9102 | -167.9471 | -211.341 | -167.6236 | 0.37374 | 0.32755 | 0.32763 | 0.071605 | -10.4311 | -55.0115 | -69.241 | -12.0027
8 | 31 | 14 | 955.6828 | 953.0294 | 947.0774 | 1086.3129 | 378.8299 | 100.3275 | 0 | 0 | 43.8055 | 47.4976 | 47.122 | 46.6982 | 0 | 0 | 0 | 0 | 585.1132 | 981.5963 | 1157.8319 | 1251.9609 | 0 | 0 | 0 | 0 | -0.079334 | -2.0191 | -4.8208 | -13.1455 | 0 | 0 | 0 | 0 | -51.9864 | -174.3729 | -253.0557 | -199.2007 | 0.37404 | 0.327 | 0.32733 | 0.070824 | -19.445 | -57.0204 | -82.833 | -14.1082
8 | 31 | 15 | 993.739 | 993.1173 | 989.4977 | 1137.5342 | 378.8299 | 100.3275 | 0 | 0 | 47.1439 | 62.2431 | 55.5884 | 66.8202 | 0 | 0 | 0 | 0 | 549.9937 | 918.4578 | 1105.745 | 1177.76 | 0 | 0 | 0 | 0 | 0.011457 | -1.8584 | -0.62598 | -4.6926 | 0 | 0 | 0 | 0 | 17.76 | -86.0528 | -171.2097 | -102.3534 | 0.38108 | 0.31254 | 0.31233 | 0.32609 | 6.7679 | -26.8949 | -53.4747 | -33.3765
8 | 31 | 16 | 1013.8514 | 1016.6219 | 1016.8352 | 1172.5229 | 378.8299 | 100.3275 | 0 | 0 | 45.7495 | 79.1932 | 79.6198 | 70.238 | 0 | 0 | 0 | 0 | 523.201 | 893.6646 | 1097.1521 | 1175.16 | 0 | 0 | 0 | 0 | -0.16403 | -2.307 | -1.7146 | 0.98408 | 0 | 0 | 0 | 0 | 66.235 | -54.2563 | -158.2222 | -73.8592 | 0.38915 | 0.32585 | 0.31944 | 0.31698 | 25.775 | -17.6795 | -50.5432 | -23.4119
8 | 31 | 17 | 1019.5348 | 1026.2114 | 1030.9316 | 1192.93 | 378.8299 | 100.3275 | 0 | 0 | 45.0572 | 77.4932 | 78.2785 | 80.936 | 0 | 0 | 0 | 0 | 586.2459 | 873.1997 | 1024.8069 | 1128.971 | 283.1967 | 303.0055 | 303.0055 | 303.0055 | -0.18032 | -2.7562 | -1.6836 | 2.5739 | 0 | 0 | 0 | 0 | -273.6146 | -325.0583 | -373.4756 | -322.5564 | 0.39 | 0.39598 | 0.39187 | 0.36712 | -106.7106 | -128.7156 | -146.3524 | -118.4175
8 | 31 | 18 | 1002.9655 | 1013.197 | 1021.9177 | 1185.9349 | 378.8299 | 100.3275 | 0 | 0 | 48.9159 | 84.195 | 82.2396 | 81.6075 | 0 | 0 | 0 | 0 | 486.8539 | 649.9043 | 769.7591 | 859.8181 | 283.1967 | 303.0055 | 303.0055 | 303.0055 | -0.18032 | -1.6119 | -2.5876 | 0 | 0 | 0 | 0 | 0 | -194.6506 | -122.6233 | -130.4988 | -58.4961 | 0.3917 | 0.40014 | 0.39346 | 0.38236 | -76.2456 | -49.0671 | -51.3465 | -22.3665
8 | 31 | 19 | 962.9189 | 974.6602 | 984.9987 | 1144.4207 | 378.8299 | 100.3275 | 0 | 0 | 51.3532 | 94.8792 | 92.2323 | 99.3279 | 0 | 0 | 0 | 0 | 498.385 | 558.7874 | 666.7782 | 716.1221 | 283.1967 | 303.0055 | 303.0055 | 303.0055 | 0.10687 | 0.67513 | -1.9163 | 10.2512 | 0 | 0 | 0 | 0 | -248.9528 | -83.0144 | -75.1009 | 15.714 | 0.39028 | 0.3992 | 0.39311 | 0.38685 | -97.1622 | -33.1397 | -29.5232 | 6.079
8 | 31 | 20 | 928.1484 | 940.1785 | 950.8676 | 1105.2362 | 378.8299 | 100.3275 | 0 | 0 | 51.0944 | 106.445 | 107.6736 | 104.5377 | 0 | 0 | 0 | 0 | 518.625 | 574.9293 | 671.1339 | 717.9392 | 283.1967 | 303.0055 | 303.0055 | 303.0055 | 0.15128 | 2.6991 | 6.5883 | 49.0973 | 0 | 0 | 0 | 0 | -303.7489 | -147.2279 | -137.5337 | -69.3436 | 0.39125 | 0.40133 | 0.39529 | 0.38828 | -118.8407 | -59.0871 | -54.3663 | -26.9244
8 | 31 | 21 | 916.8342 | 930.1862 | 942.625 | 1097.6772 | 378.8299 | 100.3275 | 0 | 0 | 50.0396 | 106.9132 | 110.7483 | 114.1534 | 0 | 0 | 0 | 0 | 493.4548 | 555.6182 | 636.9307 | 656.4023 | 283.1967 | 303.0055 | 303.0055 | 303.0055 | 0.23078 | 0.51897 | 0.93624 | 40.3155 | 0 | 0 | 0 | 0 | -288.9176 | -136.1971 | -108.9957 | -16.1995 | 0.3882 | 0.39886 | 0.39319 | 0.38634 | -112.1579 | -54.3238 | -42.8564 | -6.2586
8 | 31 | 22 | 855.8757 | 869.8592 | 883.3391 | 1030.5138 | 378.8299 | 100.3275 | 0 | 0 | 49.0346 | 107.8383 | 112.7472 | 117.9221 | 0 | 0 | 0 | 0 | 509.6728 | 571.6539 | 654.0024 | 682.4714 | 283.1967 | 303.0055 | 303.0055 | 303.0055 | 0.36118 | 2.139 | 6.7703 | 18.8622 | 0 | 0 | 0 | 0 | -365.2195 | -215.1049 | -193.1863 | -91.7473 | 0.38109 | 0.39369 | 0.38812 | 0.38014 | -139.1812 | -84.6857 | -74.98 | -34.8772
8 | 31 | 23 | 770.6818 | 783.5687 | 796.009 | 928.8331 | 378.8299 | 100.3275 | 0 | 0 | 48.217 | 107.4458 | 115.1487 | 125.2692 | 0 | 0 | 0 | 0 | 552.9802 | 614.4152 | 693.5931 | 734.8695 | 0 | 0 | 0 | 0 | 0.73427 | 3.6757 | 5.387 | 13.9921 | 0 | 0 | 0 | 0 | -210.0796 | -42.2954 | -18.1197 | 54.7024 | 0.37177 | 0.39333 | 0.38899 | 0.37327 | -78.1008 | -16.636 | -7.0484 | 20.4187
8 | 31 | 24 | 687.3578 | 696.7603 | 705.3728 | 820.7415 | 378.8299 | 100.3275 | 0 | 0 | 42.7525 | 115.8112 | 117.7415 | 119.6529 | 0 | 0 | 0 | 0 | 485.1975 | 547.6677 | 643.0901 | 681.8365 | 0 | 0 | 0 | 0 | 0.18104 | 2.1005 | 8.3963 | 13.894 | 0 | 0 | 0 | 0 | -219.6031 | -69.1466 | -63.8551 | 5.3581 | 0.36952 | 0.39289 | 0.39083 | 0.37129 | -81.1487 | -27.167 | -24.9567 | 1.9894
9 | 1 | 1 | 624.6753 | 630.6493 | 635.5358 | 736.8963 | 378.8299 | 100.3275 | 0 | 0 | 32.0025 | 78.3893 | 93.3391 | 82.7196 | 0 | 0 | 0 | 0 | 430.9453 | 491.7209 | 590.3954 | 645.8795 | 0 | 0 | 0 | 0 | -0.1629 | 8.7126 | 6.1395 | 7.524 | 0 | 0 | 0 | 0 | -216.9394 | -48.501 | -54.3382 | 0.77319 | 0.37067 | 0.37067 | 0.37608 | 0.37093 | -80.4138 | -17.9778 | -20.4356 | 0.2868
9 | 1 | 2 | 582.569 | 584.9052 | 585.6968 | 675.653 | 378.8299 | 100.3275 | 0 | 0 | 26.1942 | 84.0056 | 79.2914 | 78.4264 | 0 | 0 | 0 | 0 | 366.17 | 426.5844 | 512.9794 | 594.0205 | 0 | 0 | 0 | 0 | -0.12566 | 8.2892 | 5.9855 | 0.54107 | 0 | 0 | 0 | 0 | -188.4995 | -34.3015 | -12.5596 | 2.6651 | 0.36983 | 0.36895 | 0.37442 | 0.36801 | -69.7124 | -12.6554 | -4.7025 | 0.98077
9 | 1 | 3 | 555.367 | 554.6848 | 552.0956 | 633.8604 | 378.8299 | 100.3275 | 0 | 0 | 22.9041 | 71.4996 | 72.4953 | 71.1248 | 0 | 0 | 0 | 0 | 321.3453 | 379.1288 | 462.223 | 556.3467 | 0 | 0 | 0 | 0 | -0.23793 | 5.4706 | 5.5088 | -2.9079 | 0 | 0 | 0 | 0 | -167.4744 | -1.7417 | 11.8685 | 9.2968 | 0.37068 | 0.36878 | 0.37239 | 0.3659 | -62.0788 | -0.64233 | 4.4197 | 3.4017
9 | 1 | 4 | 537.585 | 533.6755 | 527.3311 | 601.728 | 378.8299 | 100.3275 | 0 | 0 | 24.6921 | 69.2306 | 70.8137 | 72.6898 | 0 | 0 | 0 | 0 | 262.632 | 321.2037 | 393.2486 | 481.3227 | 0 | 0 | 0 | 0 | -0.11459 | 0.95882 | 4.7997 | 0 | 0 | 0 | 0 | 0 | -128.4545 | 41.9548 | 58.4691 | 47.7156 | 0.3692 | 0.37208 | 0.37262 | 0.36651 | -47.4259 | 15.6104 | 21.7866 | 17.488
9 | 1 | 5 | 533.3106 | 525.4994 | 514.476 | 582.2946 | 378.8299 | 100.3275 | 0 | 0 | 34.0022 | 79.0778 | 82.8734 | 77.3418 | 0 | 0 | 0 | 0 | 183.3152 | 243.4154 | 305.5372 | 399.8195 | 0 | 0 | 0 | 0 | -0.075349 | 6.0765 | 1.9742 | -14.6875 | 0 | 0 | 0 | 0 | -62.7613 | 96.6023 | 124.0912 | 119.8209 | 0.36849 | 0.37169 | 0.3739 | 0.36618 | -23.1269 | 35.9056 | 46.3974 | 43.8754
9 | 1 | 6 | 543.5375 | 532.8855 | 518.4171 | 583.4494 | 378.8299 | 100.3275 | 0 | 0 | 35.6461 | 73.9555 | 76.2612 | 74.8531 | 0 | 0 | 0 | 0 | 125.8269 | 195.1857 | 254.4578 | 342.6145 | 0 | 0 | 0 | 0 | -0.053556 | 1.1463 | 10.5802 | -16 | 0 | 0 | 0 | 0 | 3.2882 | 162.2706 | 177.1178 | 181.9819 | 0.37162 | 0.37651 | 0.37574 | 0.37098 | 1.2219 | 61.0966 | 66.5497 | 67.5116
9 | 1 | 7 | 569.4091 | 556.4959 | 539.2277 | 604.682 | 378.8299 | 100.3275 | 0 | 0 | 31.7987 | 60.4694 | 59.3716 | 58.0865 | 0 | 0 | 0 | 0 | 113.1869 | 342.1474 | 427.0401 | 490.1369 | 0 | 0 | 0 | 0 | -0.31579 | -3.3316 | -5.1225 | -2.1444 | 0 | 0 | 0 | 0 | 45.9094 | 56.8832 | 57.9386 | 58.6029 | 0.37194 | 0.38123 | 0.37528 | 0.36663 | 17.0754 | 21.6857 | 21.7434 | 21.4853
9 | 1 | 8 | 593.3928 | 579.6983 | 561.3602 | 629.0409 | 378.8299 | 100.3275 | 0 | 0 | 27.0743 | 44.0153 | 47.8072 | 53.7099 | 0 | 0 | 0 | 0 | 181.985 | 547.6662 | 651.4076 | 715.807 | 0 | 0 | 0 | 0 | -0.18417 | -7.2339 | -9.8843 | -2.1954 | 0 | 0 | 0 | 0 | 5.6877 | -105.0767 | -127.9702 | -138.2806 | 0.36962 | 0.37552 | 0.37235 | 0.38036 | 2.1023 | -39.4587 | -47.6494 | -52.597
9 | 1 | 9 | 644.3928 | 631.7965 | 614.5709 | 691.3935 | 378.8299 | 100.3275 | 0 | 0 | 21.1236 | 38.1845 | 39.6347 | 45.8454 | 0 | 0 | 0 | 0 | 256.5586 | 700.2306 | 829.6768 | 892.858 | 0 | 0 | 0 | 0 | -0.25585 | -10.9645 | -16.2099 | -24.2221 | 0 | 0 | 0 | 0 | -11.8635 | -195.9816 | -238.5307 | -223.0879 | 0.37229 | 0.38397 | 0.38397 | 0.17588 | -4.4167 | -75.252 | -91.5898 | -39.2356
9 | 1 | 10 | 694.3985 | 682.9425 | 667.0177 | 753.2783 | 378.8299 | 100.3275 | 0 | 0 | 21.6085 | 39.1411 | 39.0459 | 41.726 | 0 | 0 | 0 | 0 | 313.1821 | 812.6877 | 967.2141 | 1022.2691 | 0 | 0 | 0 | 0 | -0.15926 | -14.5921 | -26.1521 | -48.6348 | 0 | 0 | 0 | 0 | -19.0627 | -254.6217 | -313.0903 | -262.082 | 0.37171 | 0.38397 | 0.38397 | 0.17588 | -7.0859 | -97.7683 | -120.2187 | -46.0937
9 | 1 | 11 | 741.9858 | 731.9375 | 717.6208 | 813.3051 | 378.8299 | 100.3275 | 0 | 0 | 25.4127 | 37.4882 | 39.6055 | 37.508 | 0 | 0 | 0 | 0 | 322.7507 | 832.8659 | 1006.5653 | 1053.9315 | 0 | 0 | 0 | 0 | -0.10227 | -9.2468 | -20.4643 | -48 | 0 | 0 | 0 | 0 | 15.0947 | -229.4973 | -308.0856 | -230.1344 | 0.37104 | 0.38397 | 0.38397 | 0.17588 | 5.6007 | -88.1212 | -118.2971 | -40.4749
9 | 1 | 12 | 776.7136 | 767.9239 | 755.0155 | 857.806 | 378.8299 | 100.3275 | 0 | 0 | 28.5348 | 40.2979 | 41.926 | 38.3366 | 0 | 0 | 0 | 0 | 311.7267 | 818.3636 | 1002.4967 | 1043.49 | 0 | 0 | 0 | 0 | -0.099052 | -6.5035 | -13.903 | -44.4781 | 0 | 0 | 0 | 0 | 57.7213 | -184.5615 | -275.5042 | -179.5425 | 0.37287 | 0.38397 | 0.38397 | 0.17588 | 21.5224 | -70.8669 | -105.7867 | -31.5771
9 | 1 | 13 | 804.403 | 796.8822 | 785.2792 | 893.753 | 378.8299 | 100.3275 | 0 | 0 | 34.758 | 39.007 | 40.8006 | 39.5263 | 0 | 0 | 0 | 0 | 293.6979 | 800.8299 | 1001.4595 | 1053.4257 | 0 | 0 | 0 | 0 | -0.21301 | -6.1251 | -13.0071 | -41.4825 | 0 | 0 | 0 | 0 | 97.3303 | -137.1571 | -243.9738 | -157.7165 | 0.37446 | 0.38065 | 0.38397 | 0.16813 | 36.4459 | -52.2095 | -93.6798 | -26.5169
9 | 1 | 14 | 832.2265 | 825.8852 | 815.5611 | 929.8371 | 378.8299 | 100.3275 | 0 | 0 | 34.9555 | 50.6922 | 45.4633 | 47.6928 | 0 | 0 | 0 | 0 | 277.3632 | 764.2037 | 975.0288 | 1039.0123 | 0 | 0 | 0 | 0 | -0.16704 | -2.6307 | -10.9071 | -7.9487 | 0 | 0 | 0 | 0 | 141.245 | -86.7074 | -194.0239 | -148.9193 | 0.37539 | 0.37471 | 0.37695 | 0.16849 | 53.0213 | -32.4904 | -73.1366 | -25.0916
9 | 1 | 15 | 861.3931 | 856.7221 | 848.295 | 969.4121 | 378.8299 | 100.3275 | 0 | 0 | 36.9827 | 58.3854 | 52.5178 | 50.4534 | 0 | 0 | 0 | 0 | 268.7037 | 741.9533 | 935.3967 | 1005.7503 | 0 | 0 | 0 | 0 | -0.23559 | -0.63362 | -0.81417 | -4.0994 | 0 | 0 | 0 | 0 | 177.1123 | -43.3104 | -138.8053 | -82.6922 | 0.37558 | 0.37413 | 0.37546 | 0.16764 | 66.5193 | -16.2038 | -52.116 | -13.8622
9 | 1 | 16 | 877.0146 | 875.79 | 871.2653 | 999.4162 | 378.8299 | 100.3275 | 0 | 0 | 34.0787 | 62.5259 | 57.948 | 60.3179 | 0 | 0 | 0 | 0 | 293.919 | 729.3772 | 909.2073 | 953.6641 | 0 | 0 | 0 | 0 | -0.17221 | -1.099 | -1.8828 | 0.32329 | 0 | 0 | 0 | 0 | 170.3591 | -15.3416 | -94.0073 | -14.8891 | 0.38077 | 0.3675 | 0.37018 | 0.37865 | 64.8671 | -5.638 | -34.7996 | -5.6378
9 | 1 | 17 | 889.3498 | 892.3711 | 892.7593 | 1028.7813 | 378.8299 | 100.3275 | 0 | 0 | 36.4097 | 66.6199 | 65.8686 | 64.9803 | 0 | 0 | 0 | 0 | 263.0859 | 638.0457 | 799.908 | 833.8182 | 283.1967 | 303.0055 | 303.0055 | 303.0055 | -0.21127 | -1.3047 | -2.285 | -1.0993 | 0 | 0 | 0 | 0 | -71.9611 | -214.3227 | -273.7377 | -171.9234 | 0.38859 | 0.37976 | 0.38475 | 0.37375 | -27.9634 | -81.3907 | -105.3207 | -64.2558
9 | 1 | 18 | 891.0731 | 897.6402 | 901.9725 | 1042.7649 | 378.8299 | 100.3275 | 0 | 0 | 42.2366 | 84.2966 | 72.7874 | 74.6224 | 0 | 0 | 0 | 0 | 176.9312 | 395.0006 | 519.561 | 567.392 | 283.1967 | 303.0055 | 303.0055 | 303.0055 | -0.11316 | -1.7963 | -0.3606 | 0 | 0 | 0 | 0 | 0 | 9.9919 | 16.8064 | 6.9792 | 97.7451 | 0.39913 | 0.39052 | 0.39482 | 0.38967 | 3.9881 | 6.5633 | 2.7556 | 38.0886
9 | 1 | 19 | 876.5078 | 885.1418 | 891.7331 | 1032.7295 | 378.8299 | 100.3275 | 0 | 0 | 46.7307 | 94.4836 | 94.6318 | 85.9408 | 0 | 0 | 0 | 0 | 162.6619 | 272.7925 | 370.4925 | 422.4292 | 283.1967 | 303.0055 | 303.0055 | 303.0055 | 0.34367 | 3.7977 | 14.3582 | 41.168 | 0 | 0 | 0 | 0 | 4.7448 | 110.735 | 109.2451 | 180.1859 | 0.40014 | 0.39646 | 0.4013 | 0.39601 | 1.8986 | 43.9021 | 43.84 | 71.3556
9 | 1 | 20 | 892.8679 | 904.1254 | 913.8909 | 1061.5258 | 378.8299 | 100.3275 | 0 | 0 | 46.0873 | 93.2891 | 97.6813 | 95.5537 | 0 | 0 | 0 | 0 | 183.467 | 285.0228 | 381.1497 | 431.8335 | 283.1967 | 303.0055 | 303.0055 | 303.0055 | -0.18296 | 1.007 | 1.9969 | 36.0576 | 0 | 0 | 0 | 0 | 1.47 | 121.4736 | 130.0575 | 195.0755 | 0.39652 | 0.39181 | 0.39756 | 0.39343 | 0.58287 | 47.5951 | 51.7054 | 76.749
9 | 1 | 21 | 870.9516 | 883.4951 | 894.9899 | 1041.6384 | 378.8299 | 100.3275 | 0 | 0 | 41.7957 | 95.2958 | 101.6092 | 100.1483 | 0 | 0 | 0 | 0 | 227.0821 | 325.6145 | 413.9873 | 450.4769 | 283.1967 | 303.0055 | 303.0055 | 303.0055 | 0.043935 | 1.1367 | 3.4794 | 28.0996 | 0 | 0 | 0 | 0 | -59.9967 | 58.1151 | 72.9086 | 159.9082 | 0.39092 | 0.38892 | 0.39029 | 0.38929 | -23.4538 | 22.6021 | 28.4556 | 62.2501
9 | 1 | 22 | 811.5182 | 824.9912 | 837.9056 | 977.426 | 378.8299 | 100.3275 | 0 | 0 | 45.0565 | 93.8273 | 94.373 | 102.3945 | 0 | 0 | 0 | 0 | 273.5073 | 369.6349 | 435.5489 | 465.0173 | 283.1967 | 303.0055 | 303.0055 | 303.0055 | 0.19955 | 2.0251 | 8.0296 | 42.7249 | 0 | 0 | 0 | 0 | -169.2717 | -43.8291 | -3.0514 | 64.2838 | 0.38531 | 0.3837 | 0.387 | 0.38422 | -65.2214 | -16.8172 | -1.1809 | 24.699
9 | 1 | 23 | 732.1582 | 744.6086 | 756.5672 | 882.7571 | 378.8299 | 100.3275 | 0 | 0 | 43.665 | 98.5821 | 97.103 | 103.981 | 0 | 0 | 0 | 0 | 302.1116 | 388.0284 | 442.5721 | 498.3842 | 0 | 0 | 0 | 0 | 0.59506 | 1.9037 | 8.2024 | 16.8222 | 0 | 0 | 0 | 0 | 6.9566 | 155.7669 | 208.6897 | 263.5697 | 0.37862 | 0.38317 | 0.38456 | 0.38119 | 2.6339 | 59.6859 | 80.2535 | 100.4711
9 | 1 | 24 | 660.7114 | 669.6051 | 677.6301 | 788.08 | 378.8299 | 100.3275 | 0 | 0 | 42.9115 | 93.7343 | 83.2448 | 88.5154 | 0 | 0 | 0 | 0 | 333.9672 | 408.7603 | 462.2949 | 549.0882 | 0 | 0 | 0 | 0 | 0.88365 | 6.1267 | 12.8285 | 6.1567 | 0 | 0 | 0 | 0 | -95.8809 | 60.6563 | 119.2618 | 144.3197 | 0.37097 | 0.3792 | 0.38104 | 0.37743 | -35.5688 | 23.001 | 45.444 | 54.4707
9 | 2 | 1 | 607.1441 | 612.6094 | 616.8924 | 714.7306 | 378.8299 | 100.3275 | 0 | 0 | 32.0025 | 78.3893 | 93.3391 | 82.7196 | 0 | 0 | 0 | 0 | 368.4091 | 431.9596 | 476.0181 | 552.9103 | 0 | 0 | 0 | 0 | -0.1629 | 8.7126 | 6.1395 | 7.524 | 0 | 0 | 0 | 0 | -171.9345 | -6.7796 | 41.3956 | 71.5767 | 0.37067 | 0.37067 | 0.37608 | 0.37093 | -63.7316 | -2.513 | 15.5681 | 26.5499
9 | 2 | 2 | 567.4928 | 569.3878 | 569.6558 | 656.5778 | 378.8299 | 100.3275 | 0 | 0 | 26.1942 | 84.0056 | 79.2914 | 78.4264 | 0 | 0 | 0 | 0 | 371.3411 | 426.454 | 465.8498 | 524.7648 | 0 | 0 | 0 | 0 | -0.12566 | 8.2892 | 5.9855 | 0.54107 | 0 | 0 | 0 | 0 | -208.7467 | -49.6885 | 18.5291 | 52.8455 | 0.36983 | 0.36895 | 0.37442 | 0.36801 | -77.2004 | -18.3324 | 6.9376 | 19.4478
9 | 2 | 3 | 541.8617 | 540.7833 | 537.724 | 616.7694 | 378.8299 | 100.3275 | 0 | 0 | 22.9041 | 71.4996 | 72.4953 | 71.1248 | 0 | 0 | 0 | 0 | 322.6587 | 367.3816 | 404.5312 | 429.6864 | 0 | 0 | 0 | 0 | -0.23793 | 5.4706 | 5.5088 | -2.9079 | 0 | 0 | 0 | 0 | -182.2931 | -3.896 | 55.1888 | 118.8661 | 0.37068 | 0.36878 | 0.37239 | 0.3659 | -67.5718 | -1.4368 | 20.5518 | 43.4931
9 | 2 | 4 | 525.4101 | 521.143 | 514.3743 | 586.3189 | 378.8299 | 100.3275 | 0 | 0 | 24.6921 | 69.2306 | 70.8137 | 72.6898 | 0 | 0 | 0 | 0 | 237.1028 | 273.9824 | 310.2176 | 332.8884 | 0 | 0 | 0 | 0 | -0.11459 | 0.95882 | 4.7997 | 0 | 0 | 0 | 0 | 0 | -115.1001 | 76.6437 | 128.5432 | 180.7407 | 0.3692 | 0.37208 | 0.37262 | 0.36651 | -42.4955 | 28.5173 | 47.8975 | 66.2424
9 | 2 | 5 | 517.6349 | 509.3673 | 497.8022 | 562.4691 | 378.8299 | 100.3275 | 0 | 0 | 34.0022 | 79.0778 | 82.8734 | 77.3418 | 0 | 0 | 0 | 0 | 206.7783 | 231.0196 | 267.1322 | 299.4783 | 0 | 0 | 0 | 0 | -0.075349 | 6.0765 | 1.9742 | -14.6875 | 0 | 0 | 0 | 0 | -101.9001 | 92.8659 | 145.8224 | 200.3365 | 0.36849 | 0.37169 | 0.3739 | 0.36618 | -37.5491 | 34.5169 | 54.5226 | 73.3583
9 | 2 | 6 | 523.5981 | 512.3644 | 497.2057 | 558.2275 | 378.8299 | 100.3275 | 0 | 0 | 35.6461 | 73.9555 | 76.2612 | 74.8531 | 0 | 0 | 0 | 0 | 213.3538 | 253.3893 | 296.3624 | 312.4788 | 0 | 0 | 0 | 0 | -0.053556 | 1.1463 | 10.5802 | -16 | 0 | 0 | 0 | 0 | -104.1782 | 83.5459 | 114.0018 | 186.8957 | 0.37162 | 0.37651 | 0.37574 | 0.37098 | -38.7147 | 31.4559 | 42.8347 | 69.3346
9 | 2 | 7 | 539.4389 | 525.6605 | 507.3661 | 566.8055 | 378.8299 | 100.3275 | 0 | 0 | 31.7987 | 60.4694 | 59.3716 | 58.0865 | 0 | 0 | 0 | 0 | 208.7764 | 415.2591 | 487.2889 | 492.1523 | 0 | 0 | 0 | 0 | -0.31579 | -3.3316 | -5.1225 | -2.1444 | 0 | 0 | 0 | 0 | -79.6503 | -47.064 | -34.1719 | 18.7111 | 0.37194 | 0.38123 | 0.37528 | 0.36663 | -29.6249 | -17.9423 | -12.8242 | 6.86
9 | 2 | 8 | 556.0647 | 541.2932 | 521.6778 | 581.8679 | 378.8299 | 100.3275 | 0 | 0 | 27.0743 | 44.0153 | 47.8072 | 53.7099 | 0 | 0 | 0 | 0 | 211.2231 | 552.8512 | 646.6195 | 651.5898 | 0 | 0 | 0 | 0 | -0.18417 | -7.2339 | -9.8843 | -2.1954 | 0 | 0 | 0 | 0 | -60.8785 | -148.6668 | -162.8646 | -121.2364 | 0.36962 | 0.37552 | 0.37235 | 0.38036 | -22.5022 | -55.8278 | -60.6423 | -46.114
9 | 2 | 9 | 605.1259 | 591.3913 | 572.8154 | 641.7505 | 378.8299 | 100.3275 | 0 | 0 | 21.1236 | 38.1845 | 39.6347 | 45.8454 | 0 | 0 | 0 | 0 | 245.6207 | 669.4866 | 781.2471 | 794.163 | 0 | 0 | 0 | 0 | -0.25585 | -10.9645 | -16.2099 | -24.2221 | 0 | 0 | 0 | 0 | -40.1924 | -205.6428 | -231.8566 | -174.0358 | 0.37229 | 0.38397 | 0.38397 | 0.17588 | -14.9633 | -78.9616 | -89.0271 | -30.6086
9 | 2 | 10 | 657.0337 | 644.4895 | 627.2737 | 706.0217 | 378.8299 | 100.3275 | 0 | 0 | 21.6085 | 39.1411 | 39.0459 | 41.726 | 0 | 0 | 0 | 0 | 276.6993 | 747.3225 | 873.5263 | 892.1524 | 0 | 0 | 0 | 0 | -0.15926 | -14.5921 | -26.1521 | -48.6348 | 0 | 0 | 0 | 0 | -19.9447 | -227.7095 | -259.1464 | -179.2219 | 0.37171 | 0.38397 | 0.38397 | 0.17588 | -7.4137 | -87.4347 | -99.5057 | -31.5207
9 | 2 | 11 | 700.1337 | 688.8729 | 673.118 | 760.3966 | 378.8299 | 100.3275 | 0 | 0 | 25.4127 | 37.4882 | 39.6055 | 37.508 | 0 | 0 | 0 | 0 | 301.7734 | 797.9907 | 932.3867 | 960.9017 | 0 | 0 | 0 | 0 | -0.10227 | -9.2468 | -20.4643 | -48 | 0 | 0 | 0 | 0 | -5.7801 | -237.6868 | -278.4099 | -190.0131 | 0.37104 | 0.38397 | 0.38397 | 0.17588 | -2.1446 | -91.2657 | -106.9024 | -33.4186
9 | 2 | 12 | 733.697 | 723.6656 | 709.2844 | 803.4419 | 378.8299 | 100.3275 | 0 | 0 | 28.5348 | 40.2979 | 41.926 | 38.3366 | 0 | 0 | 0 | 0 | 309.2776 | 816.7375 | 960.0534 | 1007.7974 | 0 | 0 | 0 | 0 | -0.099052 | -6.5035 | -13.903 | -44.4781 | 0 | 0 | 0 | 0 | 17.1537 | -227.1937 | -278.792 | -198.214 | 0.37287 | 0.38397 | 0.38397 | 0.17588 | 6.3961 | -87.2366 | -107.0491 | -34.8609
9 | 2 | 13 | 760.4342 | 751.6441 | 738.5357 | 838.1853 | 378.8299 | 100.3275 | 0 | 0 | 34.758 | 39.007 | 40.8006 | 39.5263 | 0 | 0 | 0 | 0 | 328.0992 | 836.7418 | 983.5073 | 1041.2502 | 0 | 0 | 0 | 0 | -0.21301 | -6.1251 | -13.0071 | -41.4825 | 0 | 0 | 0 | 0 | 18.9602 | -218.3071 | -272.7652 | -201.1086 | 0.37446 | 0.38065 | 0.38397 | 0.16813 | 7.0997 | -83.0996 | -104.7349 | -33.8124
9 | 2 | 14 | 786.7406 | 779.1001 | 767.2359 | 872.4033 | 378.8299 | 100.3275 | 0 | 0 | 34.9555 | 50.6922 | 45.4633 | 47.6928 | 0 | 0 | 0 | 0 | 380.3748 | 872.6119 | 1015.6261 | 1088.0444 | 0 | 0 | 0 | 0 | -0.16704 | -2.6307 | -10.9071 | -7.9487 | 0 | 0 | 0 | 0 | -7.2526 | -241.9008 | -282.9464 | -255.3852 | 0.37539 | 0.37471 | 0.37695 | 0.16849 | -2.7225 | -90.6434 | -106.6556 | -43.0301
9 | 2 | 15 | 815.5767 | 809.6 | 799.6252 | 911.5717 | 378.8299 | 100.3275 | 0 | 0 | 36.9827 | 58.3854 | 52.5178 | 50.4534 | 0 | 0 | 0 | 0 | 451.5181 | 929.5343 | 1070.5635 | 1149.1442 | 0 | 0 | 0 | 0 | -0.23559 | -0.63362 | -0.81417 | -4.0994 | 0 | 0 | 0 | 0 | -51.5184 | -278.0135 | -322.6418 | -283.9264 | 0.37558 | 0.37413 | 0.37546 | 0.16764 | -19.3491 | -104.0137 | -121.1395 | -47.5962
9 | 2 | 16 | 839.641 | 837.3526 | 831.5673 | 952.2396 | 378.8299 | 100.3275 | 0 | 0 | 34.0787 | 62.5259 | 57.948 | 60.3179 | 0 | 0 | 0 | 0 | 425.8923 | 861.3373 | 993.696 | 1097.8237 | 0 | 0 | 0 | 0 | -0.17221 | -1.099 | -1.8828 | 0.32329 | 0 | 0 | 0 | 0 | 1.0122 | -185.739 | -218.1939 | -206.2253 | 0.38077 | 0.3675 | 0.37018 | 0.37865 | 0.38543 | -68.2586 | -80.771 | -78.0877
9 | 2 | 17 | 859.4733 | 861.6477 | 861.0325 | 991.081 | 378.8299 | 100.3275 | 0 | 0 | 36.4097 | 66.6199 | 65.8686 | 64.9803 | 0 | 0 | 0 | 0 | 433.9484 | 805.2579 | 917.0579 | 1004.4548 | 283.1967 | 303.0055 | 303.0055 | 303.0055 | -0.21127 | -1.3047 | -2.285 | -1.0993 | 0 | 0 | 0 | 0 | -272.7002 | -412.2584 | -422.6144 | -380.2603 | 0.38859 | 0.37976 | 0.38475 | 0.37375 | -105.9686 | -156.5582 | -162.6011 | -142.1209
9 | 2 | 18 | 875.8005 | 881.9355 | 885.756 | 1023.4962 | 378.8299 | 100.3275 | 0 | 0 | 42.2366 | 84.2966 | 72.7874 | 74.6224 | 0 | 0 | 0 | 0 | 358.3493 | 556.3324 | 639.5513 | 707.7622 | 283.1967 | 303.0055 | 303.0055 | 303.0055 | -0.11316 | -1.7963 | -0.3606 | 0 | 0 | 0 | 0 | 0 | -186.6988 | -160.2302 | -129.2276 | -61.8938 | 0.39913 | 0.39052 | 0.39482 | 0.38967 | -74.5167 | -62.5739 | -51.0222 | -24.1183
9 | 2 | 19 | 869.5845 | 878.0265 | 884.3905 | 1024.0087 | 378.8299 | 100.3275 | 0 | 0 | 46.7307 | 94.4836 | 94.6318 | 85.9408 | 0 | 0 | 0 | 0 | 346.401 | 436.6533 | 511.6115 | 584.6938 | 283.1967 | 303.0055 | 303.0055 | 303.0055 | 0.34367 | 3.7977 | 14.3582 | 41.168 | 0 | 0 | 0 | 0 | -185.9175 | -60.2411 | -39.2165 | 9.2006 | 0.40014 | 0.39646 | 0.4013 | 0.39601 | -74.3923 | -23.8832 | -15.7376 | 3.6435
9 | 2 | 20 | 895.8229 | 907.1649 | 917.0306 | 1065.2575 | 378.8299 | 100.3275 | 0 | 0 | 46.0873 | 93.2891 | 97.6813 | 95.5537 | 0 | 0 | 0 | 0 | 355.8156 | 440.0163 | 512.8606 | 586.8577 | 283.1967 | 303.0055 | 303.0055 | 303.0055 | -0.18296 | 1.007 | 1.9969 | 36.0576 | 0 | 0 | 0 | 0 | -167.9238 | -30.4804 | 1.4864 | 43.7831 | 0.39652 | 0.39181 | 0.39756 | 0.39343 | -66.5852 | -11.9426 | 0.59092 | 17.2257
9 | 2 | 21 | 888.0812 | 901.0997 | 913.1569 | 1063.2151 | 378.8299 | 100.3275 | 0 | 0 | 41.7957 | 95.2958 | 101.6092 | 100.1483 | 0 | 0 | 0 | 0 | 344.8119 | 427.7177 | 486.8582 | 555.9348 | 283.1967 | 303.0055 | 303.0055 | 303.0055 | 0.043935 | 1.1367 | 3.4794 | 28.0996 | 0 | 0 | 0 | 0 | -160.5969 | -26.3834 | 18.2046 | 76.027 | 0.39092 | 0.38892 | 0.39029 | 0.38929 | -62.7802 | -10.261 | 7.1051 | 29.5963
9 | 2 | 22 | 821.9281 | 835.6833 | 848.9315 | 990.5147 | 378.8299 | 100.3275 | 0 | 0 | 45.0565 | 93.8273 | 94.373 | 102.3945 | 0 | 0 | 0 | 0 | 328.8355 | 404.9825 | 461.1735 | 527.5067 | 283.1967 | 303.0055 | 303.0055 | 303.0055 | 0.19955 | 2.0251 | 8.0296 | 42.7249 | 0 | 0 | 0 | 0 | -214.1901 | -68.4846 | -17.6501 | 14.8831 | 0.38531 | 0.3837 | 0.387 | 0.38422 | -82.5288 | -26.2775 | -6.8306 | 5.7183
9 | 2 | 23 | 731.1307 | 743.5452 | 755.4608 | 881.4354 | 378.8299 | 100.3275 | 0 | 0 | 43.665 | 98.5821 | 97.103 | 103.981 | 0 | 0 | 0 | 0 | 288.529 | 355.5525 | 404.6575 | 490.1411 | 0 | 0 | 0 | 0 | 0.59506 | 1.9037 | 8.2024 | 16.8222 | 0 | 0 | 0 | 0 | 19.5118 | 187.1794 | 245.4979 | 270.4911 | 0.37862 | 0.38317 | 0.38456 | 0.38119 | 7.3876 | 71.7224 | 94.4085 | 103.1094
9 | 2 | 24 | 645.6351 | 654.0959 | 661.6076 | 769.0351 | 378.8299 | 100.3275 | 0 | 0 | 42.9115 | 93.7343 | 83.2448 | 88.5154 | 0 | 0 | 0 | 0 | 283.0962 | 345.2542 | 389.9525 | 475.8007 | 0 | 0 | 0 | 0 | 0.88365 | 6.1267 | 12.8285 | 6.1567 | 0 | 0 | 0 | 0 | -60.0861 | 108.6533 | 175.5817 | 198.5623 | 0.37097 | 0.3792 | 0.38104 | 0.37743 | -22.29 | 41.2015 | 66.9043 | 74.9435
9 | 3 | 1 | 586.4921 | 591.3693 | 594.9553 | 688.6606 | 378.8299 | 100.3275 | 0 | 0 | 32.0025 | 78.3893 | 93.3391 | 82.7196 | 0 | 0 | 0 | 0 | 218.6348 | 269.9351 | 309.7759 | 358.6282 | 0 | 0 | 0 | 0 | -0.1629 | 8.7126 | 6.1395 | 7.524 | 0 | 0 | 0 | 0 | -42.8122 | 134.0048 | 185.7007 | 239.7888 | 0.37067 | 0.37067 | 0.37608 | 0.37093 | -15.8694 | 49.6714 | 69.8385 | 88.9446
9 | 3 | 2 | 552.7003 | 554.1726 | 553.9397 | 637.8992 | 378.8299 | 100.3275 | 0 | 0 | 26.1942 | 84.0056 | 79.2914 | 78.4264 | 0 | 0 | 0 | 0 | 203.23 | 246.6194 | 278.7106 | 302.5557 | 0 | 0 | 0 | 0 | -0.12566 | 8.2892 | 5.9855 | 0.54107 | 0 | 0 | 0 | 0 | -55.4281 | 114.931 | 189.9522 | 256.376 | 0.36983 | 0.36895 | 0.37442 | 0.36801 | -20.4989 | 42.4034 | 71.1213 | 94.3495
9 | 3 | 3 | 532.4083 | 531.0513 | 527.6612 | 604.8011 | 378.8299 | 100.3275 | 0 | 0 | 22.9041 | 71.4996 | 72.4953 | 71.1248 | 0 | 0 | 0 | 0 | 179.9535 | 217.1474 | 245.7089 | 266.6171 | 0 | 0 | 0 | 0 | -0.23793 | 5.4706 | 5.5088 | -2.9079 | 0 | 0 | 0 | 0 | -49.0413 | 136.6062 | 203.9483 | 269.9671 | 0.37068 | 0.36878 | 0.37239 | 0.3659 | -18.1785 | 50.3782 | 75.9485 | 98.7809
9 | 3 | 4 | 525.2913 | 521.0099 | 514.2237 | 586.1288 | 378.8299 | 100.3275 | 0 | 0 | 24.6921 | 69.2306 | 70.8137 | 72.6898 | 0 | 0 | 0 | 0 | 123.4892 | 157.5988 | 181.2846 | 207.102 | 0 | 0 | 0 | 0 | -0.11459 | 0.95882 | 4.7997 | 0 | 0 | 0 | 0 | 0 | -1.6053 | 192.8943 | 257.3257 | 306.337 | 0.3692 | 0.37208 | 0.37262 | 0.36651 | -0.59269 | 71.7712 | 95.8841 | 112.2741
9 | 3 | 5 | 535.3251 | 527.5464 | 516.56 | 584.7457 | 378.8299 | 100.3275 | 0 | 0 | 34.0022 | 79.0778 | 82.8734 | 77.3418 | 0 | 0 | 0 | 0 | 109.0848 | 140.9473 | 162.5267 | 205.1242 | 0 | 0 | 0 | 0 | -0.075349 | 6.0765 | 1.9742 | -14.6875 | 0 | 0 | 0 | 0 | 13.4837 | 201.1174 | 269.1858 | 316.9673 | 0.36849 | 0.37169 | 0.3739 | 0.36618 | 4.9686 | 74.7523 | 100.6479 | 116.0655
9 | 3 | 6 | 573.0859 | 563.2415 | 549.7282 | 620.6249 | 378.8299 | 100.3275 | 0 | 0 | 35.6461 | 73.9555 | 76.2612 | 74.8531 | 0 | 0 | 0 | 0 | 140.5096 | 199.6715 | 225.965 | 262.053 | 0 | 0 | 0 | 0 | -0.053556 | 1.1463 | 10.5802 | -16 | 0 | 0 | 0 | 0 | 18.1539 | 188.1407 | 236.9217 | 299.7188 | 0.37162 | 0.37651 | 0.37574 | 0.37098 | 6.7463 | 70.837 | 89.0203 | 111.1897
9 | 3 | 7 | 655.6623 | 645.1445 | 630.7116 | 713.3393 | 378.8299 | 100.3275 | 0 | 0 | 31.7987 | 60.4694 | 59.3716 | 58.0865 | 0 | 0 | 0 | 0 | 155.2736 | 383.7273 | 448.5868 | 485.6745 | 0 | 0 | 0 | 0 | -0.31579 | -3.3316 | -5.1225 | -2.1444 | 0 | 0 | 0 | 0 | 90.0758 | 103.9519 | 127.8757 | 171.7227 | 0.37194 | 0.38123 | 0.37528 | 0.36663 | 33.5025 | 39.6298 | 47.9897 | 62.9579
9 | 3 | 8 | 713.2301 | 702.8666 | 688.4715 | 780.0165 | 378.8299 | 100.3275 | 0 | 0 | 27.0743 | 44.0153 | 47.8072 | 53.7099 | 0 | 0 | 0 | 0 | 239.6413 | 613.2996 | 708.4833 | 778.4063 | 0 | 0 | 0 | 0 | -0.18417 | -7.2339 | -9.8843 | -2.1954 | 0 | 0 | 0 | 0 | 67.8688 | -47.5419 | -57.9348 | -49.9043 | 0.36962 | 0.37552 | 0.37235 | 0.38036 | 25.086 | -17.8531 | -21.5719 | -18.9818
9 | 3 | 9 | 746.6743 | 736.921 | 723.0608 | 820.2518 | 378.8299 | 100.3275 | 0 | 0 | 21.1236 | 38.1845 | 39.6347 | 45.8454 | 0 | 0 | 0 | 0 | 276.7927 | 731.9054 | 848.5816 | 958.784 | 0 | 0 | 0 | 0 | -0.25585 | -10.9645 | -16.2099 | -24.2221 | 0 | 0 | 0 | 0 | 70.1839 | -122.5319 | -148.9457 | -160.1556 | 0.37229 | 0.38397 | 0.38397 | 0.17588 | 26.1288 | -47.0491 | -57.1914 | -28.1674
9 | 3 | 10 | 788.6657 | 779.8336 | 767.0152 | 872.0535 | 378.8299 | 100.3275 | 0 | 0 | 21.6085 | 39.1411 | 39.0459 | 41.726 | 0 | 0 | 0 | 0 | 291.7928 | 795.3756 | 932.5353 | 1038.1122 | 0 | 0 | 0 | 0 | -0.15926 | -14.5921 | -26.1521 | -48.6348 | 0 | 0 | 0 | 0 | 96.5938 | -140.4184 | -178.414 | -159.1498 | 0.37171 | 0.38397 | 0.38397 | 0.17588 | 35.9051 | -53.9171 | -68.5064 | -27.9905
9 | 3 | 11 | 832.865 | 825.3545 | 814.0428 | 927.8418 | 378.8299 | 100.3275 | 0 | 0 | 25.4127 | 37.4882 | 39.6055 | 37.508 | 0 | 0 | 0 | 0 | 307.4705 | 837.4454 | 995.301 | 1088.6801 | 0 | 0 | 0 | 0 | -0.10227 | -9.2468 | -20.4643 | -48 | 0 | 0 | 0 | 0 | 121.2541 | -140.6598 | -200.3994 | -150.3462 | 0.37104 | 0.38397 | 0.38397 | 0.17588 | 44.99 | -54.0098 | -76.9483 | -26.4422
9 | 3 | 12 | 865.9219 | 859.6224 | 849.6624 | 970.2332 | 378.8299 | 100.3275 | 0 | 0 | 28.5348 | 40.2979 | 41.926 | 38.3366 | 0 | 0 | 0 | 0 | 312.2255 | 848.0978 | 1023.1908 | 1105.252 | 0 | 0 | 0 | 0 | -0.099052 | -6.5035 | -13.903 | -44.4781 | 0 | 0 | 0 | 0 | 146.4308 | -122.5972 | -201.5514 | -128.8772 | 0.37287 | 0.38397 | 0.38397 | 0.17588 | 54.5993 | -47.0742 | -77.3906 | -22.6663
9 | 3 | 13 | 892.0076 | 886.9254 | 878.2092 | 1004.1337 | 378.8299 | 100.3275 | 0 | 0 | 34.758 | 39.007 | 40.8006 | 39.5263 | 0 | 0 | 0 | 0 | 376.2892 | 897.131 | 1085.0024 | 1176.5857 | 0 | 0 | 0 | 0 | -0.21301 | -6.1251 | -13.0071 | -41.4825 | 0 | 0 | 0 | 0 | 102.3436 | -143.415 | -234.5867 | -170.4958 | 0.37446 | 0.38065 | 0.38397 | 0.16813 | 38.3232 | -54.5916 | -90.0754 | -28.6655
9 | 3 | 14 | 933.2323 | 929.7106 | 922.7249 | 1057.1327 | 378.8299 | 100.3275 | 0 | 0 | 34.9555 | 50.6922 | 45.4633 | 47.6928 | 0 | 0 | 0 | 0 | 400.1953 | 946.9121 | 1145.5939 | 1240.0902 | 0 | 0 | 0 | 0 | -0.16704 | -2.6307 | -10.9071 | -7.9487 | 0 | 0 | 0 | 0 | 119.4185 | -165.5905 | -257.4253 | -222.7017 | 0.37539 | 0.37471 | 0.37695 | 0.16849 | 44.828 | -62.049 | -97.0355 | -37.5232
9 | 3 | 15 | 958.6722 | 956.7147 | 951.5002 | 1092.0032 | 378.8299 | 100.3275 | 0 | 0 | 36.9827 | 58.3854 | 52.5178 | 50.4534 | 0 | 0 | 0 | 0 | 339.1832 | 852.686 | 1062.6744 | 1138.4073 | 0 | 0 | 0 | 0 | -0.23559 | -0.63362 | -0.81417 | -4.0994 | 0 | 0 | 0 | 0 | 203.912 | -54.0506 | -162.8778 | -92.7581 | 0.37558 | 0.37413 | 0.37546 | 0.16764 | 76.5846 | -20.222 | -61.1543 | -15.5496
9 | 3 | 16 | 974.3107 | 975.8029 | 974.4948 | 1122.0392 | 378.8299 | 100.3275 | 0 | 0 | 34.0787 | 62.5259 | 57.948 | 60.3179 | 0 | 0 | 0 | 0 | 320.8378 | 795.441 | 1012.3667 | 1057.0039 | 0 | 0 | 0 | 0 | -0.17221 | -1.099 | -1.8828 | 0.32329 | 0 | 0 | 0 | 0 | 240.7365 | 18.6075 | -93.9372 | 4.3941 | 0.38077 | 0.3675 | 0.37018 | 0.37865 | 91.6645 | 6.8382 | -34.7736 | 1.6638
9 | 3 | 17 | 981.7526 | 987.363 | 990.8171 | 1145.27 | 378.8299 | 100.3275 | 0 | 0 | 36.4097 | 66.6199 | 65.8686 | 64.9803 | 0 | 0 | 0 | 0 | 313.1757 | 695.1588 | 901.821 | 955.866 | 283.1967 | 303.0055 | 303.0055 | 303.0055 | -0.21127 | -1.3047 | -2.285 | -1.0993 | 0 | 0 | 0 | 0 | -29.6481 | -176.4441 | -277.5929 | -177.4825 | 0.38859 | 0.37976 | 0.38475 | 0.37375 | -11.521 | -67.006 | -106.804 | -66.3334
9 | 3 | 18 | 977.992 | 986.9925 | 994.2064 | 1152.3331 | 378.8299 | 100.3275 | 0 | 0 | 42.2366 | 84.2966 | 72.7874 | 74.6224 | 0 | 0 | 0 | 0 | 302.1443 | 521.2415 | 703.901 | 770.5726 | 283.1967 | 303.0055 | 303.0055 | 303.0055 | -0.11316 | -1.7963 | -0.3606 | 0 | 0 | 0 | 0 | 0 | -28.3024 | -20.0823 | -85.1269 | 4.1327 | 0.39913 | 0.39052 | 0.39482 | 0.38967 | -11.2963 | -7.8426 | -33.6102 | 1.6104
9 | 3 | 19 | 949.5208 | 960.2134 | 969.2432 | 1124.8215 | 378.8299 | 100.3275 | 0 | 0 | 46.7307 | 94.4836 | 94.6318 | 85.9408 | 0 | 0 | 0 | 0 | 304.8184 | 392.215 | 562.9519 | 611.1134 | 283.1967 | 303.0055 | 303.0055 | 303.0055 | 0.34367 | 3.7977 | 14.3582 | 41.168 | 0 | 0 | 0 | 0 | -64.3986 | 66.384 | -5.7042 | 83.5938 | 0.40014 | 0.39646 | 0.4013 | 0.39601 | -25.7682 | 26.3187 | -2.2891 | 33.1041
9 | 3 | 20 | 960.2972 | 973.4571 | 985.4761 | 1146.5796 | 378.8299 | 100.3275 | 0 | 0 | 46.0873 | 93.2891 | 97.6813 | 95.5537 | 0 | 0 | 0 | 0 | 359.2792 | 436.57 | 589.7141 | 638.3628 | 283.1967 | 303.0055 | 303.0055 | 303.0055 | -0.18296 | 1.007 | 1.9969 | 36.0576 | 0 | 0 | 0 | 0 | -106.913 | 39.258 | -6.9216 | 73.6 | 0.39652 | 0.39181 | 0.39756 | 0.39343 | -42.3932 | 15.3818 | -2.7518 | 28.9566
9 | 3 | 21 | 930.4485 | 944.6562 | 958.1219 | 1116.6338 | 378.8299 | 100.3275 | 0 | 0 | 41.7957 | 95.2958 | 101.6092 | 100.1483 | 0 | 0 | 0 | 0 | 384.065 | 461.9168 | 600.841 | 650.1204 | 283.1967 | 303.0055 | 303.0055 | 303.0055 | 0.043935 | 1.1367 | 3.4794 | 28.0996 | 0 | 0 | 0 | 0 | -157.4828 | -17.026 | -50.8132 | 35.2601 | 0.39092 | 0.38892 | 0.39029 | 0.38929 | -61.5628 | -6.6217 | -19.832 | 13.7263
9 | 3 | 22 | 853.8121 | 868.4447 | 882.7309 | 1030.6507 | 378.8299 | 100.3275 | 0 | 0 | 45.0565 | 93.8273 | 94.373 | 102.3945 | 0 | 0 | 0 | 0 | 360.9179 | 436.7129 | 571.8108 | 628.2123 | 283.1967 | 303.0055 | 303.0055 | 303.0055 | 0.19955 | 2.0251 | 8.0296 | 42.7249 | 0 | 0 | 0 | 0 | -214.3885 | -67.4536 | -94.488 | -45.6865 | 0.38531 | 0.3837 | 0.387 | 0.38422 | -82.6052 | -25.8819 | -36.5669 | -17.5536
9 | 3 | 23 | 751.1314 | 764.0798 | 776.6263 | 906.552 | 378.8299 | 100.3275 | 0 | 0 | 43.665 | 98.5821 | 97.103 | 103.981 | 0 | 0 | 0 | 0 | 401.0884 | 480.3234 | 618.982 | 673.1322 | 0 | 0 | 0 | 0 | 0.59506 | 1.9037 | 8.2024 | 16.8222 | 0 | 0 | 0 | 0 | -73.0469 | 82.9432 | 52.3388 | 112.6165 | 0.37862 | 0.38317 | 0.38456 | 0.38119 | -27.6574 | 31.7817 | 20.1274 | 42.9287
9 | 3 | 24 | 660.5085 | 669.3656 | 677.3454 | 787.71 | 378.8299 | 100.3275 | 0 | 0 | 42.9115 | 93.7343 | 83.2448 | 88.5154 | 0 | 0 | 0 | 0 | 452.0429 | 538.6232 | 665.3392 | 702.3125 | 0 | 0 | 0 | 0 | 0.88365 | 6.1267 | 12.8285 | 6.1567 | 0 | 0 | 0 | 0 | -214.1595 | -69.4462 | -84.0672 | -9.2746 | 0.37097 | 0.3792 | 0.38104 | 0.37743 | -79.4464 | -26.3341 | -32.0333 | -3.5005
9 | 4 | 1 | 603.457 | 608.7941 | 612.9239 | 709.9908 | 378.8299 | 100.3275 | 0 | 0 | 32.0025 | 78.3893 | 93.3391 | 82.7196 | 0 | 0 | 0 | 0 | 458.1792 | 545.1578 | 667.0468 | 693.9216 | 0 | 0 | 0 | 0 | -0.1629 | 8.7126 | 6.1395 | 7.524 | 0 | 0 | 0 | 0 | -265.3917 | -123.793 | -153.6016 | -74.1743 | 0.37067 | 0.37067 | 0.37608 | 0.37093 | -98.3738 | -45.8863 | -57.7666 | -27.5134
9 | 4 | 2 | 567.0523 | 568.9144 | 569.1422 | 655.9465 | 378.8299 | 100.3275 | 0 | 0 | 26.1942 | 84.0056 | 79.2914 | 78.4264 | 0 | 0 | 0 | 0 | 451.5618 | 536.6715 | 643.7775 | 670.8355 | 0 | 0 | 0 | 0 | -0.12566 | 8.2892 | 5.9855 | 0.54107 | 0 | 0 | 0 | 0 | -289.408 | -160.3794 | -159.9122 | -93.8565 | 0.36983 | 0.36895 | 0.37442 | 0.36801 | -107.0312 | -59.1714 | -59.8738 | -34.5403
9 | 4 | 3 | 543.3681 | 542.3191 | 539.2937 | 618.6211 | 378.8299 | 100.3275 | 0 | 0 | 22.9041 | 71.4996 | 72.4953 | 71.1248 | 0 | 0 | 0 | 0 | 540.1268 | 614.6817 | 715.0657 | 758.1433 | 0 | 0 | 0 | 0 | -0.23793 | 5.4706 | 5.5088 | -2.9079 | 0 | 0 | 0 | 0 | -398.2549 | -249.6604 | -253.776 | -207.7391 | 0.37068 | 0.36878 | 0.37239 | 0.3659 | -147.6238 | -92.0708 | -94.5038 | -76.0117
9 | 4 | 4 | 533.0087 | 528.9584 | 522.4468 | 595.9128 | 378.8299 | 100.3275 | 0 | 0 | 24.6921 | 69.2306 | 70.8137 | 72.6898 | 0 | 0 | 0 | 0 | 540.8494 | 614.4881 | 711.8032 | 767.0488 | 0 | 0 | 0 | 0 | -0.11459 | 0.95882 | 4.7997 | 0 | 0 | 0 | 0 | 0 | -411.2482 | -256.0466 | -264.9699 | -243.8259 | 0.3692 | 0.37208 | 0.37262 | 0.36651 | -151.8346 | -95.2687 | -98.7324 | -89.3634
9 | 4 | 5 | 539.4057 | 531.7844 | 520.9868 | 590.0488 | 378.8299 | 100.3275 | 0 | 0 | 34.0022 | 79.0778 | 82.8734 | 77.3418 | 0 | 0 | 0 | 0 | 477.6399 | 555.3099 | 646.8733 | 701.9671 | 0 | 0 | 0 | 0 | -0.075349 | 6.0765 | 1.9742 | -14.6875 | 0 | 0 | 0 | 0 | -350.9909 | -209.0073 | -210.734 | -174.5726 | 0.36849 | 0.37169 | 0.3739 | 0.36618 | -129.3365 | -77.6849 | -78.7929 | -63.9241
9 | 4 | 6 | 578.5387 | 568.9459 | 555.7364 | 627.8638 | 378.8299 | 100.3275 | 0 | 0 | 35.6461 | 73.9555 | 76.2612 | 74.8531 | 0 | 0 | 0 | 0 | 438.1908 | 540.7264 | 631.8639 | 682.5441 | 0 | 0 | 0 | 0 | -0.053556 | 1.1463 | 10.5802 | -16 | 0 | 0 | 0 | 0 | -274.0746 | -147.2097 | -162.969 | -113.5335 | 0.37162 | 0.37651 | 0.37574 | 0.37098 | -101.8516 | -55.4261 | -61.2335 | -42.1187
9 | 4 | 7 | 656.8613 | 646.5005 | 632.2611 | 715.3066 | 378.8299 | 100.3275 | 0 | 0 | 31.7987 | 60.4694 | 59.3716 | 58.0865 | 0 | 0 | 0 | 0 | 417.801 | 684.1884 | 802.9028 | 833.2122 | 0 | 0 | 0 | 0 | -0.31579 | -3.3316 | -5.1225 | -2.1444 | 0 | 0 | 0 | 0 | -171.2526 | -195.1532 | -224.8907 | -173.8477 | 0.37194 | 0.38123 | 0.37528 | 0.36663 | -63.6952 | -74.3986 | -84.3978 | -63.737
9 | 4 | 8 | 712.113 | 701.8303 | 687.5377 | 779.0222 | 378.8299 | 100.3275 | 0 | 0 | 27.0743 | 44.0153 | 47.8072 | 53.7099 | 0 | 0 | 0 | 0 | 378.3074 | 794.9105 | 921.7875 | 945.2103 | 0 | 0 | 0 | 0 | -0.18417 | -7.2339 | -9.8843 | -2.1954 | 0 | 0 | 0 | 0 | -71.9145 | -230.189 | -272.1727 | -217.7026 | 0.36962 | 0.37552 | 0.37235 | 0.38036 | -26.5814 | -86.4412 | -101.3429 | -82.8063
9 | 4 | 9 | 744.149 | 734.4212 | 720.5969 | 817.4233 | 378.8299 | 100.3275 | 0 | 0 | 21.1236 | 38.1845 | 39.6347 | 45.8454 | 0 | 0 | 0 | 0 | 445.4355 | 950.2059 | 1095.3046 | 1123.1979 | 0 | 0 | 0 | 0 | -0.25585 | -10.9645 | -16.2099 | -24.2221 | 0 | 0 | 0 | 0 | -100.9841 | -343.3322 | -398.1326 | -327.3979 | 0.37229 | 0.38397 | 0.38397 | 0.17588 | -37.5955 | -131.8309 | -152.8729 | -57.5812
9 | 4 | 10 | 782.9669 | 774.0362 | 761.1046 | 865.0946 | 378.8299 | 100.3275 | 0 | 0 | 21.6085 | 39.1411 | 39.0459 | 41.726 | 0 | 0 | 0 | 0 | 454.7329 | 1013.579 | 1161.6753 | 1190.3466 | 0 | 0 | 0 | 0 | -0.15926 | -14.5921 | -26.1521 | -48.6348 | 0 | 0 | 0 | 0 | -72.045 | -364.4193 | -413.4645 | -318.3431 | 0.37171 | 0.38397 | 0.38397 | 0.17588 | -26.78 | -139.9278 | -158.7599 | -55.9887
9 | 4 | 11 | 824.7458 | 817.0455 | 805.5112 | 917.7452 | 378.8299 | 100.3275 | 0 | 0 | 25.4127 | 37.4882 | 39.6055 | 37.508 | 0 | 0 | 0 | 0 | 481.9149 | 1065.7637 | 1215.7962 | 1246.849 | 0 | 0 | 0 | 0 | -0.10227 | -9.2468 | -20.4643 | -48 | 0 | 0 | 0 | 0 | -61.3095 | -377.2871 | -429.4262 | -318.6117 | 0.37104 | 0.38397 | 0.38397 | 0.17588 | -22.7482 | -144.8687 | -164.8888 | -56.0359
9 | 4 | 12 | 856.2384 | 849.6847 | 839.4246 | 958.0887 | 378.8299 | 100.3275 | 0 | 0 | 28.5348 | 40.2979 | 41.926 | 38.3366 | 0 | 0 | 0 | 0 | 537.9554 | 1123.5144 | 1278.1201 | 1316.3497 | 0 | 0 | 0 | 0 | -0.099052 | -6.5035 | -13.903 | -44.4781 | 0 | 0 | 0 | 0 | -88.9826 | -407.9515 | -466.7185 | -352.1196 | 0.37287 | 0.38397 | 0.38397 | 0.17588 | -33.1787 | -156.643 | -179.2081 | -61.9291
9 | 4 | 13 | 886.5958 | 881.3663 | 872.476 | 997.3274 | 378.8299 | 100.3275 | 0 | 0 | 34.758 | 39.007 | 40.8006 | 39.5263 | 0 | 0 | 0 | 0 | 600.7282 | 1149.5224 | 1295.0218 | 1334.1695 | 0 | 0 | 0 | 0 | -0.21301 | -6.1251 | -13.0071 | -41.4825 | 0 | 0 | 0 | 0 | -127.5072 | -401.3654 | -450.3394 | -334.8859 | 0.37446 | 0.38065 | 0.38397 | 0.16813 | -47.7459 | -152.7816 | -172.919 | -56.3045
9 | 4 | 14 | 921.259 | 917.3995 | 910.0135 | 1042.0296 | 378.8299 | 100.3275 | 0 | 0 | 34.9555 | 50.6922 | 45.4633 | 47.6928 | 0 | 0 | 0 | 0 | 668.1368 | 1188.8832 | 1331.5311 | 1372.456 | 0 | 0 | 0 | 0 | -0.16704 | -2.6307 | -10.9071 | -7.9487 | 0 | 0 | 0 | 0 | -160.4962 | -419.8727 | -456.0738 | -370.1705 | 0.37539 | 0.37471 | 0.37695 | 0.16849 | -60.248 | -157.3319 | -171.9153 | -62.3704
9 | 4 | 15 | 946.3701 | 944.0679 | 938.4452 | 1076.4945 | 378.8299 | 100.3275 | 0 | 0 | 36.9827 | 58.3854 | 52.5178 | 50.4534 | 0 | 0 | 0 | 0 | 706.4242 | 1199.9006 | 1339.6401 | 1393.2039 | 0 | 0 | 0 | 0 | -0.23559 | -0.63362 | -0.81417 | -4.0994 | 0 | 0 | 0 | 0 | -175.6311 | -413.9119 | -452.8984 | -363.0633 | 0.37558 | 0.37413 | 0.37546 | 0.16764 | -65.963 | -154.8576 | -170.0458 | -60.8623
9 | 4 | 16 | 965.1395 | 966.3764 | 964.7662 | 1110.4837 | 378.8299 | 100.3275 | 0 | 0 | 34.0787 | 62.5259 | 57.948 | 60.3179 | 0 | 0 | 0 | 0 | 708.3788 | 1126.1447 | 1259.9948 | 1322.6217 | 0 | 0 | 0 | 0 | -0.17221 | -1.099 | -1.8828 | 0.32329 | 0 | 0 | 0 | 0 | -155.9757 | -321.5227 | -351.2939 | -272.7792 | 0.38077 | 0.3675 | 0.37018 | 0.37865 | -59.3904 | -118.1588 | -130.0419 | -103.2885
9 | 4 | 17 | 974.3876 | 979.7663 | 982.9447 | 1135.892 | 378.8299 | 100.3275 | 0 | 0 | 36.4097 | 66.6199 | 65.8686 | 64.9803 | 0 | 0 | 0 | 0 | 674.342 | 1017.9692 | 1152.2267 | 1214.9288 | 283.1967 | 303.0055 | 303.0055 | 303.0055 | -0.21127 | -1.3047 | -2.285 | -1.0993 | 0 | 0 | 0 | 0 | -398.1795 | -506.851 | -535.8711 | -445.9233 | 0.38859 | 0.37976 | 0.38475 | 0.37375 | -154.7287 | -192.4805 | -206.1767 | -166.6622
9 | 4 | 18 | 967.5991 | 976.2759 | 983.1046 | 1139.1114 | 378.8299 | 100.3275 | 0 | 0 | 42.2366 | 84.2966 | 72.7874 | 74.6224 | 0 | 0 | 0 | 0 | 583.922 | 783.7789 | 908.7542 | 970.9513 | 283.1967 | 303.0055 | 303.0055 | 303.0055 | -0.11316 | -1.7963 | -0.3606 | 0 | 0 | 0 | 0 | 0 | -320.4729 | -293.3362 | -301.0818 | -209.4677 | 0.39913 | 0.39052 | 0.39482 | 0.38967 | -127.9097 | -114.5551 | -118.8744 | -81.6239
9 | 4 | 19 | 942.6959 | 953.1537 | 961.9029 | 1116.0569 | 378.8299 | 100.3275 | 0 | 0 | 46.7307 | 94.4836 | 94.6318 | 85.9408 | 0 | 0 | 0 | 0 | 574.4871 | 681.4179 | 786.1654 | 872.2455 | 283.1967 | 303.0055 | 303.0055 | 303.0055 | 0.34367 | 3.7977 | 14.3582 | 41.168 | 0 | 0 | 0 | 0 | -340.8922 | -229.8785 | -236.258 | -186.303 | 0.40014 | 0.39646 | 0.4013 | 0.39601 | -136.4032 | -91.1378 | -94.8103 | -73.778
9 | 4 | 20 | 955.9134 | 968.9046 | 980.7213 | 1140.8841 | 378.8299 | 100.3275 | 0 | 0 | 46.0873 | 93.2891 | 97.6813 | 95.5537 | 0 | 0 | 0 | 0 | 570.9747 | 674.8242 | 777.4997 | 883.0193 | 283.1967 | 303.0055 | 303.0055 | 303.0055 | -0.18296 | 1.007 | 1.9969 | 36.0576 | 0 | 0 | 0 | 0 | -322.9923 | -203.5486 | -199.4621 | -176.752 | 0.39652 | 0.39181 | 0.39756 | 0.39343 | -128.0731 | -79.7532 | -79.2978 | -69.54
9 | 4 | 21 | 932.8934 | 947.1253 | 960.6169 | 1119.5524 | 378.8299 | 100.3275 | 0 | 0 | 41.7957 | 95.2958 | 101.6092 | 100.1483 | 0 | 0 | 0 | 0 | 573.5295 | 675.3329 | 777.8408 | 883.4223 | 283.1967 | 303.0055 | 303.0055 | 303.0055 | 0.043935 | 1.1367 | 3.4794 | 28.0996 | 0 | 0 | 0 | 0 | -344.5023 | -227.9729 | -225.318 | -195.1232 | 0.39092 | 0.38892 | 0.39029 | 0.38929 | -134.672 | -88.6631 | -87.9396 | -75.9588
9 | 4 | 22 | 850.2413 | 864.7389 | 878.8631 | 1026.0201 | 378.8299 | 100.3275 | 0 | 0 | 45.0565 | 93.8273 | 94.373 | 102.3945 | 0 | 0 | 0 | 0 | 564.7991 | 665.8143 | 776.7193 | 877.0757 | 283.1967 | 303.0055 | 303.0055 | 303.0055 | 0.19955 | 2.0251 | 8.0296 | 42.7249 | 0 | 0 | 0 | 0 | -421.8404 | -300.2608 | -303.2642 | -299.1805 | 0.38531 | 0.3837 | 0.387 | 0.38422 | -162.5377 | -115.2099 | -117.3635 | -114.9505
9 | 4 | 23 | 746.7809 | 759.5712 | 771.9282 | 900.9336 | 378.8299 | 100.3275 | 0 | 0 | 43.665 | 98.5821 | 97.103 | 103.981 | 0 | 0 | 0 | 0 | 529.1063 | 628.297 | 752.0366 | 858.6951 | 0 | 0 | 0 | 0 | 0.59506 | 1.9037 | 8.2024 | 16.8222 | 0 | 0 | 0 | 0 | -205.4154 | -69.539 | -85.4139 | -78.5647 | 0.37862 | 0.38317 | 0.38456 | 0.38119 | -77.7753 | -26.6456 | -32.8467 | -29.9483
9 | 4 | 24 | 657.4447 | 666.1929 | 674.0423 | 783.7624 | 378.8299 | 100.3275 | 0 | 0 | 42.9115 | 93.7343 | 83.2448 | 88.5154 | 0 | 0 | 0 | 0 | 506.6106 | 601.1475 | 738.1175 | 870.9701 | 0 | 0 | 0 | 0 | 0.88365 | 6.1267 | 12.8285 | 6.1567 | 0 | 0 | 0 | 0 | -271.7909 | -135.1431 | -160.1486 | -181.8797 | 0.37097 | 0.3792 | 0.38104 | 0.37743 | -100.8259 | -51.2466 | -61.0236 | -68.647
9 | 5 | 1 | 605.8214 | 611.2061 | 615.3912 | 712.9028 | 378.8299 | 100.3275 | 0 | 0 | 32.0025 | 78.3893 | 93.3391 | 82.7196 | 0 | 0 | 0 | 0 | 488.1321 | 574.5758 | 733.0268 | 868.5042 | 0 | 0 | 0 | 0 | -0.1629 | 8.7126 | 6.1395 | 7.524 | 0 | 0 | 0 | 0 | -292.9802 | -150.7991 | -217.1143 | -245.8451 | 0.37067 | 0.37067 | 0.37608 | 0.37093 | -108.6002 | -55.8966 | -81.6526 | -91.1911
9 | 5 | 2 | 570.6911 | 572.6431 | 572.9768 | 660.4895 | 378.8299 | 100.3275 | 0 | 0 | 26.1942 | 84.0056 | 79.2914 | 78.4264 | 0 | 0 | 0 | 0 | 472.7977 | 547.3404 | 723.8457 | 869.0033 | 0 | 0 | 0 | 0 | -0.12566 | 8.2892 | 5.9855 | 0.54107 | 0 | 0 | 0 | 0 | -307.0051 | -167.3195 | -236.1458 | -287.4812 | 0.36983 | 0.36895 | 0.37442 | 0.36801 | -113.5391 | -61.732 | -88.417 | -105.7966
9 | 5 | 3 | 545.2429 | 544.2346 | 541.2567 | 620.9409 | 378.8299 | 100.3275 | 0 | 0 | 22.9041 | 71.4996 | 72.4953 | 71.1248 | 0 | 0 | 0 | 0 | 446.4958 | 509.8382 | 702.8828 | 840.6305 | 0 | 0 | 0 | 0 | -0.23793 | 5.4706 | 5.5088 | -2.9079 | 0 | 0 | 0 | 0 | -302.7491 | -142.9013 | -239.63 | -287.9065 | 0.37068 | 0.36878 | 0.37239 | 0.3659 | -112.222 | -52.6997 | -89.236 | -105.3449
9 | 5 | 4 | 535.3595 | 531.3622 | 524.9125 | 598.8288 | 378.8299 | 100.3275 | 0 | 0 | 24.6921 | 69.2306 | 70.8137 | 72.6898 | 0 | 0 | 0 | 0 | 389.3167 | 442.957 | 647.0371 | 752.1123 | 0 | 0 | 0 | 0 | -0.11459 | 0.95882 | 4.7997 | 0 | 0 | 0 | 0 | 0 | -257.3646 | -82.1117 | -197.7381 | -225.9733 | 0.3692 | 0.37208 | 0.37262 | 0.36651 | -95.0201 | -30.5517 | -73.6807 | -82.8204
9 | 5 | 5 | 541.8806 | 534.3124 | 523.5768 | 593.1089 | 378.8299 | 100.3275 | 0 | 0 | 34.0022 | 79.0778 | 82.8734 | 77.3418 | 0 | 0 | 0 | 0 | 316.3768 | 359.9559 | 566.2884 | 646.0231 | 0 | 0 | 0 | 0 | -0.075349 | 6.0765 | 1.9742 | -14.6875 | 0 | 0 | 0 | 0 | -187.2528 | -11.1253 | -127.5592 | -115.5684 | 0.36849 | 0.37169 | 0.3739 | 0.36618 | -69.0007 | -4.1351 | -47.6941 | -42.3183
9 | 5 | 6 | 578.8938 | 569.2791 | 556.0418 | 628.1938 | 378.8299 | 100.3275 | 0 | 0 | 35.6461 | 73.9555 | 76.2612 | 74.8531 | 0 | 0 | 0 | 0 | 274.3453 | 325.9428 | 523.5763 | 589.8888 | 0 | 0 | 0 | 0 | -0.053556 | 1.1463 | 10.5802 | -16 | 0 | 0 | 0 | 0 | -109.8739 | 67.907 | -54.376 | -20.5481 | 0.37162 | 0.37651 | 0.37574 | 0.37098 | -40.8314 | 25.5677 | -20.4311 | -7.623
9 | 5 | 7 | 658.0771 | 647.7056 | 633.4508 | 716.674 | 378.8299 | 100.3275 | 0 | 0 | 31.7987 | 60.4694 | 59.3716 | 58.0865 | 0 | 0 | 0 | 0 | 259.7451 | 465.8015 | 681.701 | 721.582 | 0 | 0 | 0 | 0 | -0.31579 | -3.3316 | -5.1225 | -2.1444 | 0 | 0 | 0 | 0 | -11.9808 | 24.4388 | -102.4993 | -60.8502 | 0.37194 | 0.38123 | 0.37528 | 0.36663 | -4.4561 | 9.3168 | -38.4663 | -22.3092
9 | 5 | 8 | 716.8605 | 706.655 | 692.4504 | 784.8011 | 378.8299 | 100.3275 | 0 | 0 | 27.0743 | 44.0153 | 47.8072 | 53.7099 | 0 | 0 | 0 | 0 | 298.5008 | 639.8309 | 878.3056 | 916.5621 | 0 | 0 | 0 | 0 | -0.18417 | -7.2339 | -9.8843 | -2.1954 | 0 | 0 | 0 | 0 | 12.6396 | -70.2848 | -223.7781 | -183.2755 | 0.36962 | 0.37552 | 0.37235 | 0.38036 | 4.6719 | -26.3935 | -83.3233 | -69.7114
9 | 5 | 9 | 748.5429 | 738.869 | 725.1045 | 822.7074 | 378.8299 | 100.3275 | 0 | 0 | 21.1236 | 38.1845 | 39.6347 | 45.8454 | 0 | 0 | 0 | 0 | 386.4549 | 816.2506 | 1070.736 | 1120.6469 | 0 | 0 | 0 | 0 | -0.25585 | -10.9645 | -16.2099 | -24.2221 | 0 | 0 | 0 | 0 | -37.6097 | -204.9291 | -369.0563 | -319.5629 | 0.37229 | 0.38397 | 0.38397 | 0.17588 | -14.0018 | -78.6876 | -141.7083 | -56.2032
9 | 5 | 10 | 785.7361 | 776.8105 | 763.8806 | 868.318 | 378.8299 | 100.3275 | 0 | 0 | 21.6085 | 39.1411 | 39.0459 | 41.726 | 0 | 0 | 0 | 0 | 419.619 | 902.0229 | 1162.9394 | 1237.6034 | 0 | 0 | 0 | 0 | -0.15926 | -14.5921 | -26.1521 | -48.6348 | 0 | 0 | 0 | 0 | -34.162 | -250.0889 | -411.9527 | -362.3765 | 0.37171 | 0.38397 | 0.38397 | 0.17588 | -12.6984 | -96.0278 | -158.1794 | -63.733
9 | 5 | 11 | 827.2729 | 819.5572 | 807.9995 | 920.6129 | 378.8299 | 100.3275 | 0 | 0 | 25.4127 | 37.4882 | 39.6055 | 37.508 | 0 | 0 | 0 | 0 | 426.6951 | 934.6993 | 1186.2355 | 1281.6018 | 0 | 0 | 0 | 0 | -0.10227 | -9.2468 | -20.4643 | -48 | 0 | 0 | 0 | 0 | -3.5625 | -243.711 | -397.3772 | -350.4968 | 0.37104 | 0.38397 | 0.38397 | 0.17588 | -1.3218 | -93.5789 | -152.5828 | -61.6437
9 | 5 | 12 | 858.2196 | 851.6303 | 841.3225 | 960.2498 | 378.8299 | 100.3275 | 0 | 0 | 28.5348 | 40.2979 | 41.926 | 38.3366 | 0 | 0 | 0 | 0 | 436.5624 | 945.9416 | 1177.041 | 1267.5557 | 0 | 0 | 0 | 0 | -0.099052 | -6.5035 | -13.903 | -44.4781 | 0 | 0 | 0 | 0 | 14.3916 | -228.4332 | -363.7415 | -301.1643 | 0.37287 | 0.38397 | 0.38397 | 0.17588 | 5.3662 | -87.7125 | -139.6675 | -52.9673
9 | 5 | 13 | 891.8499 | 886.6834 | 877.8626 | 1003.6401 | 378.8299 | 100.3275 | 0 | 0 | 34.758 | 39.007 | 40.8006 | 39.5263 | 0 | 0 | 0 | 0 | 421.2107 | 921.8295 | 1134.9492 | 1221.3316 | 0 | 0 | 0 | 0 | -0.21301 | -6.1251 | -13.0071 | -41.4825 | 0 | 0 | 0 | 0 | 57.2643 | -168.3554 | -284.8802 | -215.7353 | 0.37446 | 0.38065 | 0.38397 | 0.16813 | 21.443 | -64.0853 | -109.3868 | -36.2716
9 | 5 | 14 | 928.3665 | 924.6271 | 917.3788 | 1050.6984 | 378.8299 | 100.3275 | 0 | 0 | 34.9555 | 50.6922 | 45.4633 | 47.6928 | 0 | 0 | 0 | 0 | 405.4615 | 906.8634 | 1099.9203 | 1221.0264 | 0 | 0 | 0 | 0 | -0.16704 | -2.6307 | -10.9071 | -7.9487 | 0 | 0 | 0 | 0 | 109.2865 | -130.6252 | -217.0977 | -210.072 | 0.37539 | 0.37471 | 0.37695 | 0.16849 | 41.0246 | -48.947 | -81.8342 | -35.3953
9 | 5 | 15 | 960.1258 | 958.1325 | 952.871 | 1093.5532 | 378.8299 | 100.3275 | 0 | 0 | 36.9827 | 58.3854 | 52.5178 | 50.4534 | 0 | 0 | 0 | 0 | 386.861 | 867.2064 | 1061.9769 | 1192.7167 | 0 | 0 | 0 | 0 | -0.23559 | -0.63362 | -0.81417 | -4.0994 | 0 | 0 | 0 | 0 | 157.6877 | -67.1532 | -160.8095 | -145.5173 | 0.37558 | 0.37413 | 0.37546 | 0.16764 | 59.2239 | -25.1241 | -60.3778 | -24.3939
9 | 5 | 16 | 978.7609 | 980.3021 | 979.0475 | 1127.37 | 378.8299 | 100.3275 | 0 | 0 | 34.0787 | 62.5259 | 57.948 | 60.3179 | 0 | 0 | 0 | 0 | 397.2567 | 823.7593 | 1009.4248 | 1118.6344 | 0 | 0 | 0 | 0 | -0.17221 | -1.099 | -1.8828 | 0.32329 | 0 | 0 | 0 | 0 | 168.7678 | -5.2116 | -86.4425 | -51.9055 | 0.38077 | 0.3675 | 0.37018 | 0.37865 | 64.2612 | -1.9152 | -31.9993 | -19.6542
9 | 5 | 17 | 984.7761 | 990.3791 | 993.819 | 1148.7418 | 378.8299 | 100.3275 | 0 | 0 | 36.4097 | 66.6199 | 65.8686 | 64.9803 | 0 | 0 | 0 | 0 | 436.9294 | 753.2955 | 923.6806 | 1030.2102 | 283.1967 | 303.0055 | 303.0055 | 303.0055 | -0.21127 | -1.3047 | -2.285 | -1.0993 | 0 | 0 | 0 | 0 | -150.3785 | -231.5647 | -296.4506 | -248.3548 | 0.38859 | 0.37976 | 0.38475 | 0.37375 | -58.4356 | -87.9384 | -114.0595 | -92.8217
9 | 5 | 18 | 969.8316 | 978.5023 | 985.3195 | 1141.672 | 378.8299 | 100.3275 | 0 | 0 | 42.2366 | 84.2966 | 72.7874 | 74.6224 | 0 | 0 | 0 | 0 | 468.4421 | 587.5165 | 723.9335 | 842.0977 | 283.1967 | 303.0055 | 303.0055 | 303.0055 | -0.11316 | -1.7963 | -0.3606 | 0 | 0 | 0 | 0 | 0 | -202.7605 | -94.8475 | -114.0463 | -78.0535 | 0.39913 | 0.39052 | 0.39482 | 0.38967 | -80.9274 | -37.0403 | -45.0282 | -30.4153
9 | 5 | 19 | 943.8743 | 954.3082 | 963.0258 | 1117.3325 | 378.8299 | 100.3275 | 0 | 0 | 46.7307 | 94.4836 | 94.6318 | 85.9408 | 0 | 0 | 0 | 0 | 515.3182 | 509.617 | 642.5415 | 719.2141 | 283.1967 | 303.0055 | 303.0055 | 303.0055 | 0.34367 | 3.7977 | 14.3582 | 41.168 | 0 | 0 | 0 | 0 | -280.5449 | -56.9231 | -91.5112 | -31.9959 | 0.40014 | 0.39646 | 0.4013 | 0.39601 | -112.2561 | -22.5678 | -36.7234 | -12.6707
9 | 5 | 20 | 956.091 | 969.0449 | 980.8149 | 1140.9519 | 378.8299 | 100.3275 | 0 | 0 | 46.0873 | 93.2891 | 97.6813 | 95.5537 | 0 | 0 | 0 | 0 | 541.1574 | 525.9398 | 668.1737 | 736.1238 | 283.1967 | 303.0055 | 303.0055 | 303.0055 | -0.18296 | 1.007 | 1.9969 | 36.0576 | 0 | 0 | 0 | 0 | -292.9974 | -54.5239 | -90.0425 | -29.7886 | 0.39652 | 0.39181 | 0.39756 | 0.39343 | -116.1795 | -21.3632 | -35.7972 | -11.7198
9 | 5 | 21 | 934.2078 | 948.4373 | 961.9238 | 1121.0647 | 378.8299 | 100.3275 | 0 | 0 | 41.7957 | 95.2958 | 101.6092 | 100.1483 | 0 | 0 | 0 | 0 | 485.8807 | 468.8898 | 618.3683 | 699.564 | 283.1967 | 303.0055 | 303.0055 | 303.0055 | 0.043935 | 1.1367 | 3.4794 | 28.0996 | 0 | 0 | 0 | 0 | -255.5392 | -20.2179 | -64.5386 | -9.7526 | 0.39092 | 0.38892 | 0.39029 | 0.38929 | -99.8948 | -7.8631 | -25.1888 | -3.7966
9 | 5 | 22 | 852.7652 | 867.3 | 881.4662 | 1029.0781 | 378.8299 | 100.3275 | 0 | 0 | 45.0565 | 93.8273 | 94.373 | 102.3945 | 0 | 0 | 0 | 0 | 465.0189 | 445.0272 | 606.1743 | 684.4781 | 283.1967 | 303.0055 | 303.0055 | 303.0055 | 0.19955 | 2.0251 | 8.0296 | 42.7249 | 0 | 0 | 0 | 0 | -319.5364 | -76.9126 | -130.1161 | -103.5249 | 0.38531 | 0.3837 | 0.387 | 0.38422 | -123.1193 | -29.5113 | -50.355 | -39.7761
9 | 5 | 23 | 754.8618 | 767.8572 | 780.4558 | 911.0424 | 378.8299 | 100.3275 | 0 | 0 | 43.665 | 98.5821 | 97.103 | 103.981 | 0 | 0 | 0 | 0 | 442.674 | 417.4477 | 581.0906 | 651.4525 | 0 | 0 | 0 | 0 | 0.59506 | 1.9037 | 8.2024 | 16.8222 | 0 | 0 | 0 | 0 | -110.9022 | 149.5963 | 94.0598 | 138.7867 | 0.37862 | 0.38317 | 0.38456 | 0.38119 | -41.9903 | 57.3215 | 36.1716 | 52.9046
9 | 5 | 24 | 667.1314 | 676.1246 | 684.2627 | 795.8768 | 378.8299 | 100.3275 | 0 | 0 | 42.9115 | 93.7343 | 83.2448 | 88.5154 | 0 | 0 | 0 | 0 | 429.5365 | 400.4008 | 561.1275 | 619.7864 | 0 | 0 | 0 | 0 | 0.88365 | 6.1267 | 12.8285 | 6.1567 | 0 | 0 | 0 | 0 | -185.0301 | 75.5354 | 27.0618 | 81.4183 | 0.37097 | 0.3792 | 0.38104 | 0.37743 | -68.6403 | 28.6432 | 10.3117 | 30.7297
9 | 6 | 1 | 605.8732 | 611.2364 | 615.3945 | 712.8831 | 378.8299 | 100.3275 | 0 | 0 | 32.0025 | 78.3893 | 93.3391 | 82.7196 | 0 | 0 | 0 | 0 | 405.8799 | 376.0543 | 538.2607 | 600.1845 | 0 | 0 | 0 | 0 | -0.1629 | 8.7126 | 6.1395 | 7.524 | 0 | 0 | 0 | 0 | -210.6762 | 47.7526 | -22.3448 | 22.4549 | 0.37067 | 0.37067 | 0.37608 | 0.37093 | -78.0922 | 17.7004 | -8.4035 | 8.3292
9 | 6 | 2 | 569.2476 | 571.1387 | 571.399 | 658.5943 | 378.8299 | 100.3275 | 0 | 0 | 26.1942 | 84.0056 | 79.2914 | 78.4264 | 0 | 0 | 0 | 0 | 397.8377 | 366.1952 | 519.1312 | 553.6508 | 0 | 0 | 0 | 0 | -0.12566 | 8.2892 | 5.9855 | 0.54107 | 0 | 0 | 0 | 0 | -233.4886 | 12.3212 | -33.0091 | 25.9761 | 0.36983 | 0.36895 | 0.37442 | 0.36801 | -86.3507 | 4.5459 | -12.3592 | 9.5595
9 | 6 | 3 | 546.6953 | 545.7103 | 542.7589 | 622.7076 | 378.8299 | 100.3275 | 0 | 0 | 22.9041 | 71.4996 | 72.4953 | 71.1248 | 0 | 0 | 0 | 0 | 378.5558 | 346.2543 | 488.1359 | 519.8291 | 0 | 0 | 0 | 0 | -0.23793 | 5.4706 | 5.5088 | -2.9079 | 0 | 0 | 0 | 0 | -233.3566 | 22.1583 | -23.3809 | 34.6615 | 0.37068 | 0.36878 | 0.37239 | 0.3659 | -86.4998 | 8.1716 | -8.7068 | 12.6826
9 | 6 | 4 | 534.6996 | 530.6671 | 524.1747 | 597.9351 | 378.8299 | 100.3275 | 0 | 0 | 24.6921 | 69.2306 | 70.8137 | 72.6898 | 0 | 0 | 0 | 0 | 344.9212 | 313.9843 | 462.9592 | 504.5344 | 0 | 0 | 0 | 0 | -0.11459 | 0.95882 | 4.7997 | 0 | 0 | 0 | 0 | 0 | -213.629 | 46.1659 | -14.3979 | 20.7109 | 0.3692 | 0.37208 | 0.37262 | 0.36651 | -78.8728 | 17.1772 | -5.3649 | 7.5907
9 | 6 | 5 | 541.0475 | 533.4427 | 522.6628 | 592.0095 | 378.8299 | 100.3275 | 0 | 0 | 34.0022 | 79.0778 | 82.8734 | 77.3418 | 0 | 0 | 0 | 0 | 332.1652 | 301.9836 | 456.7047 | 501.8 | 0 | 0 | 0 | 0 | -0.075349 | 6.0765 | 1.9742 | -14.6875 | 0 | 0 | 0 | 0 | -203.8744 | 45.9773 | -18.8894 | 27.5553 | 0.36849 | 0.37169 | 0.3739 | 0.36618 | -75.1256 | 17.0891 | -7.0627 | 10.0901
9 | 6 | 6 | 580.0304 | 570.4388 | 557.2283 | 629.5944 | 378.8299 | 100.3275 | 0 | 0 | 35.6461 | 73.9555 | 76.2612 | 74.8531 | 0 | 0 | 0 | 0 | 313.332 | 307.5597 | 457.1532 | 514.5214 | 0 | 0 | 0 | 0 | -0.053556 | 1.1463 | 10.5802 | -16 | 0 | 0 | 0 | 0 | -147.724 | 87.4498 | 13.2336 | 56.2199 | 0.37162 | 0.37651 | 0.37574 | 0.37098 | -54.8972 | 32.9258 | 4.9724 | 20.8565
9 | 6 | 7 | 661.6649 | 651.3874 | 637.2435 | 721.1729 | 378.8299 | 100.3275 | 0 | 0 | 31.7987 | 60.4694 | 59.3716 | 58.0865 | 0 | 0 | 0 | 0 | 296.3028 | 453.7719 | 615.3841 | 645.231 | 0 | 0 | 0 | 0 | -0.31579 | -3.3316 | -5.1225 | -2.1444 | 0 | 0 | 0 | 0 | -44.9507 | 40.1502 | -32.3897 | 19.9998 | 0.37194 | 0.38123 | 0.37528 | 0.36663 | -16.7188 | 15.3066 | -12.1553 | 7.3324
9 | 6 | 8 | 716.1208 | 705.8809 | 691.6347 | 783.818 | 378.8299 | 100.3275 | 0 | 0 | 27.0743 | 44.0153 | 47.8072 | 53.7099 | 0 | 0 | 0 | 0 | 294.554 | 607.6424 | 779.4 | 848.1077 | 0 | 0 | 0 | 0 | -0.18417 | -7.2339 | -9.8843 | -2.1954 | 0 | 0 | 0 | 0 | 15.8467 | -38.8704 | -125.6882 | -115.8042 | 0.36962 | 0.37552 | 0.37235 | 0.38036 | 5.8573 | -14.5967 | -46.7997 | -44.0478
9 | 6 | 9 | 750.4492 | 740.8054 | 727.0751 | 825.0245 | 378.8299 | 100.3275 | 0 | 0 | 21.1236 | 38.1845 | 39.6347 | 45.8454 | 0 | 0 | 0 | 0 | 304.8234 | 714.1172 | 884.815 | 995.2998 | 0 | 0 | 0 | 0 | -0.25585 | -10.9645 | -16.2099 | -24.2221 | 0 | 0 | 0 | 0 | 45.9281 | -100.8592 | -181.1647 | -191.8987 | 0.37229 | 0.38397 | 0.38397 | 0.17588 | 17.0986 | -38.7274 | -69.5627 | -33.7502
9 | 6 | 10 | 785.5015 | 776.5435 | 763.5737 | 867.9271 | 378.8299 | 100.3275 | 0 | 0 | 21.6085 | 39.1411 | 39.0459 | 41.726 | 0 | 0 | 0 | 0 | 307.8446 | 781.0263 | 958.9636 | 1082.132 | 0 | 0 | 0 | 0 | -0.15926 | -14.5921 | -26.1521 | -48.6348 | 0 | 0 | 0 | 0 | 77.3778 | -129.3593 | -208.2838 | -207.2961 | 0.37171 | 0.38397 | 0.38397 | 0.17588 | 28.7623 | -49.6707 | -79.9757 | -36.4582
9 | 6 | 11 | 831.3766 | 823.745 | 812.2849 | 925.6721 | 378.8299 | 100.3275 | 0 | 0 | 25.4127 | 37.4882 | 39.6055 | 37.508 | 0 | 0 | 0 | 0 | 314.6929 | 817.6444 | 991.1085 | 1132.2624 | 0 | 0 | 0 | 0 | -0.10227 | -9.2468 | -20.4643 | -48 | 0 | 0 | 0 | 0 | 112.5434 | -122.4684 | -197.9648 | -196.0984 | 0.37104 | 0.38397 | 0.38397 | 0.17588 | 41.7579 | -47.0247 | -76.0135 | -34.4888
9 | 6 | 12 | 859.9522 | 853.3783 | 843.087 | 962.3121 | 378.8299 | 100.3275 | 0 | 0 | 28.5348 | 40.2979 | 41.926 | 38.3366 | 0 | 0 | 0 | 0 | 325.0638 | 841.1416 | 1005.9316 | 1159.3548 | 0 | 0 | 0 | 0 | -0.099052 | -6.5035 | -13.903 | -44.4781 | 0 | 0 | 0 | 0 | 127.6228 | -121.885 | -190.8676 | -190.9012 | 0.37287 | 0.38397 | 0.38397 | 0.17588 | 47.5864 | -46.8007 | -73.2884 | -33.5748
9 | 6 | 13 | 882.2911 | 876.8243 | 867.646 | 991.4699 | 378.8299 | 100.3275 | 0 | 0 | 34.758 | 39.007 | 40.8006 | 39.5263 | 0 | 0 | 0 | 0 | 326.2539 | 846.252 | 1003.7022 | 1174.8564 | 0 | 0 | 0 | 0 | -0.21301 | -6.1251 | -13.0071 | -41.4825 | 0 | 0 | 0 | 0 | 142.6623 | -102.637 | -163.8498 | -181.4303 | 0.37446 | 0.38065 | 0.38397 | 0.16813 | 53.4208 | -39.0692 | -62.9142 | -30.5039
9 | 6 | 14 | 919.4878 | 915.4697 | 907.8894 | 1039.3946 | 378.8299 | 100.3275 | 0 | 0 | 34.9555 | 50.6922 | 45.4633 | 47.6928 | 0 | 0 | 0 | 0 | 318.9752 | 830.325 | 981.5435 | 1164.1943 | 0 | 0 | 0 | 0 | -0.16704 | -2.6307 | -10.9071 | -7.9487 | 0 | 0 | 0 | 0 | 186.8943 | -63.2443 | -108.2103 | -164.5438 | 0.37539 | 0.37471 | 0.37695 | 0.16849 | 70.1574 | -23.6985 | -40.7895 | -27.7242
9 | 6 | 15 | 947.1055 | 944.7145 | 938.98 | 1077.0176 | 378.8299 | 100.3275 | 0 | 0 | 36.9827 | 58.3854 | 52.5178 | 50.4534 | 0 | 0 | 0 | 0 | 302.8423 | 786.1219 | 933.823 | 1103.1066 | 0 | 0 | 0 | 0 | -0.23559 | -0.63362 | -0.81417 | -4.0994 | 0 | 0 | 0 | 0 | 228.6861 | 0.51334 | -46.5466 | -72.4429 | 0.37558 | 0.37413 | 0.37546 | 0.16764 | 85.8892 | 0.19206 | -17.4764 | -12.144
9 | 6 | 16 | 964.0928 | 965.1895 | 963.4068 | 1108.7553 | 378.8299 | 100.3275 | 0 | 0 | 34.0787 | 62.5259 | 57.948 | 60.3179 | 0 | 0 | 0 | 0 | 287.4176 | 720.9011 | 871.7678 | 1033.3649 | 0 | 0 | 0 | 0 | -0.17221 | -1.099 | -1.8828 | 0.32329 | 0 | 0 | 0 | 0 | 263.9388 | 82.5341 | 35.5738 | 14.7491 | 0.38077 | 0.3675 | 0.37018 | 0.37865 | 100.4991 | 30.3311 | 13.1687 | 5.5848
9 | 6 | 17 | 968.1702 | 973.272 | 976.1162 | 1127.6747 | 378.8299 | 100.3275 | 0 | 0 | 36.4097 | 66.6199 | 65.8686 | 64.9803 | 0 | 0 | 0 | 0 | 265.4497 | 596.6138 | 717.2649 | 881.2774 | 283.1967 | 303.0055 | 303.0055 | 303.0055 | -0.21127 | -1.3047 | -2.285 | -1.0993 | 0 | 0 | 0 | 0 | 4.4954 | -91.9901 | -107.7377 | -120.4891 | 0.38859 | 0.37976 | 0.38475 | 0.37375 | 1.7469 | -34.9339 | -41.4521 | -45.0324
9 | 6 | 18 | 958.679 | 967.0082 | 973.4193 | 1127.5055 | 378.8299 | 100.3275 | 0 | 0 | 42.2366 | 84.2966 | 72.7874 | 74.6224 | 0 | 0 | 0 | 0 | 221.4096 | 349.4714 | 432.099 | 568.9025 | 283.1967 | 303.0055 | 303.0055 | 303.0055 | -0.11316 | -1.7963 | -0.3606 | 0 | 0 | 0 | 0 | 0 | 33.1193 | 131.7035 | 165.888 | 180.9751 | 0.39913 | 0.39052 | 0.39482 | 0.38967 | 13.2188 | 51.4335 | 65.4966 | 70.5211
9 | 6 | 19 | 936.3856 | 946.5912 | 955.0373 | 1107.8235 | 378.8299 | 100.3275 | 0 | 0 | 46.7307 | 94.4836 | 94.6318 | 85.9408 | 0 | 0 | 0 | 0 | 235.5662 | 244.339 | 312.738 | 444.6276 | 283.1967 | 303.0055 | 303.0055 | 303.0055 | 0.34367 | 3.7977 | 14.3582 | 41.168 | 0 | 0 | 0 | 0 | -8.2817 | 200.6378 | 230.3037 | 233.0816 | 0.40014 | 0.39646 | 0.4013 | 0.39601 | -3.3138 | 79.545 | 92.4209 | 92.3028
9 | 6 | 20 | 953.3691 | 966.2207 | 977.8679 | 1137.4243 | 378.8299 | 100.3275 | 0 | 0 | 46.0873 | 93.2891 | 97.6813 | 95.5537 | 0 | 0 | 0 | 0 | 307.6706 | 302.4185 | 389.3413 | 491.7766 | 283.1967 | 303.0055 | 303.0055 | 303.0055 | -0.18296 | 1.007 | 1.9969 | 36.0576 | 0 | 0 | 0 | 0 | -62.2325 | 166.1732 | 185.8429 | 211.0309 | 0.39652 | 0.39181 | 0.39756 | 0.39343 | -24.6765 | 65.109 | 73.8834 | 83.0264
9 | 6 | 21 | 929.7308 | 943.8174 | 957.1335 | 1115.3562 | 378.8299 | 100.3275 | 0 | 0 | 41.7957 | 95.2958 | 101.6092 | 100.1483 | 0 | 0 | 0 | 0 | 316.2469 | 307.0465 | 397.6928 | 490.9767 | 283.1967 | 303.0055 | 303.0055 | 303.0055 | 0.043935 | 1.1367 | 3.4794 | 28.0996 | 0 | 0 | 0 | 0 | -90.3824 | 137.0054 | 151.3467 | 193.1261 | 0.39092 | 0.38892 | 0.39029 | 0.38929 | -35.3321 | 53.2841 | 59.0693 | 75.1814
9 | 6 | 22 | 850.7363 | 865.1975 | 879.2756 | 1026.4585 | 378.8299 | 100.3275 | 0 | 0 | 45.0565 | 93.8273 | 94.373 | 102.3945 | 0 | 0 | 0 | 0 | 311.2875 | 299.7605 | 384.3998 | 470.3382 | 283.1967 | 303.0055 | 303.0055 | 303.0055 | 0.19955 | 2.0251 | 8.0296 | 42.7249 | 0 | 0 | 0 | 0 | -167.8338 | 66.2516 | 89.4678 | 107.9954 | 0.38531 | 0.3837 | 0.387 | 0.38422 | -64.6674 | 25.4207 | 34.6241 | 41.4938
9 | 6 | 23 | 753.7829 | 766.7333 | 779.2777 | 909.6276 | 378.8299 | 100.3275 | 0 | 0 | 43.665 | 98.5821 | 97.103 | 103.981 | 0 | 0 | 0 | 0 | 278.2682 | 267.9995 | 361.5234 | 448.4325 | 0 | 0 | 0 | 0 | 0.59506 | 1.9037 | 8.2024 | 16.8222 | 0 | 0 | 0 | 0 | 52.4247 | 297.9206 | 312.4489 | 340.3919 | 0.37862 | 0.38317 | 0.38456 | 0.38119 | 19.8493 | 114.1556 | 120.1551 | 129.7552
9 | 6 | 24 | 665.7128 | 674.655 | 682.7318 | 794.0466 | 378.8299 | 100.3275 | 0 | 0 | 42.9115 | 93.7343 | 83.2448 | 88.5154 | 0 | 0 | 0 | 0 | 273.2672 | 260.3907 | 356.7516 | 430.8587 | 0 | 0 | 0 | 0 | 0.88365 | 6.1267 | 12.8285 | 6.1567 | 0 | 0 | 0 | 0 | -30.1794 | 214.0758 | 229.9069 | 268.5158 | 0.37097 | 0.3792 | 0.38104 | 0.37743 | -11.1956 | 81.178 | 87.6045 | 101.3461
9 | 7 | 1 | 615.8702 | 621.5032 | 625.9803 | 725.4481 | 378.8299 | 100.3275 | 0 | 0 | 32.0025 | 78.3893 | 93.3391 | 82.7196 | 0 | 0 | 0 | 0 | 258.0331 | 241.7712 | 346.1076 | 406.4535 | 0 | 0 | 0 | 0 | -0.1629 | 8.7126 | 6.1395 | 7.524 | 0 | 0 | 0 | 0 | -52.8324 | 192.3026 | 180.3941 | 228.751 | 0.37067 | 0.37067 | 0.37608 | 0.37093 | -19.5836 | 71.2806 | 67.8428 | 84.8504
9 | 7 | 2 | 578.287 | 580.4219 | 580.9704 | 669.9549 | 378.8299 | 100.3275 | 0 | 0 | 26.1942 | 84.0056 | 79.2914 | 78.4264 | 0 | 0 | 0 | 0 | 220.9992 | 204.141 | 308.6618 | 361.7625 | 0 | 0 | 0 | 0 | -0.12566 | 8.2892 | 5.9855 | 0.54107 | 0 | 0 | 0 | 0 | -47.6107 | 183.6587 | 187.0317 | 229.225 | 0.36983 | 0.36895 | 0.37442 | 0.36801 | -17.6078 | 67.7603 | 70.0278 | 84.3576
9 | 7 | 3 | 553.0615 | 552.2469 | 549.4969 | 630.7039 | 378.8299 | 100.3275 | 0 | 0 | 22.9041 | 71.4996 | 72.4953 | 71.1248 | 0 | 0 | 0 | 0 | 193.1245 | 175.8425 | 276.2654 | 321.7022 | 0 | 0 | 0 | 0 | -0.23793 | 5.4706 | 5.5088 | -2.9079 | 0 | 0 | 0 | 0 | -41.5591 | 199.1067 | 195.2275 | 240.7848 | 0.37068 | 0.36878 | 0.37239 | 0.3659 | -15.405 | 73.4274 | 72.7009 | 88.1031
9 | 7 | 4 | 540.829 | 536.9602 | 530.661 | 605.6322 | 378.8299 | 100.3275 | 0 | 0 | 24.6921 | 69.2306 | 70.8137 | 72.6898 | 0 | 0 | 0 | 0 | 183.98 | 166.45 | 261.7247 | 298.1034 | 0 | 0 | 0 | 0 | -0.11459 | 0.95882 | 4.7997 | 0 | 0 | 0 | 0 | 0 | -46.5584 | 199.9933 | 193.3228 | 234.839 | 0.3692 | 0.37208 | 0.37262 | 0.36651 | -17.1896 | 74.4126 | 72.0355 | 86.0697
9 | 7 | 5 | 546.7633 | 539.3069 | 528.7022 | 599.172 | 378.8299 | 100.3275 | 0 | 0 | 34.0022 | 79.0778 | 82.8734 | 77.3418 | 0 | 0 | 0 | 0 | 179.479 | 161.9397 | 247.5154 | 279.8238 | 0 | 0 | 0 | 0 | -0.075349 | 6.0765 | 1.9742 | -14.6875 | 0 | 0 | 0 | 0 | -45.4724 | 191.8854 | 196.3393 | 256.6939 | 0.36849 | 0.37169 | 0.3739 | 0.36618 | -16.7561 | 71.321 | 73.4108 | 93.9949
9 | 7 | 6 | 581.434 | 571.8646 | 558.6793 | 631.3005 | 378.8299 | 100.3275 | 0 | 0 | 35.6461 | 73.9555 | 76.2612 | 74.8531 | 0 | 0 | 0 | 0 | 173.0854 | 173.9844 | 255.3663 | 282.8786 | 0 | 0 | 0 | 0 | -0.053556 | 1.1463 | 10.5802 | -16 | 0 | 0 | 0 | 0 | -6.0739 | 222.4509 | 216.4715 | 289.5689 | 0.37162 | 0.37651 | 0.37574 | 0.37098 | -2.2572 | 83.7552 | 81.3364 | 107.4243
9 | 7 | 7 | 660.2173 | 649.8787 | 635.6612 | 719.2722 | 378.8299 | 100.3275 | 0 | 0 | 31.7987 | 60.4694 | 59.3716 | 58.0865 | 0 | 0 | 0 | 0 | 182.5672 | 337.6924 | 442.1026 | 454.3155 | 0 | 0 | 0 | 0 | -0.31579 | -3.3316 | -5.1225 | -2.1444 | 0 | 0 | 0 | 0 | 67.3373 | 154.721 | 139.3095 | 209.0146 | 0.37194 | 0.38123 | 0.37528 | 0.36663 | 25.0452 | 58.9846 | 52.2806 | 76.6301
9 | 7 | 8 | 717.2929 | 707.0667 | 692.8357 | 785.2252 | 378.8299 | 100.3275 | 0 | 0 | 27.0743 | 44.0153 | 47.8072 | 53.7099 | 0 | 0 | 0 | 0 | 218.8467 | 525.0346 | 648.2531 | 656.4723 | 0 | 0 | 0 | 0 | -0.18417 | -7.2339 | -9.8843 | -2.1954 | 0 | 0 | 0 | 0 | 92.7261 | 44.9233 | 6.6597 | 77.2384 | 0.36962 | 0.37552 | 0.37235 | 0.38036 | 34.2738 | 16.8697 | 2.4797 | 29.3787
9 | 7 | 9 | 753.0285 | 743.436 | 729.7653 | 828.1989 | 378.8299 | 100.3275 | 0 | 0 | 21.1236 | 38.1845 | 39.6347 | 45.8454 | 0 | 0 | 0 | 0 | 267.8707 | 675.6472 | 821.295 | 834.0604 | 0 | 0 | 0 | 0 | -0.25585 | -10.9645 | -16.2099 | -24.2221 | 0 | 0 | 0 | 0 | 85.4601 | -59.7586 | -114.9545 | -27.4849 | 0.37229 | 0.38397 | 0.38397 | 0.17588 | 31.816 | -22.9458 | -44.1396 | -4.8339
9 | 7 | 10 | 792.4712 | 783.6832 | 770.9132 | 876.6201 | 378.8299 | 100.3275 | 0 | 0 | 21.6085 | 39.1411 | 39.0459 | 41.726 | 0 | 0 | 0 | 0 | 295.9452 | 765.6178 | 919.7388 | 939.1751 | 0 | 0 | 0 | 0 | -0.15926 | -14.5921 | -26.1521 | -48.6348 | 0 | 0 | 0 | 0 | 96.247 | -106.811 | -161.7195 | -55.6462 | 0.37171 | 0.38397 | 0.38397 | 0.17588 | 35.7762 | -41.0127 | -62.0962 | -9.7868
9 | 7 | 11 | 833.9526 | 826.3622 | 814.9491 | 928.8053 | 378.8299 | 100.3275 | 0 | 0 | 25.4127 | 37.4882 | 39.6055 | 37.508 | 0 | 0 | 0 | 0 | 318.0466 | 816.7993 | 970.3103 | 997.2975 | 0 | 0 | 0 | 0 | -0.10227 | -9.2468 | -20.4643 | -48 | 0 | 0 | 0 | 0 | 111.7655 | -119.0061 | -174.5023 | -58.0002 | 0.37104 | 0.38397 | 0.38397 | 0.17588 | 41.4693 | -45.6953 | -67.0045 | -10.2008
9 | 7 | 12 | 868.5316 | 862.16 | 852.1059 | 972.987 | 378.8299 | 100.3275 | 0 | 0 | 28.5348 | 40.2979 | 41.926 | 38.3366 | 0 | 0 | 0 | 0 | 332.1297 | 842.9628 | 993.9182 | 1032.4015 | 0 | 0 | 0 | 0 | -0.099052 | -6.5035 | -13.903 | -44.4781 | 0 | 0 | 0 | 0 | 129.1363 | -114.9246 | -169.8353 | -53.2729 | 0.37287 | 0.38397 | 0.38397 | 0.17588 | 48.1507 | -44.1281 | -65.2125 | -9.3694
9 | 7 | 13 | 898.0316 | 892.9621 | 884.2515 | 1011.1517 | 378.8299 | 100.3275 | 0 | 0 | 34.758 | 39.007 | 40.8006 | 39.5263 | 0 | 0 | 0 | 0 | 352.5445 | 863.626 | 1011.8499 | 1062.7505 | 0 | 0 | 0 | 0 | -0.21301 | -6.1251 | -13.0071 | -41.4825 | 0 | 0 | 0 | 0 | 132.1122 | -103.8733 | -155.3919 | -49.6426 | 0.37446 | 0.38065 | 0.38397 | 0.16813 | 49.4702 | -39.5398 | -59.6666 | -8.3464
9 | 7 | 14 | 937.7229 | 934.1627 | 927.1214 | 1062.1871 | 378.8299 | 100.3275 | 0 | 0 | 34.9555 | 50.6922 | 45.4633 | 47.6928 | 0 | 0 | 0 | 0 | 381.9749 | 880.0193 | 1024.3917 | 1083.3169 | 0 | 0 | 0 | 0 | -0.16704 | -2.6307 | -10.9071 | -7.9487 | 0 | 0 | 0 | 0 | 142.1296 | -94.2456 | -131.8264 | -60.8739 | 0.37539 | 0.37471 | 0.37695 | 0.16849 | 53.3534 | -35.3151 | -49.6915 | -10.2567
9 | 7 | 15 | 962.9561 | 960.9541 | 955.6771 | 1096.7966 | 378.8299 | 100.3275 | 0 | 0 | 36.9827 | 58.3854 | 52.5178 | 50.4534 | 0 | 0 | 0 | 0 | 371.058 | 846.1981 | 983.2375 | 1076.3473 | 0 | 0 | 0 | 0 | -0.23559 | -0.63362 | -0.81417 | -4.0994 | 0 | 0 | 0 | 0 | 176.321 | -43.3232 | -79.264 | -25.9047 | 0.37558 | 0.37413 | 0.37546 | 0.16764 | 66.2221 | -16.2086 | -29.7606 | -4.3426
9 | 7 | 16 | 980.5638 | 982.0632 | 980.7535 | 1129.3021 | 378.8299 | 100.3275 | 0 | 0 | 34.0787 | 62.5259 | 57.948 | 60.3179 | 0 | 0 | 0 | 0 | 305.9173 | 730.4346 | 858.682 | 977.5334 | 0 | 0 | 0 | 0 | -0.17221 | -1.099 | -1.8828 | 0.32329 | 0 | 0 | 0 | 0 | 261.9101 | 89.8742 | 66.0063 | 91.1274 | 0.38077 | 0.3675 | 0.37018 | 0.37865 | 99.7267 | 33.0285 | 24.4342 | 34.5056
9 | 7 | 17 | 987.8586 | 993.4544 | 996.8802 | 1152.2824 | 378.8299 | 100.3275 | 0 | 0 | 36.4097 | 66.6199 | 65.8686 | 64.9803 | 0 | 0 | 0 | 0 | 244.475 | 555.2606 | 681.1443 | 788.1038 | 283.1967 | 303.0055 | 303.0055 | 303.0055 | -0.21127 | -1.3047 | -2.285 | -1.0993 | 0 | 0 | 0 | 0 | 45.1586 | -30.4544 | -50.8531 | -2.7078 | 0.38859 | 0.37976 | 0.38475 | 0.37375 | 17.5482 | -11.5653 | -19.5658 | -1.012
9 | 7 | 18 | 972.756 | 981.4185 | 988.2207 | 1145.0262 | 378.8299 | 100.3275 | 0 | 0 | 42.2366 | 84.2966 | 72.7874 | 74.6224 | 0 | 0 | 0 | 0 | 227.4877 | 333.2337 | 431.0914 | 527.3868 | 283.1967 | 303.0055 | 303.0055 | 303.0055 | -0.11316 | -1.7963 | -0.3606 | 0 | 0 | 0 | 0 | 0 | 41.1182 | 162.3515 | 181.697 | 240.0116 | 0.39913 | 0.39052 | 0.39482 | 0.38967 | 16.4114 | 63.4023 | 71.7384 | 93.526
9 | 7 | 19 | 936.4706 | 946.6245 | 955.006 | 1107.7309 | 378.8299 | 100.3275 | 0 | 0 | 46.7307 | 94.4836 | 94.6318 | 85.9408 | 0 | 0 | 0 | 0 | 349.1239 | 338.1857 | 426.9094 | 520.4315 | 283.1967 | 303.0055 | 303.0055 | 303.0055 | 0.34367 | 3.7977 | 14.3582 | 41.168 | 0 | 0 | 0 | 0 | -121.7543 | 106.8245 | 116.101 | 157.1851 | 0.40014 | 0.39646 | 0.4013 | 0.39601 | -48.7183 | 42.3517 | 46.5913 | 62.247
9 | 7 | 20 | 940.2775 | 952.7146 | 963.868 | 1120.7441 | 378.8299 | 100.3275 | 0 | 0 | 46.0873 | 93.2891 | 97.6813 | 95.5537 | 0 | 0 | 0 | 0 | 388.459 | 371.5679 | 465.7246 | 544.7434 | 283.1967 | 303.0055 | 303.0055 | 303.0055 | -0.18296 | 1.007 | 1.9969 | 36.0576 | 0 | 0 | 0 | 0 | -156.1125 | 83.5176 | 95.4597 | 141.384 | 0.39652 | 0.39181 | 0.39756 | 0.39343 | -61.9018 | 32.7234 | 37.9508 | 55.625
9 | 7 | 21 | 920.5253 | 934.3163 | 947.2801 | 1103.612 | 378.8299 | 100.3275 | 0 | 0 | 41.7957 | 95.2958 | 101.6092 | 100.1483 | 0 | 0 | 0 | 0 | 383.9335 | 364.9055 | 447.8542 | 521.3763 | 283.1967 | 303.0055 | 303.0055 | 303.0055 | 0.043935 | 1.1367 | 3.4794 | 28.0996 | 0 | 0 | 0 | 0 | -167.2745 | 69.6453 | 91.3318 | 150.9824 | 0.39092 | 0.38892 | 0.39029 | 0.38929 | -65.3906 | 27.0864 | 35.646 | 58.7754
9 | 7 | 22 | 853.0915 | 867.6012 | 881.7357 | 1029.3631 | 378.8299 | 100.3275 | 0 | 0 | 45.0565 | 93.8273 | 94.373 | 102.3945 | 0 | 0 | 0 | 0 | 322.1043 | 303.0991 | 374.4689 | 445.2401 | 283.1967 | 303.0055 | 303.0055 | 303.0055 | 0.19955 | 2.0251 | 8.0296 | 42.7249 | 0 | 0 | 0 | 0 | -176.2954 | 65.3168 | 101.8587 | 135.998 | 0.38531 | 0.3837 | 0.387 | 0.38422 | -67.9277 | 25.062 | 39.4194 | 52.2529
9 | 7 | 23 | 768.1127 | 781.4548 | 794.4624 | 927.6564 | 378.8299 | 100.3275 | 0 | 0 | 43.665 | 98.5821 | 97.103 | 103.981 | 0 | 0 | 0 | 0 | 248.2295 | 232.6744 | 312.9135 | 398.3511 | 0 | 0 | 0 | 0 | 0.59506 | 1.9037 | 8.2024 | 16.8222 | 0 | 0 | 0 | 0 | 96.7933 | 347.9671 | 376.2435 | 408.5022 | 0.37862 | 0.38317 | 0.38456 | 0.38119 | 36.6483 | 133.3321 | 144.6879 | 155.7184
9 | 7 | 24 | 684.9175 | 694.3909 | 703.0964 | 818.2318 | 378.8299 | 100.3275 | 0 | 0 | 42.9115 | 93.7343 | 83.2448 | 88.5154 | 0 | 0 | 0 | 0 | 169.4372 | 157.4552 | 239.6042 | 322.645 | 0 | 0 | 0 | 0 | 0.88365 | 6.1267 | 12.8285 | 6.1567 | 0 | 0 | 0 | 0 | 92.8553 | 336.7472 | 367.4189 | 400.9147 | 0.37097 | 0.3792 | 0.38104 | 0.37743 | 34.4464 | 127.6953 | 140.0026 | 151.3175
9 | 8 | 1 | 624.616 | 630.4864 | 635.2442 | 736.4454 | 378.8299 | 100.3275 | 0 | 0 | 32.0025 | 78.3893 | 93.3391 | 82.7196 | 0 | 0 | 0 | 0 | 144.7621 | 132.7348 | 208.2692 | 289.6367 | 0 | 0 | 0 | 0 | -0.1629 | 8.7126 | 6.1395 | 7.524 | 0 | 0 | 0 | 0 | 69.1844 | 310.3223 | 327.4964 | 356.5651 | 0.37067 | 0.37067 | 0.37608 | 0.37093 | 25.6449 | 115.0269 | 123.1652 | 132.2603
9 | 8 | 2 | 582.5163 | 584.7604 | 585.4376 | 675.2523 | 378.8299 | 100.3275 | 0 | 0 | 26.1942 | 84.0056 | 79.2914 | 78.4264 | 0 | 0 | 0 | 0 | 139.2677 | 126.591 | 191.8168 | 269.2634 | 0 | 0 | 0 | 0 | -0.12566 | 8.2892 | 5.9855 | 0.54107 | 0 | 0 | 0 | 0 | 38.3501 | 265.5472 | 308.3439 | 327.0215 | 0.36983 | 0.36895 | 0.37442 | 0.36801 | 14.183 | 97.9728 | 115.4492 | 120.3479
9 | 8 | 3 | 555.32 | 554.5558 | 551.8647 | 633.5035 | 378.8299 | 100.3275 | 0 | 0 | 22.9041 | 71.4996 | 72.4953 | 71.1248 | 0 | 0 | 0 | 0 | 134.6136 | 120.9742 | 178.5772 | 245.1152 | 0 | 0 | 0 | 0 | -0.23793 | 5.4706 | 5.5088 | -2.9079 | 0 | 0 | 0 | 0 | 19.2103 | 256.2839 | 295.2834 | 320.1714 | 0.37068 | 0.36878 | 0.37239 | 0.3659 | 7.1208 | 94.5135 | 109.9608 | 117.1506
9 | 8 | 4 | 537.5442 | 533.5637 | 527.131 | 601.4186 | 378.8299 | 100.3275 | 0 | 0 | 24.6921 | 69.2306 | 70.8137 | 72.6898 | 0 | 0 | 0 | 0 | 116.739 | 103.2722 | 151.2281 | 214.4072 | 0 | 0 | 0 | 0 | -0.11459 | 0.95882 | 4.7997 | 0 | 0 | 0 | 0 | 0 | 17.3978 | 259.7745 | 300.2895 | 314.3216 | 0.3692 | 0.37208 | 0.37262 | 0.36651 | 6.4234 | 96.6558 | 111.8931 | 115.2005
9 | 8 | 5 | 533.2748 | 525.4013 | 514.3004 | 582.0232 | 378.8299 | 100.3275 | 0 | 0 | 34.0022 | 79.0778 | 82.8734 | 77.3418 | 0 | 0 | 0 | 0 | 103.8283 | 91.2123 | 137.0056 | 204.0785 | 0 | 0 | 0 | 0 | -0.075349 | 6.0765 | 1.9742 | -14.6875 | 0 | 0 | 0 | 0 | 16.6898 | 248.7073 | 292.4473 | 315.2904 | 0.36849 | 0.37169 | 0.3739 | 0.36618 | 6.15 | 92.4408 | 109.3453 | 115.4515
9 | 8 | 6 | 543.5051 | 532.7967 | 518.2581 | 583.2036 | 378.8299 | 100.3275 | 0 | 0 | 35.6461 | 73.9555 | 76.2612 | 74.8531 | 0 | 0 | 0 | 0 | 92.6995 | 100.1048 | 142.1736 | 202.3782 | 0 | 0 | 0 | 0 | -0.053556 | 1.1463 | 10.5802 | -16 | 0 | 0 | 0 | 0 | 36.3832 | 257.2626 | 289.2431 | 321.9723 | 0.37162 | 0.37651 | 0.37574 | 0.37098 | 13.5207 | 96.8622 | 108.6794 | 119.4453
9 | 8 | 7 | 569.3723 | 556.395 | 539.0471 | 604.4027 | 378.8299 | 100.3275 | 0 | 0 | 31.7987 | 60.4694 | 59.3716 | 58.0865 | 0 | 0 | 0 | 0 | 115.4008 | 283.3298 | 346.1575 | 380.8063 | 0 | 0 | 0 | 0 | -0.31579 | -3.3316 | -5.1225 | -2.1444 | 0 | 0 | 0 | 0 | 43.6588 | 115.5999 | 138.6405 | 167.6542 | 0.37194 | 0.38123 | 0.37528 | 0.36663 | 16.2383 | 44.0704 | 52.0295 | 61.4663
9 | 8 | 8 | 593.3413 | 579.557 | 561.1073 | 628.6498 | 378.8299 | 100.3275 | 0 | 0 | 27.0743 | 44.0153 | 47.8072 | 53.7099 | 0 | 0 | 0 | 0 | 182.1419 | 500.9373 | 592.2915 | 628.0153 | 0 | 0 | 0 | 0 | -0.18417 | -7.2339 | -9.8843 | -2.1954 | 0 | 0 | 0 | 0 | 5.4794 | -58.4892 | -69.1071 | -50.88 | 0.36962 | 0.37552 | 0.37235 | 0.38036 | 2.0253 | -21.964 | -25.7319 | -19.3529
9 | 8 | 9 | 644.3217 | 631.6015 | 614.2219 | 690.8538 | 378.8299 | 100.3275 | 0 | 0 | 21.1236 | 38.1845 | 39.6347 | 45.8454 | 0 | 0 | 0 | 0 | 247.7902 | 660.6809 | 771.4341 | 820.9473 | 0 | 0 | 0 | 0 | -0.25585 | -10.9645 | -16.2099 | -24.2221 | 0 | 0 | 0 | 0 | -3.1662 | -156.6269 | -180.6371 | -151.7168 | 0.37229 | 0.38397 | 0.38397 | 0.17588 | -1.1787 | -60.1408 | -69.3601 | -26.6832
9 | 8 | 10 | 694.3056 | 682.6877 | 666.5617 | 752.5732 | 378.8299 | 100.3275 | 0 | 0 | 21.6085 | 39.1411 | 39.0459 | 41.726 | 0 | 0 | 0 | 0 | 305.3681 | 775.7131 | 898.4727 | 960.3888 | 0 | 0 | 0 | 0 | -0.15926 | -14.5921 | -26.1521 | -48.6348 | 0 | 0 | 0 | 0 | -11.3416 | -217.9019 | -244.8049 | -200.9068 | 0.37171 | 0.38397 | 0.38397 | 0.17588 | -4.2158 | -83.6688 | -93.9989 | -35.3345
9 | 8 | 11 | 741.8717 | 731.6246 | 717.0607 | 812.439 | 378.8299 | 100.3275 | 0 | 0 | 25.4127 | 37.4882 | 39.6055 | 37.508 | 0 | 0 | 0 | 0 | 324.4647 | 819.7654 | 947.037 | 1011.4104 | 0 | 0 | 0 | 0 | -0.10227 | -9.2468 | -20.4643 | -48 | 0 | 0 | 0 | 0 | 13.2666 | -216.7097 | -249.1175 | -188.4793 | 0.37104 | 0.38397 | 0.38397 | 0.17588 | 4.9224 | -83.211 | -95.6549 | -33.1488
9 | 8 | 12 | 776.584 | 767.5684 | 754.379 | 856.822 | 378.8299 | 100.3275 | 0 | 0 | 28.5348 | 40.2979 | 41.926 | 38.3366 | 0 | 0 | 0 | 0 | 330.2847 | 835.9004 | 965.1003 | 1026.4854 | 0 | 0 | 0 | 0 | -0.099052 | -6.5035 | -13.903 | -44.4781 | 0 | 0 | 0 | 0 | 39.0337 | -202.4539 | -238.7442 | -163.5219 | 0.37287 | 0.38397 | 0.38397 | 0.17588 | 14.5544 | -77.7371 | -91.6717 | -28.7594
9 | 8 | 13 | 804.2611 | 796.4929 | 784.5822 | 892.6754 | 378.8299 | 100.3275 | 0 | 0 | 34.758 | 39.007 | 40.8006 | 39.5263 | 0 | 0 | 0 | 0 | 329.8443 | 830.9968 | 959.4768 | 1036.2551 | 0 | 0 | 0 | 0 | -0.21301 | -6.1251 | -13.0071 | -41.4825 | 0 | 0 | 0 | 0 | 61.0419 | -167.7133 | -202.6882 | -141.6235 | 0.37446 | 0.38065 | 0.38397 | 0.16813 | 22.8575 | -63.8408 | -77.8271 | -23.8112
9 | 8 | 14 | 832.0858 | 825.4992 | 814.8701 | 928.7687 | 378.8299 | 100.3275 | 0 | 0 | 34.9555 | 50.6922 | 45.4633 | 47.6928 | 0 | 0 | 0 | 0 | 308.1727 | 783.0663 | 915.7779 | 1005.3963 | 0 | 0 | 0 | 0 | -0.16704 | -2.6307 | -10.9071 | -7.9487 | 0 | 0 | 0 | 0 | 110.2947 | -105.956 | -135.464 | -116.3717 | 0.37539 | 0.37471 | 0.37695 | 0.16849 | 41.4031 | -39.7031 | -51.0626 | -19.6076
9 | 8 | 15 | 861.2527 | 856.3371 | 847.6057 | 968.3464 | 378.8299 | 100.3275 | 0 | 0 | 36.9827 | 58.3854 | 52.5178 | 50.4534 | 0 | 0 | 0 | 0 | 300.7474 | 752.9284 | 887.9628 | 963.7435 | 0 | 0 | 0 | 0 | -0.23559 | -0.63362 | -0.81417 | -4.0994 | 0 | 0 | 0 | 0 | 144.9283 | -54.6705 | -92.0606 | -41.751 | 0.37558 | 0.37413 | 0.37546 | 0.16764 | 54.4317 | -20.454 | -34.5652 | -6.999
9 | 8 | 16 | 876.8792 | 875.4184 | 870.6001 | 998.3878 | 378.8299 | 100.3275 | 0 | 0 | 34.0787 | 62.5259 | 57.948 | 60.3179 | 0 | 0 | 0 | 0 | 270.9377 | 681.993 | 821.3163 | 899.6556 | 0 | 0 | 0 | 0 | -0.17221 | -1.099 | -1.8828 | 0.32329 | 0 | 0 | 0 | 0 | 193.205 | 31.671 | -6.7814 | 38.091 | 0.38077 | 0.3675 | 0.37018 | 0.37865 | 73.5661 | 11.639 | -2.5103 | 14.4233
9 | 8 | 17 | 889.2188 | 892.0117 | 892.1158 | 1027.7863 | 378.8299 | 100.3275 | 0 | 0 | 36.4097 | 66.6199 | 65.8686 | 64.9803 | 0 | 0 | 0 | 0 | 218.836 | 520.8756 | 631.8941 | 701.6489 | 283.1967 | 303.0055 | 303.0055 | 303.0055 | -0.21127 | -1.3047 | -2.285 | -1.0993 | 0 | 0 | 0 | 0 | -27.8423 | -97.5121 | -106.3674 | -40.7491 | 0.38859 | 0.37976 | 0.38475 | 0.37375 | -10.8192 | -37.031 | -40.9249 | -15.2298
9 | 8 | 18 | 890.9476 | 897.2958 | 901.3559 | 1041.8116 | 378.8299 | 100.3275 | 0 | 0 | 42.2366 | 84.2966 | 72.7874 | 74.6224 | 0 | 0 | 0 | 0 | 160.1318 | 262.3218 | 332.3299 | 401.6335 | 283.1967 | 303.0055 | 303.0055 | 303.0055 | -0.11316 | -1.7963 | -0.3606 | 0 | 0 | 0 | 0 | 0 | 26.6658 | 149.1407 | 193.5937 | 262.5502 | 0.39913 | 0.39052 | 0.39482 | 0.38967 | 10.6431 | 58.2432 | 76.4355 | 102.3087
9 | 8 | 19 | 876.4001 | 884.8463 | 891.2042 | 1031.9118 | 378.8299 | 100.3275 | 0 | 0 | 46.7307 | 94.4836 | 94.6318 | 85.9408 | 0 | 0 | 0 | 0 | 170.2542 | 176.8116 | 257.7508 | 338.6857 | 283.1967 | 303.0055 | 303.0055 | 303.0055 | 0.34367 | 3.7977 | 14.3582 | 41.168 | 0 | 0 | 0 | 0 | -2.9551 | 206.4204 | 221.4579 | 263.1118 | 0.40014 | 0.39646 | 0.4013 | 0.39601 | -1.1824 | 81.8376 | 88.871 | 104.1951
9 | 8 | 20 | 892.7682 | 903.8519 | 913.4011 | 1060.7686 | 378.8299 | 100.3275 | 0 | 0 | 46.0873 | 93.2891 | 97.6813 | 95.5537 | 0 | 0 | 0 | 0 | 179.9586 | 184.1339 | 285.0773 | 347.9968 | 283.1967 | 303.0055 | 303.0055 | 303.0055 | -0.18296 | 1.007 | 1.9969 | 36.0576 | 0 | 0 | 0 | 0 | 4.8786 | 222.089 | 225.6402 | 278.155 | 0.39652 | 0.39181 | 0.39756 | 0.39343 | 1.9345 | 87.0176 | 89.7051 | 109.4352
9 | 8 | 21 | 870.8566 | 883.2345 | 894.5234 | 1040.9171 | 378.8299 | 100.3275 | 0 | 0 | 41.7957 | 95.2958 | 101.6092 | 100.1483 | 0 | 0 | 0 | 0 | 201.8023 | 204.1161 | 294.8995 | 352.6275 | 283.1967 | 303.0055 | 303.0055 | 303.0055 | 0.043935 | 1.1367 | 3.4794 | 28.0996 | 0 | 0 | 0 | 0 | -34.8119 | 179.3529 | 191.5299 | 257.0363 | 0.39092 | 0.38892 | 0.39029 | 0.38929 | -13.6086 | 69.7538 | 74.7524 | 100.0608
9 | 8 | 22 | 811.4333 | 824.7582 | 837.4886 | 976.7813 | 378.8299 | 100.3275 | 0 | 0 | 45.0565 | 93.8273 | 94.373 | 102.3945 | 0 | 0 | 0 | 0 | 175.0128 | 174.5165 | 256.3069 | 321.0639 | 283.1967 | 303.0055 | 303.0055 | 303.0055 | 0.19955 | 2.0251 | 8.0296 | 42.7249 | 0 | 0 | 0 | 0 | -70.8622 | 151.0563 | 175.7737 | 207.5925 | 0.38531 | 0.3837 | 0.387 | 0.38422 | -27.3036 | 57.9602 | 68.0246 | 79.7607
9 | 8 | 23 | 732.0826 | 744.4012 | 756.1961 | 882.1832 | 378.8299 | 100.3275 | 0 | 0 | 43.665 | 98.5821 | 97.103 | 103.981 | 0 | 0 | 0 | 0 | 179.4362 | 176.1446 | 258.2843 | 329.6603 | 0 | 0 | 0 | 0 | 0.59506 | 1.9037 | 8.2024 | 16.8222 | 0 | 0 | 0 | 0 | 129.5564 | 367.4434 | 392.6064 | 431.7198 | 0.37862 | 0.38317 | 0.38456 | 0.38119 | 49.0532 | 140.7949 | 150.9804 | 164.5688
9 | 8 | 24 | 660.6466 | 669.4273 | 677.3119 | 787.588 | 378.8299 | 100.3275 | 0 | 0 | 42.9115 | 93.7343 | 83.2448 | 88.5154 | 0 | 0 | 0 | 0 | 160.2713 | 153.1159 | 232.9928 | 308.3272 | 0 | 0 | 0 | 0 | 0.88365 | 6.1267 | 12.8285 | 6.1567 | 0 | 0 | 0 | 0 | 77.7502 | 316.123 | 348.2457 | 384.5887 | 0.37097 | 0.3792 | 0.38104 | 0.37743 | 28.8429 | 119.8745 | 132.6968 | 145.1555
9 | 9 | 1 | 607.0874 | 612.4539 | 616.614 | 714.3003 | 378.8299 | 100.3275 | 0 | 0 | 32.0025 | 78.3893 | 93.3391 | 82.7196 | 0 | 0 | 0 | 0 | 122.8831 | 114.2591 | 190.0882 | 260.0671 | 0 | 0 | 0 | 0 | -0.1629 | 8.7126 | 6.1395 | 7.524 | 0 | 0 | 0 | 0 | 73.5348 | 310.7654 | 327.0471 | 363.9896 | 0.37067 | 0.37067 | 0.37608 | 0.37093 | 27.2574 | 115.1911 | 122.9962 | 135.0143
9 | 9 | 2 | 567.4445 | 569.2551 | 569.4182 | 656.2104 | 378.8299 | 100.3275 | 0 | 0 | 26.1942 | 84.0056 | 79.2914 | 78.4264 | 0 | 0 | 0 | 0 | 88.8988 | 79.9935 | 145.3156 | 209.2268 | 0 | 0 | 0 | 0 | -0.12566 | 8.2892 | 5.9855 | 0.54107 | 0 | 0 | 0 | 0 | 73.6472 | 296.6393 | 338.8257 | 368.0161 | 0.36983 | 0.36895 | 0.37442 | 0.36801 | 27.2368 | 109.4441 | 126.8621 | 135.4344
9 | 9 | 3 | 541.8182 | 540.664 | 537.5104 | 616.4393 | 378.8299 | 100.3275 | 0 | 0 | 22.9041 | 71.4996 | 72.4953 | 71.1248 | 0 | 0 | 0 | 0 | 87.3951 | 77.1928 | 133.4717 | 200.1863 | 0 | 0 | 0 | 0 | -0.23793 | 5.4706 | 5.5088 | -2.9079 | 0 | 0 | 0 | 0 | 52.927 | 286.1735 | 326.0347 | 348.0361 | 0.37068 | 0.36878 | 0.37239 | 0.3659 | 19.6188 | 105.5363 | 121.4123 | 127.3463
9 | 9 | 4 | 525.3698 | 521.0325 | 514.1765 | 586.0131 | 378.8299 | 100.3275 | 0 | 0 | 24.6921 | 69.2306 | 70.8137 | 72.6898 | 0 | 0 | 0 | 0 | 105.8536 | 93.7842 | 144.4871 | 208.5537 | 0 | 0 | 0 | 0 | -0.11459 | 0.95882 | 4.7997 | 0 | 0 | 0 | 0 | 0 | 16.1088 | 256.7315 | 294.0759 | 304.7696 | 0.3692 | 0.37208 | 0.37262 | 0.36651 | 5.9474 | 95.5235 | 109.5779 | 111.6996
9 | 9 | 5 | 517.5966 | 509.2623 | 497.6142 | 562.1784 | 378.8299 | 100.3275 | 0 | 0 | 34.0022 | 79.0778 | 82.8734 | 77.3418 | 0 | 0 | 0 | 0 | 101.6615 | 89.324 | 145.1099 | 208.5306 | 0 | 0 | 0 | 0 | -0.075349 | 6.0765 | 1.9742 | -14.6875 | 0 | 0 | 0 | 0 | 3.1784 | 234.4566 | 267.6568 | 290.9936 | 0.36849 | 0.37169 | 0.3739 | 0.36618 | 1.1712 | 87.144 | 100.0762 | 106.5546
9 | 9 | 6 | 523.5623 | 512.2663 | 497.0301 | 557.956 | 378.8299 | 100.3275 | 0 | 0 | 35.6461 | 73.9555 | 76.2612 | 74.8531 | 0 | 0 | 0 | 0 | 94.3526 | 95.4861 | 158.601 | 215.8042 | 0 | 0 | 0 | 0 | -0.053556 | 1.1463 | 10.5802 | -16 | 0 | 0 | 0 | 0 | 14.7873 | 241.351 | 251.5876 | 283.2986 | 0.37162 | 0.37651 | 0.37574 | 0.37098 | 5.4952 | 90.8712 | 94.5308 | 105.0981
9 | 9 | 7 | 539.3982 | 525.5489 | 507.1664 | 566.4968 | 378.8299 | 100.3275 | 0 | 0 | 31.7987 | 60.4694 | 59.3716 | 58.0865 | 0 | 0 | 0 | 0 | 120.7178 | 279.1139 | 377.4128 | 425.6785 | 0 | 0 | 0 | 0 | -0.31579 | -3.3316 | -5.1225 | -2.1444 | 0 | 0 | 0 | 0 | 8.3676 | 88.9697 | 75.5046 | 84.8762 | 0.37194 | 0.38123 | 0.37528 | 0.36663 | 3.1122 | 33.9181 | 28.3357 | 31.1178
9 | 9 | 8 | 556.01 | 541.1431 | 521.4092 | 581.4526 | 378.8299 | 100.3275 | 0 | 0 | 27.0743 | 44.0153 | 47.8072 | 53.7099 | 0 | 0 | 0 | 0 | 181.7174 | 498.3005 | 623.9858 | 675.9558 | 0 | 0 | 0 | 0 | -0.18417 | -7.2339 | -9.8843 | -2.1954 | 0 | 0 | 0 | 0 | -31.4275 | -94.2663 | -140.4995 | -146.0177 | 0.36962 | 0.37552 | 0.37235 | 0.38036 | -11.6164 | -35.3991 | -52.3147 | -55.5399
9 | 9 | 9 | 605.0547 | 591.1958 | 572.4655 | 641.2096 | 378.8299 | 100.3275 | 0 | 0 | 21.1236 | 38.1845 | 39.6347 | 45.8454 | 0 | 0 | 0 | 0 | 246.1835 | 656.2718 | 796.886 | 856.8113 | 0 | 0 | 0 | 0 | -0.25585 | -10.9645 | -16.2099 | -24.2221 | 0 | 0 | 0 | 0 | -40.8266 | -192.6234 | -247.8453 | -237.225 | 0.37229 | 0.38397 | 0.38397 | 0.17588 | -15.1994 | -73.9625 | -95.1663 | -41.722
9 | 9 | 10 | 656.9422 | 644.2384 | 626.8242 | 705.3268 | 378.8299 | 100.3275 | 0 | 0 | 21.6085 | 39.1411 | 39.0459 | 41.726 | 0 | 0 | 0 | 0 | 307.287 | 770.8572 | 920.5645 | 987.4924 | 0 | 0 | 0 | 0 | -0.15926 | -14.5921 | -26.1521 | -48.6348 | 0 | 0 | 0 | 0 | -50.6239 | -251.4953 | -306.6341 | -275.2568 | 0.37171 | 0.38397 | 0.38397 | 0.17588 | -18.8175 | -96.5678 | -117.7397 | -48.4109
9 | 9 | 11 | 700.0202 | 688.5616 | 672.5607 | 759.5351 | 378.8299 | 100.3275 | 0 | 0 | 25.4127 | 37.4882 | 39.6055 | 37.508 | 0 | 0 | 0 | 0 | 349.0719 | 837.7723 | 991.7053 | 1049.5348 | 0 | 0 | 0 | 0 | -0.10227 | -9.2468 | -20.4643 | -48 | 0 | 0 | 0 | 0 | -53.192 | -277.7797 | -338.2857 | -279.5077 | 0.37104 | 0.38397 | 0.38397 | 0.17588 | -19.7363 | -106.6603 | -129.8932 | -49.1585
9 | 9 | 12 | 733.5669 | 723.3086 | 708.6455 | 802.454 | 378.8299 | 100.3275 | 0 | 0 | 28.5348 | 40.2979 | 41.926 | 38.3366 | 0 | 0 | 0 | 0 | 409.3483 | 901.9074 | 1056.834 | 1101.7689 | 0 | 0 | 0 | 0 | -0.099052 | -6.5035 | -13.903 | -44.4781 | 0 | 0 | 0 | 0 | -83.047 | -312.7205 | -376.2115 | -293.1733 | 0.37287 | 0.38397 | 0.38397 | 0.17588 | -30.9655 | -120.0767 | -144.4557 | -51.5619
9 | 9 | 13 | 760.2962 | 751.2655 | 737.8579 | 837.1375 | 378.8299 | 100.3275 | 0 | 0 | 34.758 | 39.007 | 40.8006 | 39.5263 | 0 | 0 | 0 | 0 | 375.957 | 865.8252 | 1022.4345 | 1071.6849 | 0 | 0 | 0 | 0 | -0.21301 | -6.1251 | -13.0071 | -41.4825 | 0 | 0 | 0 | 0 | -29.0357 | -247.7691 | -312.3701 | -232.5913 | 0.37446 | 0.38065 | 0.38397 | 0.16813 | -10.8726 | -94.3144 | -119.9422 | -39.1056
9 | 9 | 14 | 786.5967 | 778.7052 | 766.5291 | 871.3105 | 378.8299 | 100.3275 | 0 | 0 | 34.9555 | 50.6922 | 45.4633 | 47.6928 | 0 | 0 | 0 | 0 | 420.2556 | 890.9566 | 1045.2198 | 1126.1331 | 0 | 0 | 0 | 0 | -0.16704 | -2.6307 | -10.9071 | -7.9487 | 0 | 0 | 0 | 0 | -47.2773 | -260.6404 | -313.2469 | -294.5668 | 0.37539 | 0.37471 | 0.37695 | 0.16849 | -17.7472 | -97.6654 | -118.0772 | -49.6319
9 | 9 | 15 | 815.4319 | 809.2027 | 798.9141 | 910.4722 | 378.8299 | 100.3275 | 0 | 0 | 36.9827 | 58.3854 | 52.5178 | 50.4534 | 0 | 0 | 0 | 0 | 411.616 | 857.4411 | 1017.4331 | 1099.6878 | 0 | 0 | 0 | 0 | -0.23559 | -0.63362 | -0.81417 | -4.0994 | 0 | 0 | 0 | 0 | -11.7611 | -206.3176 | -270.2226 | -235.5695 | 0.37558 | 0.37413 | 0.37546 | 0.16764 | -4.4172 | -77.1899 | -101.4581 | -39.4898
9 | 9 | 16 | 839.4994 | 836.9642 | 830.8718 | 951.1645 | 378.8299 | 100.3275 | 0 | 0 | 34.0787 | 62.5259 | 57.948 | 60.3179 | 0 | 0 | 0 | 0 | 387.5552 | 800.8097 | 975.3671 | 1043.6399 | 0 | 0 | 0 | 0 | -0.17221 | -1.099 | -1.8828 | 0.32329 | 0 | 0 | 0 | 0 | 39.2078 | -125.5999 | -200.5605 | -153.1166 | 0.38077 | 0.3675 | 0.37018 | 0.37865 | 14.929 | -46.1577 | -74.2434 | -57.978
9 | 9 | 17 | 859.3356 | 861.27 | 860.3562 | 990.0355 | 378.8299 | 100.3275 | 0 | 0 | 36.4097 | 66.6199 | 65.8686 | 64.9803 | 0 | 0 | 0 | 0 | 359.4938 | 672.3519 | 804.5682 | 850.3623 | 283.1967 | 303.0055 | 303.0055 | 303.0055 | -0.21127 | -1.3047 | -2.285 | -1.0993 | 0 | 0 | 0 | 0 | -198.3833 | -279.7301 | -310.8009 | -227.2132 | 0.38859 | 0.37976 | 0.38475 | 0.37375 | -77.0898 | -106.2296 | -119.5808 | -84.9201
9 | 9 | 18 | 875.6681 | 881.5725 | 885.1061 | 1022.4913 | 378.8299 | 100.3275 | 0 | 0 | 42.2366 | 84.2966 | 72.7874 | 74.6224 | 0 | 0 | 0 | 0 | 250.0509 | 341.5214 | 436.7169 | 471.3753 | 283.1967 | 303.0055 | 303.0055 | 303.0055 | -0.11316 | -1.7963 | -0.3606 | 0 | 0 | 0 | 0 | 0 | -78.5328 | 54.2178 | 72.9569 | 173.4882 | 0.39913 | 0.39052 | 0.39482 | 0.38967 | -31.3446 | 21.1734 | 28.8051 | 67.6037
9 | 9 | 19 | 869.4724 | 877.7188 | 883.8396 | 1023.157 | 378.8299 | 100.3275 | 0 | 0 | 46.7307 | 94.4836 | 94.6318 | 85.9408 | 0 | 0 | 0 | 0 | 287.1566 | 293.9734 | 437.3532 | 455.1871 | 283.1967 | 303.0055 | 303.0055 | 303.0055 | 0.34367 | 3.7977 | 14.3582 | 41.168 | 0 | 0 | 0 | 0 | -126.7852 | 82.131 | 34.4909 | 137.8556 | 0.40014 | 0.39646 | 0.4013 | 0.39601 | -50.7313 | 32.5617 | 13.8412 | 54.5923
9 | 9 | 20 | 895.7193 | 906.8808 | 916.522 | 1064.4711 | 378.8299 | 100.3275 | 0 | 0 | 46.0873 | 93.2891 | 97.6813 | 95.5537 | 0 | 0 | 0 | 0 | 348.3624 | 351.896 | 509.389 | 526.5227 | 283.1967 | 303.0055 | 303.0055 | 303.0055 | -0.18296 | 1.007 | 1.9969 | 36.0576 | 0 | 0 | 0 | 0 | -160.5741 | 57.3558 | 4.4493 | 103.3316 | 0.39652 | 0.39181 | 0.39756 | 0.39343 | -63.6709 | 22.4728 | 1.7688 | 40.654
9 | 9 | 21 | 887.9823 | 900.8283 | 912.671 | 1062.4638 | 378.8299 | 100.3275 | 0 | 0 | 41.7957 | 95.2958 | 101.6092 | 100.1483 | 0 | 0 | 0 | 0 | 340.9163 | 341.051 | 477.6552 | 494.3932 | 283.1967 | 303.0055 | 303.0055 | 303.0055 | 0.043935 | 1.1367 | 3.4794 | 28.0996 | 0 | 0 | 0 | 0 | -156.8003 | 60.0119 | 26.9218 | 136.8173 | 0.39092 | 0.38892 | 0.39029 | 0.38929 | -61.296 | 23.3398 | 10.5073 | 53.2611
9 | 9 | 22 | 821.8371 | 835.4337 | 848.4846 | 989.8238 | 378.8299 | 100.3275 | 0 | 0 | 45.0565 | 93.8273 | 94.373 | 102.3945 | 0 | 0 | 0 | 0 | 332.3396 | 331.1165 | 454.3896 | 480.1898 | 283.1967 | 303.0055 | 303.0055 | 303.0055 | 0.19955 | 2.0251 | 8.0296 | 42.7249 | 0 | 0 | 0 | 0 | -217.7851 | 5.1318 | -11.313 | 61.5091 | 0.38531 | 0.3837 | 0.387 | 0.38422 | -83.914 | 1.9691 | -4.3781 | 23.6329
9 | 9 | 23 | 731.0452 | 743.3105 | 755.0407 | 880.7858 | 378.8299 | 100.3275 | 0 | 0 | 43.665 | 98.5821 | 97.103 | 103.981 | 0 | 0 | 0 | 0 | 305.0486 | 304.7962 | 414.6684 | 442.8425 | 0 | 0 | 0 | 0 | 0.59506 | 1.9037 | 8.2024 | 16.8222 | 0 | 0 | 0 | 0 | 2.9066 | 237.701 | 235.0669 | 317.1401 | 0.37862 | 0.38317 | 0.38456 | 0.38119 | 1.1005 | 91.0809 | 90.3972 | 120.8918
9 | 9 | 24 | 645.5646 | 653.9024 | 661.2611 | 768.4994 | 378.8299 | 100.3275 | 0 | 0 | 42.9115 | 93.7343 | 83.2448 | 88.5154 | 0 | 0 | 0 | 0 | 291.0686 | 290.8149 | 380.1627 | 404.1542 | 0 | 0 | 0 | 0 | 0.88365 | 6.1267 | 12.8285 | 6.1567 | 0 | 0 | 0 | 0 | -68.1291 | 162.899 | 185.0251 | 269.6731 | 0.37097 | 0.3792 | 0.38104 | 0.37743 | -25.2738 | 61.7717 | 70.5026 | 101.7829
9 | 10 | 1 | 586.433 | 591.2071 | 594.665 | 688.2117 | 378.8299 | 100.3275 | 0 | 0 | 32.0025 | 78.3893 | 93.3391 | 82.7196 | 0 | 0 | 0 | 0 | 301.4047 | 296.4383 | 377.2019 | 394.2156 | 0 | 0 | 0 | 0 | -0.1629 | 8.7126 | 6.1395 | 7.524 | 0 | 0 | 0 | 0 | -125.6412 | 107.3394 | 117.9844 | 203.7525 | 0.37067 | 0.37067 | 0.37608 | 0.37093 | -46.5719 | 39.7874 | 44.3717 | 75.5777
9 | 10 | 2 | 552.6515 | 554.0387 | 553.7 | 637.5286 | 378.8299 | 100.3275 | 0 | 0 | 26.1942 | 84.0056 | 79.2914 | 78.4264 | 0 | 0 | 0 | 0 | 293.6824 | 285.285 | 357.2164 | 365.5455 | 0 | 0 | 0 | 0 | -0.12566 | 8.2892 | 5.9855 | 0.54107 | 0 | 0 | 0 | 0 | -145.9294 | 76.1315 | 111.2066 | 193.0156 | 0.36983 | 0.36895 | 0.37442 | 0.36801 | -53.9688 | 28.0885 | 41.6376 | 71.0321
9 | 10 | 3 | 532.3718 | 530.9512 | 527.482 | 604.5241 | 378.8299 | 100.3275 | 0 | 0 | 22.9041 | 71.4996 | 72.4953 | 71.1248 | 0 | 0 | 0 | 0 | 280.4383 | 267.9084 | 334.4409 | 340.789 | 0 | 0 | 0 | 0 | -0.23793 | 5.4706 | 5.5088 | -2.9079 | 0 | 0 | 0 | 0 | -149.5626 | 85.7451 | 115.0371 | 195.5182 | 0.37068 | 0.36878 | 0.37239 | 0.3659 | -55.4394 | 31.6214 | 42.8388 | 71.5401
9 | 10 | 4 | 525.2643 | 520.9358 | 514.091 | 585.9236 | 378.8299 | 100.3275 | 0 | 0 | 24.6921 | 69.2306 | 70.8137 | 72.6898 | 0 | 0 | 0 | 0 | 273.5262 | 259.44 | 326.184 | 330.2867 | 0 | 0 | 0 | 0 | -0.11459 | 0.95882 | 4.7997 | 0 | 0 | 0 | 0 | 0 | -151.6694 | 90.9789 | 112.2935 | 182.9472 | 0.3692 | 0.37208 | 0.37262 | 0.36651 | -55.997 | 33.851 | 41.8425 | 67.0511
9 | 10 | 5 | 535.3144 | 527.5169 | 516.507 | 584.6639 | 378.8299 | 100.3275 | 0 | 0 | 34.0022 | 79.0778 | 82.8734 | 77.3418 | 0 | 0 | 0 | 0 | 269.3034 | 256.2972 | 321.037 | 321.9457 | 0 | 0 | 0 | 0 | -0.075349 | 6.0765 | 1.9742 | -14.6875 | 0 | 0 | 0 | 0 | -146.7458 | 85.7379 | 110.6225 | 200.0639 | 0.36849 | 0.37169 | 0.3739 | 0.36618 | -54.0743 | 31.8675 | 41.3615 | 73.2584
9 | 10 | 6 | 573.1002 | 563.2808 | 549.7986 | 620.7338 | 378.8299 | 100.3275 | 0 | 0 | 35.6461 | 73.9555 | 76.2612 | 74.8531 | 0 | 0 | 0 | 0 | 219.8716 | 224.8103 | 288.7539 | 292.6536 | 0 | 0 | 0 | 0 | -0.053556 | 1.1463 | 10.5802 | -16 | 0 | 0 | 0 | 0 | -61.1938 | 163.0412 | 174.2032 | 269.2271 | 0.37162 | 0.37651 | 0.37574 | 0.37098 | -22.7408 | 61.3868 | 65.4546 | 99.8779
9 | 10 | 7 | 655.6842 | 645.2047 | 630.8194 | 713.5059 | 378.8299 | 100.3275 | 0 | 0 | 31.7987 | 60.4694 | 59.3716 | 58.0865 | 0 | 0 | 0 | 0 | 193.2044 | 359.7252 | 450.088 | 458.3809 | 0 | 0 | 0 | 0 | -0.31579 | -3.3316 | -5.1225 | -2.1444 | 0 | 0 | 0 | 0 | 52.167 | 128.0141 | 126.4822 | 199.1828 | 0.37194 | 0.38123 | 0.37528 | 0.36663 | 19.4028 | 48.8031 | 47.4667 | 73.0255
9 | 10 | 8 | 713.2376 | 702.8871 | 688.5083 | 780.0735 | 378.8299 | 100.3275 | 0 | 0 | 27.0743 | 44.0153 | 47.8072 | 53.7099 | 0 | 0 | 0 | 0 | 222.7944 | 536.4322 | 654.3091 | 672.4888 | 0 | 0 | 0 | 0 | -0.18417 | -7.2339 | -9.8843 | -2.1954 | 0 | 0 | 0 | 0 | 84.7231 | 29.3461 | -3.7237 | 56.0702 | 0.36962 | 0.37552 | 0.37235 | 0.38036 | 31.3157 | 11.0201 | -1.3865 | 21.3271
9 | 10 | 9 | 746.66 | 736.8818 | 722.9906 | 820.1432 | 378.8299 | 100.3275 | 0 | 0 | 21.1236 | 38.1845 | 39.6347 | 45.8454 | 0 | 0 | 0 | 0 | 282.1381 | 698.5343 | 832.8642 | 863.2594 | 0 | 0 | 0 | 0 | -0.25585 | -10.9645 | -16.2099 | -24.2221 | 0 | 0 | 0 | 0 | 64.8243 | -89.2 | -133.2985 | -64.7396 | 0.37229 | 0.38397 | 0.38397 | 0.17588 | 24.1335 | -34.2505 | -51.1832 | -11.3861
9 | 10 | 10 | 788.6267 | 779.7267 | 766.8237 | 871.7575 | 378.8299 | 100.3275 | 0 | 0 | 21.6085 | 39.1411 | 39.0459 | 41.726 | 0 | 0 | 0 | 0 | 316.4791 | 783.0423 | 926.7655 | 959.722 | 0 | 0 | 0 | 0 | -0.15926 | -14.5921 | -26.1521 | -48.6348 | 0 | 0 | 0 | 0 | 71.8685 | -128.1922 | -172.8357 | -81.0556 | 0.37171 | 0.38397 | 0.38397 | 0.17588 | 26.7144 | -49.2225 | -66.3645 | -14.2557
9 | 10 | 11 | 832.7995 | 825.175 | 813.7214 | 927.345 | 378.8299 | 100.3275 | 0 | 0 | 25.4127 | 37.4882 | 39.6055 | 37.508 | 0 | 0 | 0 | 0 | 335.2089 | 823.6449 | 969.5654 | 1013.0916 | 0 | 0 | 0 | 0 | -0.10227 | -9.2468 | -20.4643 | -48 | 0 | 0 | 0 | 0 | 93.4503 | -127.0388 | -174.9851 | -75.2546 | 0.37104 | 0.38397 | 0.38397 | 0.17588 | 34.6737 | -48.7797 | -67.1899 | -13.2354
9 | 10 | 12 | 865.8384 | 859.3934 | 849.2524 | 969.5993 | 378.8299 | 100.3275 | 0 | 0 | 28.5348 | 40.2979 | 41.926 | 38.3366 | 0 | 0 | 0 | 0 | 343.0178 | 833.6015 | 978.3092 | 1034.1489 | 0 | 0 | 0 | 0 | -0.099052 | -6.5035 | -13.903 | -44.4781 | 0 | 0 | 0 | 0 | 115.555 | -108.3299 | -157.0797 | -58.408 | 0.37287 | 0.38397 | 0.38397 | 0.17588 | 43.0867 | -41.5959 | -60.3147 | -10.2725
9 | 10 | 13 | 891.9202 | 886.6856 | 877.7799 | 1003.47 | 378.8299 | 100.3275 | 0 | 0 | 34.758 | 39.007 | 40.8006 | 39.5263 | 0 | 0 | 0 | 0 | 353.8659 | 856.4317 | 1011.7562 | 1067.3302 | 0 | 0 | 0 | 0 | -0.21301 | -6.1251 | -13.0071 | -41.4825 | 0 | 0 | 0 | 0 | 124.6794 | -102.9555 | -161.7699 | -61.904 | 0.37446 | 0.38065 | 0.38397 | 0.16813 | 46.687 | -39.1905 | -62.1155 | -10.4079
9 | 10 | 14 | 933.1406 | 929.4591 | 922.2747 | 1056.4367 | 378.8299 | 100.3275 | 0 | 0 | 34.9555 | 50.6922 | 45.4633 | 47.6928 | 0 | 0 | 0 | 0 | 348.5185 | 844.4779 | 1012.3936 | 1071.4645 | 0 | 0 | 0 | 0 | -0.16704 | -2.6307 | -10.9071 | -7.9487 | 0 | 0 | 0 | 0 | 171.0037 | -63.4078 | -124.6751 | -54.7719 | 0.37539 | 0.37471 | 0.37695 | 0.16849 | 64.1924 | -23.7597 | -46.9958 | -9.2286
9 | 10 | 15 | 958.5843 | 956.4735 | 951.0683 | 1091.3355 | 378.8299 | 100.3275 | 0 | 0 | 36.9827 | 58.3854 | 52.5178 | 50.4534 | 0 | 0 | 0 | 0 | 334.7454 | 791.3252 | 928.2655 | 999.8663 | 0 | 0 | 0 | 0 | -0.23559 | -0.63362 | -0.81417 | -4.0994 | 0 | 0 | 0 | 0 | 208.2619 | 7.069 | -28.9008 | 45.1152 | 0.37558 | 0.37413 | 0.37546 | 0.16764 | 78.2184 | 2.6448 | -10.8511 | 7.5629
9 | 10 | 16 | 974.2245 | 975.5662 | 974.0711 | 1121.3841 | 378.8299 | 100.3275 | 0 | 0 | 34.0787 | 62.5259 | 57.948 | 60.3179 | 0 | 0 | 0 | 0 | 306.6309 | 720.6664 | 846.4651 | 911.8151 | 0 | 0 | 0 | 0 | -0.17221 | -1.099 | -1.8828 | 0.32329 | 0 | 0 | 0 | 0 | 254.8572 | 93.1454 | 71.5408 | 148.9279 | 0.38077 | 0.3675 | 0.37018 | 0.37865 | 97.0412 | 34.2307 | 26.483 | 56.3919
9 | 10 | 17 | 981.66 | 987.1089 | 990.3622 | 1144.5667 | 378.8299 | 100.3275 | 0 | 0 | 36.4097 | 66.6199 | 65.8686 | 64.9803 | 0 | 0 | 0 | 0 | 260.1781 | 580.5737 | 704.3327 | 730.9495 | 283.1967 | 303.0055 | 303.0055 | 303.0055 | -0.21127 | -1.3047 | -2.285 | -1.0993 | 0 | 0 | 0 | 0 | 23.2568 | -62.113 | -80.5596 | 46.7307 | 0.38859 | 0.37976 | 0.38475 | 0.37375 | 9.0374 | -23.5879 | -30.9953 | 17.4654
9 | 10 | 18 | 977.9004 | 986.7413 | 993.7567 | 1151.6378 | 378.8299 | 100.3275 | 0 | 0 | 42.2366 | 84.2966 | 72.7874 | 74.6224 | 0 | 0 | 0 | 0 | 219.0156 | 338.7705 | 429.851 | 440.8119 | 283.1967 | 303.0055 | 303.0055 | 303.0055 | -0.11316 | -1.7963 | -0.3606 | 0 | 0 | 0 | 0 | 0 | 54.7348 | 162.1375 | 188.4734 | 333.1981 | 0.39913 | 0.39052 | 0.39482 | 0.38967 | 21.8462 | 63.3187 | 74.4139 | 129.8383
9 | 10 | 19 | 949.4406 | 959.9931 | 968.8489 | 1124.2119 | 378.8299 | 100.3275 | 0 | 0 | 46.7307 | 94.4836 | 94.6318 | 85.9408 | 0 | 0 | 0 | 0 | 237.3983 | 290.0872 | 394.7249 | 397.7858 | 283.1967 | 303.0055 | 303.0055 | 303.0055 | 0.34367 | 3.7977 | 14.3582 | 41.168 | 0 | 0 | 0 | 0 | 2.9412 | 168.2916 | 162.1285 | 296.3118 | 0.40014 | 0.39646 | 0.4013 | 0.39601 | 1.1769 | 66.721 | 65.0621 | 117.3427
9 | 10 | 20 | 960.2231 | 973.2539 | 985.1124 | 1146.0173 | 378.8299 | 100.3275 | 0 | 0 | 46.0873 | 93.2891 | 97.6813 | 95.5537 | 0 | 0 | 0 | 0 | 250.3474 | 301.5134 | 431.0658 | 434.6667 | 283.1967 | 303.0055 | 303.0055 | 303.0055 | -0.18296 | 1.007 | 1.9969 | 36.0576 | 0 | 0 | 0 | 0 | 1.9447 | 174.1114 | 151.363 | 276.7338 | 0.39652 | 0.39181 | 0.39756 | 0.39343 | 0.77111 | 68.2193 | 60.1756 | 108.876
9 | 10 | 21 | 930.3814 | 944.4721 | 957.7922 | 1116.1242 | 378.8299 | 100.3275 | 0 | 0 | 41.7957 | 95.2958 | 101.6092 | 100.1483 | 0 | 0 | 0 | 0 | 240.5812 | 295.4032 | 420.618 | 422.9351 | 283.1967 | 303.0055 | 303.0055 | 303.0055 | 0.043935 | 1.1367 | 3.4794 | 28.0996 | 0 | 0 | 0 | 0 | -14.0661 | 149.3035 | 129.0802 | 261.9358 | 0.39092 | 0.38892 | 0.39029 | 0.38929 | -5.4987 | 58.067 | 50.3789 | 101.9681
9 | 10 | 22 | 853.7537 | 868.2846 | 882.4443 | 1030.2076 | 378.8299 | 100.3275 | 0 | 0 | 45.0565 | 93.8273 | 94.373 | 102.3945 | 0 | 0 | 0 | 0 | 198.8978 | 255.4668 | 367.5957 | 371.139 | 283.1967 | 303.0055 | 303.0055 | 303.0055 | 0.19955 | 2.0251 | 8.0296 | 42.7249 | 0 | 0 | 0 | 0 | -52.4268 | 113.6324 | 109.4405 | 210.9437 | 0.38531 | 0.3837 | 0.387 | 0.38422 | -20.2004 | 43.6007 | 42.3536 | 81.0483
9 | 10 | 23 | 751.0818 | 763.9437 | 776.3825 | 906.1751 | 378.8299 | 100.3275 | 0 | 0 | 43.665 | 98.5821 | 97.103 | 103.981 | 0 | 0 | 0 | 0 | 174.0665 | 229.8698 | 326.5705 | 335.3095 | 0 | 0 | 0 | 0 | 0.59506 | 1.9037 | 8.2024 | 16.8222 | 0 | 0 | 0 | 0 | 153.9253 | 333.2606 | 344.5066 | 450.0623 | 0.37862 | 0.38317 | 0.38456 | 0.38119 | 58.2799 | 127.697 | 132.4832 | 171.5608
9 | 10 | 24 | 660.4661 | 669.2493 | 677.1373 | 787.3882 | 378.8299 | 100.3275 | 0 | 0 | 42.9115 | 93.7343 | 83.2448 | 88.5154 | 0 | 0 | 0 | 0 | 154.8181 | 209.7218 | 295.8421 | 310.1925 | 0 | 0 | 0 | 0 | 0.88365 | 6.1267 | 12.8285 | 6.1567 | 0 | 0 | 0 | 0 | 83.023 | 259.339 | 285.2218 | 382.5236 | 0.37097 | 0.3792 | 0.38104 | 0.37743 | 30.7989 | 98.3419 | 108.6819 | 144.3761
9 | 11 | 1 | 603.4203 | 608.6935 | 612.7437 | 709.7122 | 378.8299 | 100.3275 | 0 | 0 | 32.0025 | 78.3893 | 93.3391 | 82.7196 | 0 | 0 | 0 | 0 | 123.4431 | 177.226 | 245.4855 | 256.8162 | 0 | 0 | 0 | 0 | -0.1629 | 8.7126 | 6.1395 | 7.524 | 0 | 0 | 0 | 0 | 69.3078 | 244.0381 | 267.7796 | 362.6524 | 0.37067 | 0.37067 | 0.37608 | 0.37093 | 25.6906 | 90.4574 | 100.7068 | 134.5183
9 | 11 | 2 | 567.0215 | 568.8298 | 568.9908 | 655.7125 | 378.8299 | 100.3275 | 0 | 0 | 26.1942 | 84.0056 | 79.2914 | 78.4264 | 0 | 0 | 0 | 0 | 100.2206 | 151.6309 | 208.7588 | 222.3392 | 0 | 0 | 0 | 0 | -0.12566 | 8.2892 | 5.9855 | 0.54107 | 0 | 0 | 0 | 0 | 61.9025 | 224.5767 | 274.9551 | 354.4058 | 0.36983 | 0.36895 | 0.37442 | 0.36801 | 22.8933 | 82.8568 | 102.9478 | 130.4256
9 | 11 | 3 | 543.3398 | 542.2414 | 539.1547 | 618.4061 | 378.8299 | 100.3275 | 0 | 0 | 22.9041 | 71.4996 | 72.4953 | 71.1248 | 0 | 0 | 0 | 0 | 89.4979 | 140.0859 | 191.5292 | 218.3473 | 0 | 0 | 0 | 0 | -0.23793 | 5.4706 | 5.5088 | -2.9079 | 0 | 0 | 0 | 0 | 52.3458 | 224.8577 | 269.6214 | 331.8419 | 0.37068 | 0.36878 | 0.37239 | 0.3659 | 19.4034 | 82.924 | 100.4045 | 121.4209
9 | 11 | 4 | 532.9799 | 528.8796 | 522.3057 | 595.6946 | 378.8299 | 100.3275 | 0 | 0 | 24.6921 | 69.2306 | 70.8137 | 72.6898 | 0 | 0 | 0 | 0 | 76.7214 | 125.1598 | 167.7371 | 199.1387 | 0 | 0 | 0 | 0 | -0.11459 | 0.95882 | 4.7997 | 0 | 0 | 0 | 0 | 0 | 52.8512 | 233.2029 | 278.9551 | 323.8662 | 0.3692 | 0.37208 | 0.37262 | 0.36651 | 19.5129 | 86.7691 | 103.9436 | 118.6986
9 | 11 | 5 | 539.3761 | 531.7031 | 520.8414 | 589.824 | 378.8299 | 100.3275 | 0 | 0 | 34.0022 | 79.0778 | 82.8734 | 77.3418 | 0 | 0 | 0 | 0 | 64.101 | 112.5543 | 149.8924 | 185.1453 | 0 | 0 | 0 | 0 | -0.075349 | 6.0765 | 1.9742 | -14.6875 | 0 | 0 | 0 | 0 | 62.5184 | 233.6671 | 286.1014 | 342.0245 | 0.36849 | 0.37169 | 0.3739 | 0.36618 | 23.0374 | 86.8506 | 106.9726 | 125.2409
9 | 11 | 6 | 578.5017 | 568.8444 | 555.5548 | 627.5829 | 378.8299 | 100.3275 | 0 | 0 | 35.6461 | 73.9555 | 76.2612 | 74.8531 | 0 | 0 | 0 | 0 | 66.8064 | 128.8984 | 171.4536 | 189.6765 | 0 | 0 | 0 | 0 | -0.053556 | 1.1463 | 10.5802 | -16 | 0 | 0 | 0 | 0 | 97.2729 | 264.5168 | 297.2598 | 379.0534 | 0.37162 | 0.37651 | 0.37574 | 0.37098 | 36.1485 | 99.5934 | 111.6915 | 140.6213
9 | 11 | 7 | 656.8149 | 646.3734 | 632.0335 | 714.9548 | 378.8299 | 100.3275 | 0 | 0 | 31.7987 | 60.4694 | 59.3716 | 58.0865 | 0 | 0 | 0 | 0 | 102.3015 | 316.8738 | 384.8372 | 396.427 | 0 | 0 | 0 | 0 | -0.31579 | -3.3316 | -5.1225 | -2.1444 | 0 | 0 | 0 | 0 | 144.2007 | 172.0343 | 192.9473 | 262.5857 | 0.37194 | 0.38123 | 0.37528 | 0.36663 | 53.6336 | 65.585 | 72.41 | 96.2706
9 | 11 | 8 | 712.0588 | 701.6817 | 687.2716 | 778.6108 | 378.8299 | 100.3275 | 0 | 0 | 27.0743 | 44.0153 | 47.8072 | 53.7099 | 0 | 0 | 0 | 0 | 176.7391 | 538.0833 | 635.4953 | 649.7847 | 0 | 0 | 0 | 0 | -0.18417 | -7.2339 | -9.8843 | -2.1954 | 0 | 0 | 0 | 0 | 129.5997 | 26.4894 | 13.8534 | 77.3116 | 0.36962 | 0.37552 | 0.37235 | 0.38036 | 47.9032 | 9.9474 | 5.1583 | 29.4066
9 | 11 | 9 | 744.0825 | 734.2387 | 720.2703 | 816.9184 | 378.8299 | 100.3275 | 0 | 0 | 21.1236 | 38.1845 | 39.6347 | 45.8454 | 0 | 0 | 0 | 0 | 240.7856 | 696.4023 | 815.955 | 837.2122 | 0 | 0 | 0 | 0 | -0.25585 | -10.9645 | -16.2099 | -24.2221 | 0 | 0 | 0 | 0 | 103.5993 | -89.711 | -119.1096 | -41.9172 | 0.37229 | 0.38397 | 0.38397 | 0.17588 | 38.5691 | -34.4468 | -45.7351 | -7.3722
9 | 11 | 10 | 782.8983 | 773.8479 | 760.7675 | 864.5733 | 378.8299 | 100.3275 | 0 | 0 | 21.6085 | 39.1411 | 39.0459 | 41.726 | 0 | 0 | 0 | 0 | 283.6433 | 796.4574 | 928.5096 | 973.2602 | 0 | 0 | 0 | 0 | -0.15926 | -14.5921 | -26.1521 | -48.6348 | 0 | 0 | 0 | 0 | 98.9759 | -147.486 | -180.636 | -101.778 | 0.37171 | 0.38397 | 0.38397 | 0.17588 | 36.7906 | -56.6309 | -69.3597 | -17.9002
9 | 11 | 11 | 824.6669 | 816.8292 | 805.124 | 917.1467 | 378.8299 | 100.3275 | 0 | 0 | 25.4127 | 37.4882 | 39.6055 | 37.508 | 0 | 0 | 0 | 0 | 308.7709 | 846.1695 | 983.0591 | 1022.259 | 0 | 0 | 0 | 0 | -0.10227 | -9.2468 | -20.4643 | -48 | 0 | 0 | 0 | 0 | 111.7557 | -157.9092 | -197.0763 | -94.6203 | 0.37104 | 0.38397 | 0.38397 | 0.17588 | 41.4657 | -60.6331 | -75.6723 | -16.6414
9 | 11 | 12 | 856.1579 | 849.4639 | 839.0293 | 957.4774 | 378.8299 | 100.3275 | 0 | 0 | 28.5348 | 40.2979 | 41.926 | 38.3366 | 0 | 0 | 0 | 0 | 325.408 | 875.1407 | 1012.3381 | 1053.6632 | 0 | 0 | 0 | 0 | -0.099052 | -6.5035 | -13.903 | -44.4781 | 0 | 0 | 0 | 0 | 123.4843 | -159.7987 | -201.3317 | -90.0443 | 0.37287 | 0.38397 | 0.38397 | 0.17588 | 46.0433 | -61.3586 | -77.3063 | -15.8366
9 | 11 | 13 | 886.5205 | 881.1597 | 872.1061 | 996.7555 | 378.8299 | 100.3275 | 0 | 0 | 34.758 | 39.007 | 40.8006 | 39.5263 | 0 | 0 | 0 | 0 | 325.5127 | 877.1425 | 1012.8065 | 1070.2889 | 0 | 0 | 0 | 0 | -0.21301 | -6.1251 | -13.0071 | -41.4825 | 0 | 0 | 0 | 0 | 147.633 | -129.1922 | -168.4939 | -71.5773 | 0.37446 | 0.38065 | 0.38397 | 0.16813 | 55.2821 | -49.1776 | -64.6974 | -12.0343
9 | 11 | 14 | 921.1889 | 917.2071 | 909.669 | 1041.4971 | 378.8299 | 100.3275 | 0 | 0 | 34.9555 | 50.6922 | 45.4633 | 47.6928 | 0 | 0 | 0 | 0 | 317.6212 | 861.2033 | 995.2679 | 1088.2344 | 0 | 0 | 0 | 0 | -0.16704 | -2.6307 | -10.9071 | -7.9487 | 0 | 0 | 0 | 0 | 189.9493 | -92.3852 | -120.1551 | -86.4814 | 0.37539 | 0.37471 | 0.37695 | 0.16849 | 71.3043 | -34.618 | -45.292 | -14.5713
9 | 11 | 15 | 946.3013 | 943.8792 | 938.1073 | 1075.9719 | 378.8299 | 100.3275 | 0 | 0 | 36.9827 | 58.3854 | 52.5178 | 50.4534 | 0 | 0 | 0 | 0 | 295.8779 | 819.055 | 951.9623 | 1049.4492 | 0 | 0 | 0 | 0 | -0.23559 | -0.63362 | -0.81417 | -4.0994 | 0 | 0 | 0 | 0 | 234.8464 | -33.2551 | -65.5586 | -19.8312 | 0.37558 | 0.37413 | 0.37546 | 0.16764 | 88.2029 | -12.4418 | -24.6147 | -3.3244
9 | 11 | 16 | 965.0708 | 966.1879 | 964.4287 | 1109.962 | 378.8299 | 100.3275 | 0 | 0 | 34.0787 | 62.5259 | 57.948 | 60.3179 | 0 | 0 | 0 | 0 | 255.4703 | 727.067 | 852.6517 | 913.7486 | 0 | 0 | 0 | 0 | -0.17221 | -1.099 | -1.8828 | 0.32329 | 0 | 0 | 0 | 0 | 296.8641 | 77.3665 | 55.7118 | 135.5722 | 0.38077 | 0.3675 | 0.37018 | 0.37865 | 113.036 | 28.432 | 20.6234 | 51.3348
9 | 11 | 17 | 974.3264 | 979.5983 | 982.6439 | 1135.4269 | 378.8299 | 100.3275 | 0 | 0 | 36.4097 | 66.6199 | 65.8686 | 64.9803 | 0 | 0 | 0 | 0 | 211.0268 | 570.9261 | 681.9636 | 718.3718 | 283.1967 | 303.0055 | 303.0055 | 303.0055 | -0.21127 | -1.3047 | -2.285 | -1.0993 | 0 | 0 | 0 | 0 | 65.0744 | -59.976 | -65.9088 | 50.1686 | 0.38859 | 0.37976 | 0.38475 | 0.37375 | 25.2873 | -22.7763 | -25.3584 | 18.7503
9 | 11 | 18 | 967.5406 | 976.1156 | 982.8176 | 1138.6677 | 378.8299 | 100.3275 | 0 | 0 | 42.2366 | 84.2966 | 72.7874 | 74.6224 | 0 | 0 | 0 | 0 | 193.2653 | 365.1391 | 444.4993 | 488.2626 | 283.1967 | 303.0055 | 303.0055 | 303.0055 | -0.11316 | -1.7963 | -0.3606 | 0 | 0 | 0 | 0 | 0 | 70.1254 | 125.1432 | 162.8861 | 272.7773 | 0.39913 | 0.39052 | 0.39482 | 0.38967 | 27.989 | 48.8715 | 64.3114 | 106.2939
9 | 11 | 19 | 942.6537 | 953.0378 | 961.6954 | 1115.7361 | 378.8299 | 100.3275 | 0 | 0 | 46.7307 | 94.4836 | 94.6318 | 85.9408 | 0 | 0 | 0 | 0 | 273.0546 | 344.1193 | 435.0262 | 495.0449 | 283.1967 | 303.0055 | 303.0055 | 303.0055 | 0.34367 | 3.7977 | 14.3582 | 41.168 | 0 | 0 | 0 | 0 | -39.5019 | 107.3042 | 114.6736 | 190.5768 | 0.40014 | 0.39646 | 0.4013 | 0.39601 | -15.8061 | 42.5419 | 46.0185 | 75.4705
9 | 11 | 20 | 955.8764 | 968.803 | 980.5393 | 1140.6027 | 378.8299 | 100.3275 | 0 | 0 | 46.0873 | 93.2891 | 97.6813 | 95.5537 | 0 | 0 | 0 | 0 | 379.2755 | 442.5065 | 550.2439 | 606.4709 | 283.1967 | 303.0055 | 303.0055 | 303.0055 | -0.18296 | 1.007 | 1.9969 | 36.0576 | 0 | 0 | 0 | 0 | -131.3301 | 28.6674 | 27.6116 | 99.515 | 0.39652 | 0.39181 | 0.39756 | 0.39343 | -52.0751 | 11.2323 | 10.9772 | 39.1524
9 | 11 | 21 | 932.859 | 947.0309 | 960.4479 | 1119.2911 | 378.8299 | 100.3275 | 0 | 0 | 41.7957 | 95.2958 | 101.6092 | 100.1483 | 0 | 0 | 0 | 0 | 444.6494 | 502.5489 | 600.3063 | 661.7084 | 283.1967 | 303.0055 | 303.0055 | 303.0055 | 0.043935 | 1.1367 | 3.4794 | 28.0996 | 0 | 0 | 0 | 0 | -215.6567 | -55.2835 | -47.9525 | 26.3294 | 0.39092 | 0.38892 | 0.39029 | 0.38929 | -84.304 | -21.5008 | -18.7154 | 10.2497
9 | 11 | 22 | 850.2085 | 864.6489 | 878.7019 | 1025.7708 | 378.8299 | 100.3275 | 0 | 0 | 45.0565 | 93.8273 | 94.373 | 102.3945 | 0 | 0 | 0 | 0 | 467.1828 | 527.2874 | 621.7396 | 684.983 | 283.1967 | 303.0055 | 303.0055 | 303.0055 | 0.19955 | 2.0251 | 8.0296 | 42.7249 | 0 | 0 | 0 | 0 | -324.2569 | -161.8239 | -148.4458 | -107.3371 | 0.38531 | 0.3837 | 0.387 | 0.38422 | -124.9382 | -62.0918 | -57.4487 | -41.2408
9 | 11 | 23 | 746.7549 | 759.4996 | 771.8 | 900.7355 | 378.8299 | 100.3275 | 0 | 0 | 43.665 | 98.5821 | 97.103 | 103.981 | 0 | 0 | 0 | 0 | 443.4962 | 503.7502 | 594.0334 | 658.8793 | 0 | 0 | 0 | 0 | 0.59506 | 1.9037 | 8.2024 | 16.8222 | 0 | 0 | 0 | 0 | -119.8313 | 54.9362 | 72.4612 | 121.0531 | 0.37862 | 0.38317 | 0.38456 | 0.38119 | -45.3711 | 21.0501 | 27.8656 | 46.1446
9 | 11 | 24 | 657.4178 | 666.1191 | 673.9102 | 783.5581 | 378.8299 | 100.3275 | 0 | 0 | 42.9115 | 93.7343 | 83.2448 | 88.5154 | 0 | 0 | 0 | 0 | 435.1318 | 493.9612 | 585.614 | 652.9731 | 0 | 0 | 0 | 0 | 0.88365 | 6.1267 | 12.8285 | 6.1567 | 0 | 0 | 0 | 0 | -200.339 | -28.0306 | -7.7772 | 35.9129 | 0.37097 | 0.3792 | 0.38104 | 0.37743 | -74.3195 | -10.6293 | -2.9634 | 13.5546
9 | 12 | 1 | 605.7966 | 611.138 | 615.2693 | 712.7143 | 378.8299 | 100.3275 | 0 | 0 | 32.0025 | 78.3893 | 93.3391 | 82.7196 | 0 | 0 | 0 | 0 | 451.9234 | 506.6829 | 593.5343 | 676.8446 | 0 | 0 | 0 | 0 | -0.1629 | 8.7126 | 6.1395 | 7.524 | 0 | 0 | 0 | 0 | -256.7964 | -82.9742 | -77.7436 | -54.374 | 0.37067 | 0.37067 | 0.37608 | 0.37093 | -95.1877 | -30.756 | -29.2379 | -20.1689
9 | 12 | 2 | 570.669 | 572.5824 | 572.868 | 660.3214 | 378.8299 | 100.3275 | 0 | 0 | 26.1942 | 84.0056 | 79.2914 | 78.4264 | 0 | 0 | 0 | 0 | 456.9429 | 505.8779 | 585.2492 | 692.0691 | 0 | 0 | 0 | 0 | -0.12566 | 8.2892 | 5.9855 | 0.54107 | 0 | 0 | 0 | 0 | -291.1724 | -125.9178 | -97.6581 | -110.7152 | 0.36983 | 0.36895 | 0.37442 | 0.36801 | -107.6838 | -46.457 | -36.5648 | -40.7445
9 | 12 | 3 | 545.2239 | 544.1825 | 541.1634 | 620.7966 | 378.8299 | 100.3275 | 0 | 0 | 22.9041 | 71.4996 | 72.4953 | 71.1248 | 0 | 0 | 0 | 0 | 485.7839 | 526.5932 | 598.5386 | 709.2869 | 0 | 0 | 0 | 0 | -0.23793 | 5.4706 | 5.5088 | -2.9079 | 0 | 0 | 0 | 0 | -342.0561 | -159.7085 | -135.3792 | -156.7072 | 0.37068 | 0.36878 | 0.37239 | 0.3659 | -126.7922 | -58.898 | -50.414 | -57.3391
9 | 12 | 4 | 535.3411 | 531.3119 | 524.8223 | 598.6893 | 378.8299 | 100.3275 | 0 | 0 | 24.6921 | 69.2306 | 70.8137 | 72.6898 | 0 | 0 | 0 | 0 | 488.7483 | 528.9291 | 596.661 | 704.2678 | 0 | 0 | 0 | 0 | -0.11459 | 0.95882 | 4.7997 | 0 | 0 | 0 | 0 | 0 | -356.8146 | -168.1341 | -147.4521 | -178.2683 | 0.3692 | 0.37208 | 0.37262 | 0.36651 | -131.7375 | -62.5586 | -54.9433 | -65.3363
9 | 12 | 5 | 541.8626 | 534.263 | 523.4884 | 592.9723 | 378.8299 | 100.3275 | 0 | 0 | 34.0022 | 79.0778 | 82.8734 | 77.3418 | 0 | 0 | 0 | 0 | 452.664 | 493.3958 | 563.1426 | 673.1973 | 0 | 0 | 0 | 0 | -0.075349 | 6.0765 | 1.9742 | -14.6875 | 0 | 0 | 0 | 0 | -323.5581 | -144.6145 | -124.5018 | -142.8793 | 0.36849 | 0.37169 | 0.3739 | 0.36618 | -119.2278 | -53.751 | -46.5509 | -52.3188
9 | 12 | 6 | 578.8788 | 569.2378 | 555.9678 | 628.0794 | 378.8299 | 100.3275 | 0 | 0 | 35.6461 | 73.9555 | 76.2612 | 74.8531 | 0 | 0 | 0 | 0 | 408.1939 | 465.743 | 536.2517 | 650.7662 | 0 | 0 | 0 | 0 | -0.053556 | 1.1463 | 10.5802 | -16 | 0 | 0 | 0 | 0 | -243.7375 | -71.9345 | -67.1253 | -81.5399 | 0.37162 | 0.37651 | 0.37574 | 0.37098 | -90.5778 | -27.0841 | -25.2215 | -30.2497
9 | 12 | 7 | 658.0617 | 647.6634 | 633.3751 | 716.557 | 378.8299 | 100.3275 | 0 | 0 | 31.7987 | 60.4694 | 59.3716 | 58.0865 | 0 | 0 | 0 | 0 | 373.7505 | 583.8932 | 660.7414 | 761.3653 | 0 | 0 | 0 | 0 | -0.31579 | -3.3316 | -5.1225 | -2.1444 | 0 | 0 | 0 | 0 | -126.0016 | -93.6951 | -81.6154 | -100.7504 | 0.37194 | 0.38123 | 0.37528 | 0.36663 | -46.8646 | -35.7196 | -30.6289 | -36.9377
9 | 12 | 8 | 716.8424 | 706.6052 | 692.3613 | 784.6633 | 378.8299 | 100.3275 | 0 | 0 | 27.0743 | 44.0153 | 47.8072 | 53.7099 | 0 | 0 | 0 | 0 | 389.0713 | 747.2155 | 843.9044 | 935.3531 | 0 | 0 | 0 | 0 | -0.18417 | -7.2339 | -9.8843 | -2.1954 | 0 | 0 | 0 | 0 | -77.949 | -177.7191 | -189.466 | -202.2043 | 0.36962 | 0.37552 | 0.37235 | 0.38036 | -28.8118 | -66.7376 | -70.5472 | -76.9112
9 | 12 | 9 | 748.5188 | 738.8029 | 724.9862 | 822.5245 | 378.8299 | 100.3275 | 0 | 0 | 21.1236 | 38.1845 | 39.6347 | 45.8454 | 0 | 0 | 0 | 0 | 444.3216 | 900.8656 | 1025.0396 | 1137.0452 | 0 | 0 | 0 | 0 | -0.25585 | -10.9645 | -16.2099 | -24.2221 | 0 | 0 | 0 | 0 | -95.5005 | -289.6102 | -323.4783 | -336.1441 | 0.37229 | 0.38397 | 0.38397 | 0.17588 | -35.554 | -111.203 | -124.2075 | -59.1194
9 | 12 | 10 | 785.7109 | 776.7413 | 763.7567 | 868.1265 | 378.8299 | 100.3275 | 0 | 0 | 21.6085 | 39.1411 | 39.0459 | 41.726 | 0 | 0 | 0 | 0 | 448.0274 | 970.1051 | 1111.7237 | 1239.3522 | 0 | 0 | 0 | 0 | -0.15926 | -14.5921 | -26.1521 | -48.6348 | 0 | 0 | 0 | 0 | -62.5956 | -318.2403 | -360.8608 | -364.3168 | 0.37171 | 0.38397 | 0.38397 | 0.17588 | -23.2676 | -122.1962 | -138.5614 | -64.0743
9 | 12 | 11 | 827.2433 | 819.4761 | 807.8542 | 920.3883 | 378.8299 | 100.3275 | 0 | 0 | 25.4127 | 37.4882 | 39.6055 | 37.508 | 0 | 0 | 0 | 0 | 434.5978 | 988.8171 | 1143.8138 | 1278.5609 | 0 | 0 | 0 | 0 | -0.10227 | -9.2468 | -20.4643 | -48 | 0 | 0 | 0 | 0 | -11.4948 | -297.91 | -355.1008 | -347.6806 | 0.37104 | 0.38397 | 0.38397 | 0.17588 | -4.265 | -114.3899 | -136.3497 | -61.1484
9 | 12 | 12 | 858.1903 | 851.5499 | 841.1787 | 960.0274 | 378.8299 | 100.3275 | 0 | 0 | 28.5348 | 40.2979 | 41.926 | 38.3366 | 0 | 0 | 0 | 0 | 420.4236 | 988.1871 | 1150.9943 | 1281.5225 | 0 | 0 | 0 | 0 | -0.099052 | -6.5035 | -13.903 | -44.4781 | 0 | 0 | 0 | 0 | 30.5011 | -270.759 | -337.8386 | -315.3536 | 0.37287 | 0.38397 | 0.38397 | 0.17588 | 11.3729 | -103.9646 | -129.7215 | -55.4629
9 | 12 | 13 | 891.8201 | 886.6016 | 877.7161 | 1003.4136 | 378.8299 | 100.3275 | 0 | 0 | 34.758 | 39.007 | 40.8006 | 39.5263 | 0 | 0 | 0 | 0 | 401.4689 | 969.3176 | 1136.3045 | 1264.336 | 0 | 0 | 0 | 0 | -0.21301 | -6.1251 | -13.0071 | -41.4825 | 0 | 0 | 0 | 0 | 76.9762 | -215.9255 | -286.3819 | -258.9661 | 0.37446 | 0.38065 | 0.38397 | 0.16813 | 28.8242 | -82.193 | -109.9634 | -43.54
9 | 12 | 14 | 928.3384 | 924.5501 | 917.2409 | 1050.4853 | 378.8299 | 100.3275 | 0 | 0 | 34.9555 | 50.6922 | 45.4633 | 47.6928 | 0 | 0 | 0 | 0 | 364.1038 | 922.5132 | 1096.7613 | 1224.859 | 0 | 0 | 0 | 0 | -0.16704 | -2.6307 | -10.9071 | -7.9487 | 0 | 0 | 0 | 0 | 150.6161 | -146.352 | -214.0765 | -214.1179 | 0.37539 | 0.37471 | 0.37695 | 0.16849 | 56.5392 | -54.8401 | -80.6953 | -36.0769
9 | 12 | 15 | 960.0953 | 958.0489 | 952.7213 | 1093.3218 | 378.8299 | 100.3275 | 0 | 0 | 36.9827 | 58.3854 | 52.5178 | 50.4534 | 0 | 0 | 0 | 0 | 376.9767 | 921.0995 | 1102.3275 | 1225.8341 | 0 | 0 | 0 | 0 | -0.23559 | -0.63362 | -0.81417 | -4.0994 | 0 | 0 | 0 | 0 | 167.5416 | -121.1298 | -201.3098 | -178.8662 | 0.37558 | 0.37413 | 0.37546 | 0.16764 | 62.9247 | -45.3185 | -75.584 | -29.9843
9 | 12 | 16 | 978.7292 | 980.2149 | 978.8915 | 1127.1288 | 378.8299 | 100.3275 | 0 | 0 | 34.0787 | 62.5259 | 57.948 | 60.3179 | 0 | 0 | 0 | 0 | 370.3164 | 862.1956 | 1036.9272 | 1156.1531 | 0 | 0 | 0 | 0 | -0.17221 | -1.099 | -1.8828 | 0.32329 | 0 | 0 | 0 | 0 | 195.6764 | -43.735 | -114.1009 | -89.6655 | 0.38077 | 0.3675 | 0.37018 | 0.37865 | 74.5071 | -16.0725 | -42.2378 | -33.9521
9 | 12 | 17 | 984.7444 | 990.2923 | 993.6636 | 1148.5015 | 378.8299 | 100.3275 | 0 | 0 | 36.4097 | 66.6199 | 65.8686 | 64.9803 | 0 | 0 | 0 | 0 | 312.3316 | 696.4069 | 857.6815 | 947.9724 | 283.1967 | 303.0055 | 303.0055 | 303.0055 | -0.21127 | -1.3047 | -2.285 | -1.0993 | 0 | 0 | 0 | 0 | -25.8123 | -174.7629 | -230.6069 | -166.3574 | 0.38859 | 0.37976 | 0.38475 | 0.37375 | -10.0304 | -66.3675 | -88.7261 | -62.1755
9 | 12 | 18 | 969.8045 | 978.4279 | 985.1863 | 1141.4661 | 378.8299 | 100.3275 | 0 | 0 | 42.2366 | 84.2966 | 72.7874 | 74.6224 | 0 | 0 | 0 | 0 | 245.4407 | 421.3886 | 547.7912 | 623.3028 | 283.1967 | 303.0055 | 303.0055 | 303.0055 | -0.11316 | -1.7963 | -0.3606 | 0 | 0 | 0 | 0 | 0 | 20.2138 | 71.206 | 61.9628 | 140.5355 | 0.39913 | 0.39052 | 0.39482 | 0.38967 | 8.0679 | 27.8077 | 24.4644 | 54.7629
9 | 12 | 19 | 943.8565 | 954.2594 | 962.9383 | 1117.1973 | 378.8299 | 100.3275 | 0 | 0 | 46.7307 | 94.4836 | 94.6318 | 85.9408 | 0 | 0 | 0 | 0 | 269.3234 | 360.0977 | 505.891 | 591.7181 | 283.1967 | 303.0055 | 303.0055 | 303.0055 | 0.34367 | 3.7977 | 14.3582 | 41.168 | 0 | 0 | 0 | 0 | -34.5679 | 92.5473 | 45.0518 | 95.3649 | 0.40014 | 0.39646 | 0.4013 | 0.39601 | -13.8319 | 36.6914 | 18.0793 | 37.7655
9 | 12 | 20 | 956.0595 | 968.9586 | 980.6603 | 1140.713 | 378.8299 | 100.3275 | 0 | 0 | 46.0873 | 93.2891 | 97.6813 | 95.5537 | 0 | 0 | 0 | 0 | 326.5677 | 411.4086 | 557.5358 | 664.1498 | 283.1967 | 303.0055 | 303.0055 | 303.0055 | -0.18296 | 1.007 | 1.9969 | 36.0576 | 0 | 0 | 0 | 0 | -78.4391 | 59.921 | 20.4408 | 41.9464 | 0.39652 | 0.39181 | 0.39756 | 0.39343 | -31.1027 | 23.4779 | 8.1264 | 16.5031
9 | 12 | 21 | 934.1777 | 948.3549 | 961.7762 | 1120.8366 | 378.8299 | 100.3275 | 0 | 0 | 41.7957 | 95.2958 | 101.6092 | 100.1483 | 0 | 0 | 0 | 0 | 342.8355 | 428.4669 | 564.8633 | 695.9868 | 283.1967 | 303.0055 | 303.0055 | 303.0055 | 0.043935 | 1.1367 | 3.4794 | 28.0996 | 0 | 0 | 0 | 0 | -112.524 | 20.1225 | -11.1811 | -6.4035 | 0.39092 | 0.38892 | 0.39029 | 0.38929 | -43.9876 | 7.8261 | -4.3639 | -2.4928
9 | 12 | 22 | 852.7361 | 867.2202 | 881.3233 | 1028.8571 | 378.8299 | 100.3275 | 0 | 0 | 45.0565 | 93.8273 | 94.373 | 102.3945 | 0 | 0 | 0 | 0 | 341.5629 | 427.0485 | 562.8203 | 700.0245 | 283.1967 | 303.0055 | 303.0055 | 303.0055 | 0.19955 | 2.0251 | 8.0296 | 42.7249 | 0 | 0 | 0 | 0 | -196.1094 | -59.0138 | -86.9051 | -119.2924 | 0.38531 | 0.3837 | 0.387 | 0.38422 | -75.5622 | -22.6436 | -33.6323 | -45.8342
9 | 12 | 23 | 754.834 | 767.7809 | 780.3192 | 910.8311 | 378.8299 | 100.3275 | 0 | 0 | 43.665 | 98.5821 | 97.103 | 103.981 | 0 | 0 | 0 | 0 | 324.9602 | 409.1514 | 547.8889 | 688.0507 | 0 | 0 | 0 | 0 | 0.59506 | 1.9037 | 8.2024 | 16.8222 | 0 | 0 | 0 | 0 | 6.7838 | 157.8163 | 127.1249 | 101.9772 | 0.37862 | 0.38317 | 0.38456 | 0.38119 | 2.5685 | 60.4712 | 48.8871 | 38.873
9 | 12 | 24 | 667.1103 | 676.0668 | 684.1591 | 795.7166 | 378.8299 | 100.3275 | 0 | 0 | 42.9115 | 93.7343 | 83.2448 | 88.5154 | 0 | 0 | 0 | 0 | 263.2603 | 351.5119 | 489.5143 | 620.2069 | 0 | 0 | 0 | 0 | 0.88365 | 6.1267 | 12.8285 | 6.1567 | 0 | 0 | 0 | 0 | -18.775 | 124.3664 | 98.5714 | 80.8377 | 0.37097 | 0.3792 | 0.38104 | 0.37743 | -6.9649 | 47.16 | 37.56 | 30.5106
9 | 13 | 1 | 605.8526 | 611.1799 | 615.2934 | 712.7267 | 378.8299 | 100.3275 | 0 | 0 | 32.0025 | 78.3893 | 93.3391 | 82.7196 | 0 | 0 | 0 | 0 | 217.5958 | 313.7274 | 450.8243 | 576.9186 | 0 | 0 | 0 | 0 | -0.1629 | 8.7126 | 6.1395 | 7.524 | 0 | 0 | 0 | 0 | -22.4126 | 110.0231 | 64.9905 | 45.5645 | 0.37067 | 0.37067 | 0.37608 | 0.37093 | -8.3078 | 40.7822 | 24.4417 | 16.9012
9 | 13 | 2 | 569.2283 | 571.0859 | 571.3046 | 658.4483 | 378.8299 | 100.3275 | 0 | 0 | 26.1942 | 84.0056 | 79.2914 | 78.4264 | 0 | 0 | 0 | 0 | 189.1038 | 289.879 | 420.428 | 519.6464 | 0 | 0 | 0 | 0 | -0.12566 | 8.2892 | 5.9855 | 0.54107 | 0 | 0 | 0 | 0 | -24.774 | 88.5847 | 65.5997 | 59.8344 | 0.36983 | 0.36895 | 0.37442 | 0.36801 | -9.1621 | 32.683 | 24.5616 | 22.0198
9 | 13 | 3 | 546.6767 | 545.6591 | 542.6673 | 622.5658 | 378.8299 | 100.3275 | 0 | 0 | 22.9041 | 71.4996 | 72.4953 | 71.1248 | 0 | 0 | 0 | 0 | 176.3812 | 279.3475 | 401.5444 | 477.6214 | 0 | 0 | 0 | 0 | -0.23793 | 5.4706 | 5.5088 | -2.9079 | 0 | 0 | 0 | 0 | -31.2006 | 89.0139 | 63.1189 | 76.7276 | 0.37068 | 0.36878 | 0.37239 | 0.3659 | -11.5653 | 32.8269 | 23.5049 | 28.0746
9 | 13 | 4 | 534.6819 | 530.6186 | 524.0878 | 597.8008 | 378.8299 | 100.3275 | 0 | 0 | 24.6921 | 69.2306 | 70.8137 | 72.6898 | 0 | 0 | 0 | 0 | 177.4541 | 283.0113 | 398.6438 | 457.1221 | 0 | 0 | 0 | 0 | -0.11459 | 0.95882 | 4.7997 | 0 | 0 | 0 | 0 | 0 | -46.1796 | 77.0904 | 49.8306 | 67.9889 | 0.3692 | 0.37208 | 0.37262 | 0.36651 | -17.0497 | 28.6835 | 18.5678 | 24.9183
9 | 13 | 5 | 541.0278 | 533.3887 | 522.5662 | 591.8601 | 378.8299 | 100.3275 | 0 | 0 | 34.0022 | 79.0778 | 82.8734 | 77.3418 | 0 | 0 | 0 | 0 | 170.5625 | 277.2348 | 381.9868 | 429.0799 | 0 | 0 | 0 | 0 | -0.075349 | 6.0765 | 1.9742 | -14.6875 | 0 | 0 | 0 | 0 | -42.2914 | 70.6722 | 55.7318 | 100.1259 | 0.36849 | 0.37169 | 0.3739 | 0.36618 | -15.5839 | 26.2678 | 20.838 | 36.6636
9 | 13 | 6 | 580.0108 | 570.3849 | 557.1318 | 629.4452 | 378.8299 | 100.3275 | 0 | 0 | 35.6461 | 73.9555 | 76.2612 | 74.8531 | 0 | 0 | 0 | 0 | 172.0763 | 296.6006 | 390.5531 | 429.8185 | 0 | 0 | 0 | 0 | -0.053556 | 1.1463 | 10.5802 | -16 | 0 | 0 | 0 | 0 | -6.4879 | 98.355 | 79.7372 | 140.7736 | 0.37162 | 0.37651 | 0.37574 | 0.37098 | -2.411 | 37.0317 | 29.9602 | 52.2242
9 | 13 | 7 | 661.6428 | 651.3268 | 637.1349 | 721.005 | 378.8299 | 100.3275 | 0 | 0 | 31.7987 | 60.4694 | 59.3716 | 58.0865 | 0 | 0 | 0 | 0 | 202.2966 | 452.8768 | 547.2144 | 569.9914 | 0 | 0 | 0 | 0 | -0.31579 | -3.3316 | -5.1225 | -2.1444 | 0 | 0 | 0 | 0 | 49.0334 | 40.9847 | 35.6714 | 95.0715 | 0.37194 | 0.38123 | 0.37528 | 0.36663 | 18.2373 | 15.6247 | 13.3869 | 34.8556
9 | 13 | 8 | 716.1035 | 705.8335 | 691.5498 | 783.6868 | 378.8299 | 100.3275 | 0 | 0 | 27.0743 | 44.0153 | 47.8072 | 53.7099 | 0 | 0 | 0 | 0 | 261.719 | 648.5799 | 749.0171 | 767.5388 | 0 | 0 | 0 | 0 | -0.18417 | -7.2339 | -9.8843 | -2.1954 | 0 | 0 | 0 | 0 | 48.6645 | -79.8552 | -95.3902 | -35.3665 | 0.36962 | 0.37552 | 0.37235 | 0.38036 | 17.9876 | -29.9875 | -35.5183 | -13.4522
9 | 13 | 9 | 750.4321 | 740.7585 | 726.9912 | 824.8948 | 378.8299 | 100.3275 | 0 | 0 | 21.1236 | 38.1845 | 39.6347 | 45.8454 | 0 | 0 | 0 | 0 | 350.5572 | 824.2998 | 943.1163 | 974.9163 | 0 | 0 | 0 | 0 | -0.25585 | -10.9645 | -16.2099 | -24.2221 | 0 | 0 | 0 | 0 | 0.17721 | -211.0887 | -239.5499 | -171.6449 | 0.37229 | 0.38397 | 0.38397 | 0.17588 | 0.065974 | -81.0527 | -91.9811 | -30.1881
9 | 13 | 10 | 785.4822 | 776.4907 | 763.4792 | 867.781 | 378.8299 | 100.3275 | 0 | 0 | 21.6085 | 39.1411 | 39.0459 | 41.726 | 0 | 0 | 0 | 0 | 416.6837 | 950.4458 | 1078.4537 | 1120.4152 | 0 | 0 | 0 | 0 | -0.15926 | -14.5921 | -26.1521 | -48.6348 | 0 | 0 | 0 | 0 | -31.4806 | -298.8316 | -327.8683 | -245.7254 | 0.37171 | 0.38397 | 0.38397 | 0.17588 | -11.7017 | -114.7438 | -125.8931 | -43.217
9 | 13 | 11 | 831.3592 | 823.6974 | 812.1997 | 925.5402 | 378.8299 | 100.3275 | 0 | 0 | 25.4127 | 37.4882 | 39.6055 | 37.508 | 0 | 0 | 0 | 0 | 437.0836 | 1002.7645 | 1127.7407 | 1174.8529 | 0 | 0 | 0 | 0 | -0.10227 | -9.2468 | -20.4643 | -48 | 0 | 0 | 0 | 0 | -9.8647 | -307.6361 | -334.6822 | -238.8206 | 0.37104 | 0.38397 | 0.38397 | 0.17588 | -3.6602 | -118.1245 | -128.5095 | -42.0026
9 | 13 | 12 | 859.9294 | 853.316 | 842.9755 | 962.1396 | 378.8299 | 100.3275 | 0 | 0 | 28.5348 | 40.2979 | 41.926 | 38.3366 | 0 | 0 | 0 | 0 | 453.7704 | 1029.8862 | 1166.4083 | 1217.4853 | 0 | 0 | 0 | 0 | -0.099052 | -6.5035 | -13.903 | -44.4781 | 0 | 0 | 0 | 0 | -1.1066 | -310.692 | -351.4558 | -249.2041 | 0.37287 | 0.38397 | 0.38397 | 0.17588 | -0.41262 | -119.2978 | -134.9502 | -43.8288
9 | 13 | 13 | 882.2662 | 876.7561 | 867.5238 | 991.2811 | 378.8299 | 100.3275 | 0 | 0 | 34.758 | 39.007 | 40.8006 | 39.5263 | 0 | 0 | 0 | 0 | 495.2979 | 1082.6933 | 1230.956 | 1285.1084 | 0 | 0 | 0 | 0 | -0.21301 | -6.1251 | -13.0071 | -41.4825 | 0 | 0 | 0 | 0 | -26.4066 | -339.1466 | -391.2258 | -291.8712 | 0.37446 | 0.38065 | 0.38397 | 0.16813 | -9.8881 | -129.0977 | -150.2208 | -49.0724
9 | 13 | 14 | 919.4589 | 915.3902 | 907.7471 | 1039.1746 | 378.8299 | 100.3275 | 0 | 0 | 34.9555 | 50.6922 | 45.4633 | 47.6928 | 0 | 0 | 0 | 0 | 495.1157 | 1083.0317 | 1233.4585 | 1288.6413 | 0 | 0 | 0 | 0 | -0.16704 | -2.6307 | -10.9071 | -7.9487 | 0 | 0 | 0 | 0 | 10.7248 | -316.0304 | -360.2676 | -289.2108 | 0.37539 | 0.37471 | 0.37695 | 0.16849 | 4.0259 | -118.4208 | -135.8015 | -48.7294
9 | 13 | 15 | 947.0719 | 944.6223 | 938.815 | 1076.7625 | 378.8299 | 100.3275 | 0 | 0 | 36.9827 | 58.3854 | 52.5178 | 50.4534 | 0 | 0 | 0 | 0 | 486.983 | 1045.2309 | 1186.7381 | 1239.1832 | 0 | 0 | 0 | 0 | -0.23559 | -0.63362 | -0.81417 | -4.0994 | 0 | 0 | 0 | 0 | 44.5118 | -258.6878 | -299.6267 | -208.7746 | 0.37558 | 0.37413 | 0.37546 | 0.16764 | 16.7176 | -96.7833 | -112.4982 | -34.9981
9 | 13 | 16 | 964.0575 | 965.0928 | 963.2336 | 1108.4876 | 378.8299 | 100.3275 | 0 | 0 | 34.0787 | 62.5259 | 57.948 | 60.3179 | 0 | 0 | 0 | 0 | 498.0103 | 995.3305 | 1135.4256 | 1183.6272 | 0 | 0 | 0 | 0 | -0.17221 | -1.099 | -1.8828 | 0.32329 | 0 | 0 | 0 | 0 | 53.3108 | -191.992 | -228.2572 | -135.7808 | 0.38077 | 0.3675 | 0.37018 | 0.37865 | 20.299 | -70.5566 | -84.4962 | -51.4137
9 | 13 | 17 | 968.1329 | 973.1697 | 975.9331 | 1127.3916 | 378.8299 | 100.3275 | 0 | 0 | 36.4097 | 66.6199 | 65.8686 | 64.9803 | 0 | 0 | 0 | 0 | 469.5155 | 871.7732 | 996.8513 | 1038.0748 | 283.1967 | 303.0055 | 303.0055 | 303.0055 | -0.21127 | -1.3047 | -2.285 | -1.0993 | 0 | 0 | 0 | 0 | -199.6077 | -367.2517 | -387.5072 | -277.5696 | 0.38859 | 0.37976 | 0.38475 | 0.37375 | -77.5656 | -139.4666 | -149.0936 | -103.7406
9 | 13 | 18 | 958.6435 | 966.9108 | 973.2451 | 1127.236 | 378.8299 | 100.3275 | 0 | 0 | 42.2366 | 84.2966 | 72.7874 | 74.6224 | 0 | 0 | 0 | 0 | 329.3021 | 530.8634 | 605.5352 | 646.096 | 283.1967 | 303.0055 | 303.0055 | 303.0055 | -0.11316 | -1.7963 | -0.3606 | 0 | 0 | 0 | 0 | 0 | -74.8086 | -49.7858 | -7.7225 | 103.5121 | 0.39913 | 0.39052 | 0.39482 | 0.38967 | -29.8582 | -19.4426 | -3.049 | 40.3359
9 | 13 | 19 | 936.3566 | 946.5117 | 954.8949 | 1107.6035 | 378.8299 | 100.3275 | 0 | 0 | 46.7307 | 94.4836 | 94.6318 | 85.9408 | 0 | 0 | 0 | 0 | 336.0336 | 449.9697 | 541.2477 | 594.7347 | 283.1967 | 303.0055 | 303.0055 | 303.0055 | 0.34367 | 3.7977 | 14.3582 | 41.168 | 0 | 0 | 0 | 0 | -108.778 | -5.0723 | 1.6517 | 82.7545 | 0.40014 | 0.39646 | 0.4013 | 0.39601 | -43.526 | -2.011 | 0.66285 | 32.7717
9 | 13 | 20 | 953.3406 | 966.1425 | 977.728 | 1137.208 | 378.8299 | 100.3275 | 0 | 0 | 46.0873 | 93.2891 | 97.6813 | 95.5537 | 0 | 0 | 0 | 0 | 359.5508 | 471.7547 | 560.0224 | 626.6384 | 283.1967 | 303.0055 | 303.0055 | 303.0055 | -0.18296 | 1.007 | 1.9969 | 36.0576 | 0 | 0 | 0 | 0 | -114.1412 | -3.2412 | 15.0219 | 75.9528 | 0.39652 | 0.39181 | 0.39756 | 0.39343 | -45.2593 | -1.2699 | 5.9721 | 29.8823
9 | 13 | 21 | 929.7014 | 943.7368 | 956.9892 | 1115.1331 | 378.8299 | 100.3275 | 0 | 0 | 41.7957 | 95.2958 | 101.6092 | 100.1483 | 0 | 0 | 0 | 0 | 392.4111 | 500.35 | 574.7169 | 655.4432 | 283.1967 | 303.0055 | 303.0055 | 303.0055 | 0.043935 | 1.1367 | 3.4794 | 28.0996 | 0 | 0 | 0 | 0 | -166.5759 | -56.3786 | -25.8218 | 28.4365 | 0.39092 | 0.38892 | 0.39029 | 0.38929 | -65.1175 | -21.9267 | -10.078 | 11.07
9 | 13 | 22 | 850.7078 | 865.1193 | 879.1356 | 1026.2421 | 378.8299 | 100.3275 | 0 | 0 | 45.0565 | 93.8273 | 94.373 | 102.3945 | 0 | 0 | 0 | 0 | 476.4332 | 580.3274 | 642.8566 | 726.4386 | 283.1967 | 303.0055 | 303.0055 | 303.0055 | 0.19955 | 2.0251 | 8.0296 | 42.7249 | 0 | 0 | 0 | 0 | -333.008 | -214.3935 | -169.129 | -148.3214 | 0.38531 | 0.3837 | 0.387 | 0.38422 | -128.3101 | -82.2627 | -65.4531 | -56.9877
9 | 13 | 23 | 753.7556 | 766.6583 | 779.1434 | 909.4199 | 378.8299 | 100.3275 | 0 | 0 | 43.665 | 98.5821 | 97.103 | 103.981 | 0 | 0 | 0 | 0 | 460.0373 | 566.6831 | 616.3991 | 697.2595 | 0 | 0 | 0 | 0 | 0.59506 | 1.9037 | 8.2024 | 16.8222 | 0 | 0 | 0 | 0 | -129.3717 | -0.83804 | 57.4388 | 91.3572 | 0.37862 | 0.38317 | 0.38456 | 0.38119 | -48.9833 | -0.32111 | 22.0886 | 34.8248
9 | 13 | 24 | 665.6935 | 674.602 | 682.6369 | 793.8999 | 378.8299 | 100.3275 | 0 | 0 | 42.9115 | 93.7343 | 83.2448 | 88.5154 | 0 | 0 | 0 | 0 | 363.4082 | 475.2462 | 515.327 | 590.2916 | 0 | 0 | 0 | 0 | 0.88365 | 6.1267 | 12.8285 | 6.1567 | 0 | 0 | 0 | 0 | -120.3397 | -0.8327 | 71.2366 | 108.9362 | 0.37097 | 0.3792 | 0.38104 | 0.37743 | -44.6422 | -0.31576 | 27.1443 | 41.1158
9 | 14 | 1 | 615.854 | 621.4588 | 625.9009 | 725.3254 | 378.8299 | 100.3275 | 0 | 0 | 32.0025 | 78.3893 | 93.3391 | 82.7196 | 0 | 0 | 0 | 0 | 375.1136 | 484.3496 | 519.1006 | 597.5918 | 0 | 0 | 0 | 0 | -0.1629 | 8.7126 | 6.1395 | 7.524 | 0 | 0 | 0 | 0 | -169.9291 | -50.3201 | 7.3217 | 37.4899 | 0.37067 | 0.37067 | 0.37608 | 0.37093 | -62.9883 | -18.6521 | 2.7536 | 13.9061
9 | 14 | 2 | 578.2719 | 580.3804 | 580.896 | 669.8399 | 378.8299 | 100.3275 | 0 | 0 | 26.1942 | 84.0056 | 79.2914 | 78.4264 | 0 | 0 | 0 | 0 | 327.3872 | 438.7662 | 473.4141 | 550.0114 | 0 | 0 | 0 | 0 | -0.12566 | 8.2892 | 5.9855 | 0.54107 | 0 | 0 | 0 | 0 | -154.0138 | -51.0081 | 22.2049 | 40.861 | 0.36983 | 0.36895 | 0.37442 | 0.36801 | -56.9586 | -18.8193 | 8.3139 | 15.0373
9 | 14 | 3 | 553.0469 | 552.2069 | 549.4252 | 630.593 | 378.8299 | 100.3275 | 0 | 0 | 22.9041 | 71.4996 | 72.4953 | 71.1248 | 0 | 0 | 0 | 0 | 360.6705 | 466.1663 | 503.0836 | 569.2095 | 0 | 0 | 0 | 0 | -0.23793 | 5.4706 | 5.5088 | -2.9079 | 0 | 0 | 0 | 0 | -209.1197 | -91.2572 | -31.6624 | -6.8334 | 0.37068 | 0.36878 | 0.37239 | 0.3659 | -77.5158 | -33.6542 | -11.7908 | -2.5003
9 | 14 | 4 | 540.8147 | 536.9207 | 530.5904 | 605.5231 | 378.8299 | 100.3275 | 0 | 0 | 24.6921 | 69.2306 | 70.8137 | 72.6898 | 0 | 0 | 0 | 0 | 354.1479 | 459.7589 | 491.6656 | 547.7607 | 0 | 0 | 0 | 0 | -0.11459 | 0.95882 | 4.7997 | 0 | 0 | 0 | 0 | 0 | -216.7406 | -93.355 | -36.6887 | -14.9274 | 0.3692 | 0.37208 | 0.37262 | 0.36651 | -80.0216 | -34.7351 | -13.6708 | -5.471
9 | 14 | 5 | 546.7494 | 539.2687 | 528.6337 | 599.0662 | 378.8299 | 100.3275 | 0 | 0 | 34.0022 | 79.0778 | 82.8734 | 77.3418 | 0 | 0 | 0 | 0 | 373.2255 | 476.4805 | 506.2528 | 555.7047 | 0 | 0 | 0 | 0 | -0.075349 | 6.0765 | 1.9742 | -14.6875 | 0 | 0 | 0 | 0 | -239.2328 | -122.6936 | -62.4666 | -19.2928 | 0.36849 | 0.37169 | 0.3739 | 0.36618 | -88.1548 | -45.6034 | -23.3561 | -7.0646
9 | 14 | 6 | 581.4225 | 571.8329 | 558.6227 | 631.213 | 378.8299 | 100.3275 | 0 | 0 | 35.6461 | 73.9555 | 76.2612 | 74.8531 | 0 | 0 | 0 | 0 | 357.3846 | 471.1726 | 491.8426 | 532.0219 | 0 | 0 | 0 | 0 | -0.053556 | 1.1463 | 10.5802 | -16 | 0 | 0 | 0 | 0 | -190.3846 | -74.7689 | -20.0615 | 40.338 | 0.37162 | 0.37651 | 0.37574 | 0.37098 | -70.7507 | -28.1513 | -7.5378 | 14.9646
9 | 14 | 7 | 660.2033 | 649.8404 | 635.5926 | 719.1661 | 378.8299 | 100.3275 | 0 | 0 | 31.7987 | 60.4694 | 59.3716 | 58.0865 | 0 | 0 | 0 | 0 | 389.6838 | 644.3991 | 675.6643 | 700.7443 | 0 | 0 | 0 | 0 | -0.31579 | -3.3316 | -5.1225 | -2.1444 | 0 | 0 | 0 | 0 | -139.7933 | -152.024 | -94.3207 | -37.5203 | 0.37194 | 0.38123 | 0.37528 | 0.36663 | -51.9943 | -57.9564 | -35.397 | -13.7559
9 | 14 | 8 | 717.2785 | 707.0273 | 692.7652 | 785.1161 | 378.8299 | 100.3275 | 0 | 0 | 27.0743 | 44.0153 | 47.8072 | 53.7099 | 0 | 0 | 0 | 0 | 410.8213 | 804.5072 | 864.6619 | 892.4832 | 0 | 0 | 0 | 0 | -0.18417 | -7.2339 | -9.8843 | -2.1954 | 0 | 0 | 0 | 0 | -99.2629 | -234.5888 | -209.8197 | -158.8816 | 0.36962 | 0.37552 | 0.37235 | 0.38036 | -36.69 | -88.0934 | -78.1259 | -60.4328
9 | 14 | 9 | 753.016 | 743.4018 | 729.7039 | 828.104 | 378.8299 | 100.3275 | 0 | 0 | 21.1236 | 38.1845 | 39.6347 | 45.8454 | 0 | 0 | 0 | 0 | 442.9736 | 914.8336 | 1002.108 | 1054.7864 | 0 | 0 | 0 | 0 | -0.25585 | -10.9645 | -16.2099 | -24.2221 | 0 | 0 | 0 | 0 | -89.6553 | -298.9793 | -295.8289 | -248.3058 | 0.37229 | 0.38397 | 0.38397 | 0.17588 | -33.3779 | -114.8005 | -113.5908 | -43.6708
9 | 14 | 10 | 792.4627 | 783.66 | 770.8716 | 876.5558 | 378.8299 | 100.3275 | 0 | 0 | 21.6085 | 39.1411 | 39.0459 | 41.726 | 0 | 0 | 0 | 0 | 484.4913 | 1019.6908 | 1118.5676 | 1190.2862 | 0 | 0 | 0 | 0 | -0.15926 | -14.5921 | -26.1521 | -48.6348 | 0 | 0 | 0 | 0 | -92.3077 | -360.9073 | -360.5898 | -306.8215 | 0.37171 | 0.38397 | 0.38397 | 0.17588 | -34.3119 | -138.5793 | -138.4574 | -53.9623
9 | 14 | 11 | 833.9404 | 826.3289 | 814.8895 | 928.7132 | 378.8299 | 100.3275 | 0 | 0 | 25.4127 | 37.4882 | 39.6055 | 37.508 | 0 | 0 | 0 | 0 | 513.4413 | 1074.4885 | 1176.8288 | 1262.5984 | 0 | 0 | 0 | 0 | -0.10227 | -9.2468 | -20.4643 | -48 | 0 | 0 | 0 | 0 | -83.6412 | -376.7285 | -381.0804 | -323.3931 | 0.37104 | 0.38397 | 0.38397 | 0.17588 | -31.0341 | -144.6542 | -146.3253 | -56.8768
9 | 14 | 12 | 868.5193 | 862.1262 | 852.0453 | 972.8934 | 378.8299 | 100.3275 | 0 | 0 | 28.5348 | 40.2979 | 41.926 | 38.3366 | 0 | 0 | 0 | 0 | 501.8868 | 1080.0515 | 1191.2467 | 1285.4103 | 0 | 0 | 0 | 0 | -0.099052 | -6.5035 | -13.903 | -44.4781 | 0 | 0 | 0 | 0 | -40.6332 | -352.0471 | -367.2244 | -306.3753 | 0.37287 | 0.38397 | 0.38397 | 0.17588 | -15.1508 | -135.1771 | -141.0049 | -53.8838
9 | 14 | 13 | 898.0175 | 892.9234 | 884.1822 | 1011.0445 | 378.8299 | 100.3275 | 0 | 0 | 34.758 | 39.007 | 40.8006 | 39.5263 | 0 | 0 | 0 | 0 | 503.6983 | 1080.478 | 1190.8079 | 1290.243 | 0 | 0 | 0 | 0 | -0.21301 | -6.1251 | -13.0071 | -41.4825 | 0 | 0 | 0 | 0 | -19.0556 | -320.764 | -334.4192 | -277.2422 | 0.37446 | 0.38065 | 0.38397 | 0.16813 | -7.1355 | -122.1003 | -128.4085 | -46.6128
9 | 14 | 14 | 937.7071 | 934.1193 | 927.0438 | 1062.0671 | 378.8299 | 100.3275 | 0 | 0 | 34.9555 | 50.6922 | 45.4633 | 47.6928 | 0 | 0 | 0 | 0 | 523.7568 | 1100.8768 | 1219.1139 | 1325.3012 | 0 | 0 | 0 | 0 | -0.16704 | -2.6307 | -10.9071 | -7.9487 | 0 | 0 | 0 | 0 | 0.33185 | -315.1465 | -326.6263 | -302.9782 | 0.37539 | 0.37471 | 0.37695 | 0.16849 | 0.12457 | -118.0896 | -123.1206 | -51.0491
9 | 14 | 15 | 962.9386 | 960.9063 | 955.5914 | 1096.6641 | 378.8299 | 100.3275 | 0 | 0 | 36.9827 | 58.3854 | 52.5178 | 50.4534 | 0 | 0 | 0 | 0 | 529.5752 | 1085.5593 | 1211.9167 | 1324.457 | 0 | 0 | 0 | 0 | -0.23559 | -0.63362 | -0.81417 | -4.0994 | 0 | 0 | 0 | 0 | 17.7864 | -282.7323 | -308.0289 | -274.1469 | 0.37558 | 0.37413 | 0.37546 | 0.16764 | 6.6802 | -105.7791 | -115.6529 | -45.9568
9 | 14 | 16 | 980.5432 | 982.0066 | 980.6523 | 1129.1456 | 378.8299 | 100.3275 | 0 | 0 | 34.0787 | 62.5259 | 57.948 | 60.3179 | 0 | 0 | 0 | 0 | 530.777 | 1025.3683 | 1154.3371 | 1264.3324 | 0 | 0 | 0 | 0 | -0.17221 | -1.099 | -1.8828 | 0.32329 | 0 | 0 | 0 | 0 | 37.0298 | -205.1161 | -229.75 | -195.8281 | 0.38077 | 0.3675 | 0.37018 | 0.37865 | 14.0997 | -75.3796 | -85.0488 | -74.1508
9 | 14 | 17 | 987.8369 | 993.3949 | 996.7737 | 1152.1177 | 378.8299 | 100.3275 | 0 | 0 | 36.4097 | 66.6199 | 65.8686 | 64.9803 | 0 | 0 | 0 | 0 | 517.5771 | 893.7509 | 1009.5095 | 1116.9852 | 283.1967 | 303.0055 | 303.0055 | 303.0055 | -0.21127 | -1.3047 | -2.285 | -1.0993 | 0 | 0 | 0 | 0 | -227.9652 | -369.0042 | -379.3248 | -331.7539 | 0.38859 | 0.37976 | 0.38475 | 0.37375 | -88.5851 | -140.1321 | -145.9454 | -123.9918
9 | 14 | 18 | 972.7336 | 981.3572 | 988.1109 | 1144.8564 | 378.8299 | 100.3275 | 0 | 0 | 42.2366 | 84.2966 | 72.7874 | 74.6224 | 0 | 0 | 0 | 0 | 496.2253 | 684.8484 | 765.7289 | 849.0317 | 283.1967 | 303.0055 | 303.0055 | 303.0055 | -0.11316 | -1.7963 | -0.3606 | 0 | 0 | 0 | 0 | 0 | -227.6417 | -189.3245 | -153.0504 | -81.8031 | 0.39913 | 0.39052 | 0.39482 | 0.38967 | -90.8582 | -73.936 | -60.428 | -31.8765
9 | 14 | 19 | 936.452 | 946.5733 | 954.9144 | 1107.5893 | 378.8299 | 100.3275 | 0 | 0 | 46.7307 | 94.4836 | 94.6318 | 85.9408 | 0 | 0 | 0 | 0 | 517.6944 | 614.8876 | 714.4041 | 781.3598 | 283.1967 | 303.0055 | 303.0055 | 303.0055 | 0.34367 | 3.7977 | 14.3582 | 41.168 | 0 | 0 | 0 | 0 | -290.3435 | -169.9286 | -171.4852 | -103.8849 | 0.40014 | 0.39646 | 0.4013 | 0.39601 | -116.1769 | -67.37 | -68.817 | -41.1395
9 | 14 | 20 | 940.2571 | 952.6586 | 963.7679 | 1120.5893 | 378.8299 | 100.3275 | 0 | 0 | 46.0873 | 93.2891 | 97.6813 | 95.5537 | 0 | 0 | 0 | 0 | 511.8746 | 608.9685 | 729.5882 | 794.3481 | 283.1967 | 303.0055 | 303.0055 | 303.0055 | -0.18296 | 1.007 | 1.9969 | 36.0576 | 0 | 0 | 0 | 0 | -279.5485 | -153.9389 | -168.504 | -108.3756 | 0.39652 | 0.39181 | 0.39756 | 0.39343 | -110.8468 | -60.3154 | -66.9902 | -42.6385
9 | 14 | 21 | 920.5054 | 934.2619 | 947.1826 | 1103.4614 | 378.8299 | 100.3275 | 0 | 0 | 41.7957 | 95.2958 | 101.6092 | 100.1483 | 0 | 0 | 0 | 0 | 510.2659 | 606.7376 | 707.4226 | 771.2908 | 283.1967 | 303.0055 | 303.0055 | 303.0055 | 0.043935 | 1.1367 | 3.4794 | 28.0996 | 0 | 0 | 0 | 0 | -293.6267 | -172.2412 | -168.3341 | -99.0827 | 0.39092 | 0.38892 | 0.39029 | 0.38929 | -114.7839 | -66.988 | -65.6993 | -38.5716
9 | 14 | 22 | 853.0733 | 867.5513 | 881.6462 | 1029.2248 | 378.8299 | 100.3275 | 0 | 0 | 45.0565 | 93.8273 | 94.373 | 102.3945 | 0 | 0 | 0 | 0 | 481.0596 | 573.6132 | 661.4732 | 721.5287 | 283.1967 | 303.0055 | 303.0055 | 303.0055 | 0.19955 | 2.0251 | 8.0296 | 42.7249 | 0 | 0 | 0 | 0 | -335.269 | -205.2473 | -185.235 | -140.4288 | 0.38531 | 0.3837 | 0.387 | 0.38422 | -129.1812 | -78.7533 | -71.6861 | -53.9552
9 | 14 | 23 | 768.1023 | 781.4262 | 794.4113 | 927.5773 | 378.8299 | 100.3275 | 0 | 0 | 43.665 | 98.5821 | 97.103 | 103.981 | 0 | 0 | 0 | 0 | 436.673 | 525.2846 | 600.7593 | 658.5649 | 0 | 0 | 0 | 0 | 0.59506 | 1.9037 | 8.2024 | 16.8222 | 0 | 0 | 0 | 0 | -91.6607 | 55.3283 | 88.3465 | 148.2092 | 0.37862 | 0.38317 | 0.38456 | 0.38119 | -34.705 | 21.2004 | 33.9745 | 56.4964
9 | 14 | 24 | 684.9078 | 694.3642 | 703.0486 | 818.1579 | 378.8299 | 100.3275 | 0 | 0 | 42.9115 | 93.7343 | 83.2448 | 88.5154 | 0 | 0 | 0 | 0 | 409.9822 | 494.9334 | 560.1148 | 633.5877 | 0 | 0 | 0 | 0 | 0.88365 | 6.1267 | 12.8285 | 6.1567 | 0 | 0 | 0 | 0 | -147.6995 | -0.75771 | 46.8604 | 89.8981 | 0.37097 | 0.3792 | 0.38104 | 0.37743 | -54.7919 | -0.28732 | 17.8559 | 33.9303
9 | 15 | 1 | 624.6059 | 630.4588 | 635.1947 | 736.3689 | 378.8299 | 100.3275 | 0 | 0 | 32.0025 | 78.3893 | 93.3391 | 82.7196 | 0 | 0 | 0 | 0 | 400.2472 | 484.3341 | 536.9058 | 610.6031 | 0 | 0 | 0 | 0 | -0.1629 | 8.7126 | 6.1395 | 7.524 | 0 | 0 | 0 | 0 | -186.3108 | -41.3047 | -1.1898 | 35.5221 | 0.37067 | 0.37067 | 0.37608 | 0.37093 | -69.0606 | -15.3104 | -0.44745 | 13.1762
9 | 15 | 2 | 582.5075 | 584.7365 | 585.3948 | 675.1861 | 378.8299 | 100.3275 | 0 | 0 | 26.1942 | 84.0056 | 79.2914 | 78.4264 | 0 | 0 | 0 | 0 | 393.8869 | 478.6417 | 518.9817 | 590.1249 | 0 | 0 | 0 | 0 | -0.12566 | 8.2892 | 5.9855 | 0.54107 | 0 | 0 | 0 | 0 | -216.2778 | -86.5275 | -18.8638 | 6.0938 | 0.36983 | 0.36895 | 0.37442 | 0.36801 | -79.9856 | -31.924 | -7.0629 | 2.2426
9 | 15 | 3 | 555.3122 | 554.5343 | 551.8262 | 633.444 | 378.8299 | 100.3275 | 0 | 0 | 22.9041 | 71.4996 | 72.4953 | 71.1248 | 0 | 0 | 0 | 0 | 375.8324 | 454.9477 | 490.9434 | 557.43 | 0 | 0 | 0 | 0 | -0.23793 | 5.4706 | 5.5088 | -2.9079 | 0 | 0 | 0 | 0 | -222.0163 | -77.7112 | -17.1212 | 7.797 | 0.37068 | 0.36878 | 0.37239 | 0.3659 | -82.2963 | -28.6587 | -6.3758 | 2.8529
9 | 15 | 4 | 537.5365 | 533.5423 | 527.0928 | 601.3595 | 378.8299 | 100.3275 | 0 | 0 | 24.6921 | 69.2306 | 70.8137 | 72.6898 | 0 | 0 | 0 | 0 | 362.6781 | 433.6081 | 462.0134 | 530.2738 | 0 | 0 | 0 | 0 | -0.11459 | 0.95882 | 4.7997 | 0 | 0 | 0 | 0 | 0 | -228.5491 | -70.5827 | -10.534 | -1.604 | 0.3692 | 0.37208 | 0.37262 | 0.36651 | -84.3813 | -26.2621 | -3.9252 | -0.58788
9 | 15 | 5 | 533.2664 | 525.3782 | 514.259 | 581.9593 | 378.8299 | 100.3275 | 0 | 0 | 34.0022 | 79.0778 | 82.8734 | 77.3418 | 0 | 0 | 0 | 0 | 373.4029 | 434.8863 | 456.0217 | 536.0628 | 0 | 0 | 0 | 0 | -0.075349 | 6.0765 | 1.9742 | -14.6875 | 0 | 0 | 0 | 0 | -252.8932 | -94.9898 | -26.6102 | -16.7578 | 0.36849 | 0.37169 | 0.3739 | 0.36618 | -93.1885 | -35.3063 | -9.9495 | -6.1363
9 | 15 | 6 | 543.4982 | 532.7778 | 518.2243 | 583.1514 | 378.8299 | 100.3275 | 0 | 0 | 35.6461 | 73.9555 | 76.2612 | 74.8531 | 0 | 0 | 0 | 0 | 327.7517 | 397.815 | 419.756 | 508.5819 | 0 | 0 | 0 | 0 | -0.053556 | 1.1463 | 10.5802 | -16 | 0 | 0 | 0 | 0 | -198.6759 | -40.4664 | 11.6268 | 15.7163 | 0.37162 | 0.37651 | 0.37574 | 0.37098 | -73.832 | -15.2361 | 4.3686 | 5.8305
9 | 15 | 7 | 569.365 | 556.3748 | 539.0108 | 604.3467 | 378.8299 | 100.3275 | 0 | 0 | 31.7987 | 60.4694 | 59.3716 | 58.0865 | 0 | 0 | 0 | 0 | 337.155 | 561.0502 | 615.694 | 687.0768 | 0 | 0 | 0 | 0 | -0.31579 | -3.3316 | -5.1225 | -2.1444 | 0 | 0 | 0 | 0 | -178.1028 | -162.1407 | -130.9322 | -138.6723 | 0.37194 | 0.38123 | 0.37528 | 0.36663 | -66.243 | -61.8132 | -49.1367 | -50.8408
9 | 15 | 8 | 593.3323 | 579.5323 | 561.0631 | 628.5814 | 378.8299 | 100.3275 | 0 | 0 | 27.0743 | 44.0153 | 47.8072 | 53.7099 | 0 | 0 | 0 | 0 | 405.0144 | 781.6221 | 875.0772 | 940.3913 | 0 | 0 | 0 | 0 | -0.18417 | -7.2339 | -9.8843 | -2.1954 | 0 | 0 | 0 | 0 | -217.4022 | -339.1987 | -351.9371 | -363.3244 | 0.36962 | 0.37552 | 0.37235 | 0.38036 | -80.3572 | -127.3768 | -131.043 | -138.1955
9 | 15 | 9 | 644.3109 | 631.5719 | 614.1688 | 690.7718 | 378.8299 | 100.3275 | 0 | 0 | 21.1236 | 38.1845 | 39.6347 | 45.8454 | 0 | 0 | 0 | 0 | 428.4935 | 892.8354 | 1015.3163 | 1107.8046 | 0 | 0 | 0 | 0 | -0.25585 | -10.9645 | -16.2099 | -24.2221 | 0 | 0 | 0 | 0 | -183.8802 | -388.811 | -424.5724 | -438.6562 | 0.37229 | 0.38397 | 0.38397 | 0.17588 | -68.457 | -149.2936 | -163.0251 | -77.1488
9 | 15 | 10 | 694.2904 | 682.6459 | 666.4868 | 752.4575 | 378.8299 | 100.3275 | 0 | 0 | 21.6085 | 39.1411 | 39.0459 | 41.726 | 0 | 0 | 0 | 0 | 436.4226 | 953.1064 | 1093.9876 | 1216.3924 | 0 | 0 | 0 | 0 | -0.15926 | -14.5921 | -26.1521 | -48.6348 | 0 | 0 | 0 | 0 | -142.4113 | -395.337 | -440.3947 | -457.0261 | 0.37171 | 0.38397 | 0.38397 | 0.17588 | -52.936 | -151.7994 | -169.1004 | -80.3796
9 | 15 | 11 | 741.8544 | 731.5771 | 716.9757 | 812.3077 | 378.8299 | 100.3275 | 0 | 0 | 25.4127 | 37.4882 | 39.6055 | 37.508 | 0 | 0 | 0 | 0 | 469.0612 | 1017.7448 | 1165.0263 | 1298.6312 | 0 | 0 | 0 | 0 | -0.10227 | -9.2468 | -20.4643 | -48 | 0 | 0 | 0 | 0 | -131.3472 | -414.7366 | -467.1917 | -475.8315 | 0.37104 | 0.38397 | 0.38397 | 0.17588 | -48.7349 | -159.2483 | -179.3898 | -83.687
9 | 15 | 12 | 776.564 | 767.5135 | 754.2808 | 856.6701 | 378.8299 | 100.3275 | 0 | 0 | 28.5348 | 40.2979 | 41.926 | 38.3366 | 0 | 0 | 0 | 0 | 460.1132 | 1024.8403 | 1172.4727 | 1315.3945 | 0 | 0 | 0 | 0 | -0.099052 | -6.5035 | -13.903 | -44.4781 | 0 | 0 | 0 | 0 | -90.8149 | -391.4486 | -446.2148 | -452.5828 | 0.37287 | 0.38397 | 0.38397 | 0.17588 | -33.8619 | -150.3063 | -171.3352 | -79.5981
9 | 15 | 13 | 804.2364 | 796.4251 | 784.4609 | 892.4879 | 378.8299 | 100.3275 | 0 | 0 | 34.758 | 39.007 | 40.8006 | 39.5263 | 0 | 0 | 0 | 0 | 457.1468 | 1025.3505 | 1167.8309 | 1317.1158 | 0 | 0 | 0 | 0 | -0.21301 | -6.1251 | -13.0071 | -41.4825 | 0 | 0 | 0 | 0 | -66.2853 | -362.1348 | -411.1635 | -422.6717 | 0.37446 | 0.38065 | 0.38397 | 0.16813 | -24.8209 | -137.8482 | -157.8764 | -71.0639
9 | 15 | 14 | 832.0536 | 825.4107 | 814.7116 | 928.5238 | 378.8299 | 100.3275 | 0 | 0 | 34.9555 | 50.6922 | 45.4633 | 47.6928 | 0 | 0 | 0 | 0 | 469.7976 | 1034.6392 | 1179.0841 | 1326.3051 | 0 | 0 | 0 | 0 | -0.16704 | -2.6307 | -10.9071 | -7.9487 | 0 | 0 | 0 | 0 | -51.3624 | -357.6174 | -398.9287 | -437.5254 | 0.37539 | 0.37471 | 0.37695 | 0.16849 | -19.2807 | -134.004 | -150.3747 | -73.7191
9 | 15 | 15 | 861.2183 | 856.2426 | 847.4366 | 968.0849 | 378.8299 | 100.3275 | 0 | 0 | 36.9827 | 58.3854 | 52.5178 | 50.4534 | 0 | 0 | 0 | 0 | 474.552 | 1011.188 | 1148.9154 | 1289.1178 | 0 | 0 | 0 | 0 | -0.23559 | -0.63362 | -0.81417 | -4.0994 | 0 | 0 | 0 | 0 | -28.9107 | -313.0247 | -353.1824 | -367.3868 | 0.37558 | 0.37413 | 0.37546 | 0.16764 | -10.8582 | -117.1124 | -132.6063 | -61.5871
9 | 15 | 16 | 876.8441 | 875.3223 | 870.4281 | 998.1218 | 378.8299 | 100.3275 | 0 | 0 | 34.0787 | 62.5259 | 57.948 | 60.3179 | 0 | 0 | 0 | 0 | 473.3916 | 950.9165 | 1087.9408 | 1209.8873 | 0 | 0 | 0 | 0 | -0.17221 | -1.099 | -1.8828 | 0.32329 | 0 | 0 | 0 | 0 | -9.2838 | -237.3485 | -273.578 | -272.4066 | 0.38077 | 0.3675 | 0.37018 | 0.37865 | -3.535 | -87.225 | -101.273 | -103.1475
9 | 15 | 17 | 889.1828 | 891.9129 | 891.939 | 1027.513 | 378.8299 | 100.3275 | 0 | 0 | 36.4097 | 66.6199 | 65.8686 | 64.9803 | 0 | 0 | 0 | 0 | 511.7809 | 891.6612 | 1018.5093 | 1104.0954 | 283.1967 | 303.0055 | 303.0055 | 303.0055 | -0.21127 | -1.3047 | -2.285 | -1.0993 | 0 | 0 | 0 | 0 | -320.8232 | -468.3964 | -493.1593 | -443.4688 | 0.38859 | 0.37976 | 0.38475 | 0.37375 | -124.6688 | -177.8771 | -189.7433 | -165.7449
9 | 15 | 18 | 890.9137 | 897.2028 | 901.1894 | 1041.5541 | 378.8299 | 100.3275 | 0 | 0 | 42.2366 | 84.2966 | 72.7874 | 74.6224 | 0 | 0 | 0 | 0 | 514.372 | 697.4033 | 787.1425 | 840.7158 | 283.1967 | 303.0055 | 303.0055 | 303.0055 | -0.11316 | -1.7963 | -0.3606 | 0 | 0 | 0 | 0 | 0 | -327.6084 | -286.0339 | -261.3854 | -176.7895 | 0.39913 | 0.39052 | 0.39482 | 0.38967 | -130.7577 | -111.7034 | -103.2013 | -68.8901
9 | 15 | 19 | 876.3742 | 884.7754 | 891.0773 | 1031.7155 | 378.8299 | 100.3275 | 0 | 0 | 46.7307 | 94.4836 | 94.6318 | 85.9408 | 0 | 0 | 0 | 0 | 553.7179 | 645.0879 | 768.2373 | 809.6157 | 283.1967 | 303.0055 | 303.0055 | 303.0055 | 0.34367 | 3.7977 | 14.3582 | 41.168 | 0 | 0 | 0 | 0 | -386.4447 | -261.9268 | -289.1556 | -208.0145 | 0.40014 | 0.39646 | 0.4013 | 0.39601 | -154.6304 | -103.8437 | -116.0381 | -82.376
9 | 15 | 20 | 892.7386 | 903.7706 | 913.2557 | 1060.5437 | 378.8299 | 100.3275 | 0 | 0 | 46.0873 | 93.2891 | 97.6813 | 95.5537 | 0 | 0 | 0 | 0 | 575.212 | 660.5851 | 801.9486 | 868.2679 | 283.1967 | 303.0055 | 303.0055 | 303.0055 | -0.18296 | 1.007 | 1.9969 | 36.0576 | 0 | 0 | 0 | 0 | -390.4044 | -254.4435 | -291.3766 | -242.341 | 0.39652 | 0.39181 | 0.39756 | 0.39343 | -154.8034 | -99.6945 | -115.8392 | -95.3448
9 | 15 | 21 | 870.8337 | 883.1716 | 894.4109 | 1040.7431 | 378.8299 | 100.3275 | 0 | 0 | 41.7957 | 95.2958 | 101.6092 | 100.1483 | 0 | 0 | 0 | 0 | 600.71 | 682.5555 | 819.8515 | 898.2622 | 283.1967 | 303.0055 | 303.0055 | 303.0055 | 0.043935 | 1.1367 | 3.4794 | 28.0996 | 0 | 0 | 0 | 0 | -433.7425 | -299.1493 | -333.5347 | -288.7724 | 0.39092 | 0.38892 | 0.39029 | 0.38929 | -169.5576 | -116.345 | -130.1757 | -112.4152
9 | 15 | 22 | 811.4125 | 824.7012 | 837.3864 | 976.6234 | 378.8299 | 100.3275 | 0 | 0 | 45.0565 | 93.8273 | 94.373 | 102.3945 | 0 | 0 | 0 | 0 | 576.5387 | 652.1813 | 770.9949 | 866.9793 | 283.1967 | 303.0055 | 303.0055 | 303.0055 | 0.19955 | 2.0251 | 8.0296 | 42.7249 | 0 | 0 | 0 | 0 | -472.4089 | -326.6655 | -339.0166 | -338.4809 | 0.38531 | 0.3837 | 0.387 | 0.38422 | -182.0221 | -125.3414 | -131.1997 | -130.0504
9 | 15 | 23 | 732.0667 | 744.3575 | 756.1178 | 882.0622 | 378.8299 | 100.3275 | 0 | 0 | 43.665 | 98.5821 | 97.103 | 103.981 | 0 | 0 | 0 | 0 | 545.7467 | 615.4677 | 722.9634 | 828.3981 | 0 | 0 | 0 | 0 | 0.59506 | 1.9037 | 8.2024 | 16.8222 | 0 | 0 | 0 | 0 | -236.77 | -71.9235 | -72.1511 | -67.1391 | 0.37862 | 0.38317 | 0.38456 | 0.38119 | -89.6469 | -27.5592 | -27.7464 | -25.593
9 | 15 | 24 | 660.6309 | 669.3842 | 677.2347 | 787.4686 | 378.8299 | 100.3275 | 0 | 0 | 42.9115 | 93.7343 | 83.2448 | 88.5154 | 0 | 0 | 0 | 0 | 521.0673 | 585.78 | 685.6792 | 791.2689 | 0 | 0 | 0 | 0 | 0.88365 | 6.1267 | 12.8285 | 6.1567 | 0 | 0 | 0 | 0 | -283.0615 | -116.5843 | -104.5178 | -98.4724 | 0.37097 | 0.3792 | 0.38104 | 0.37743 | -105.0069 | -44.209 | -39.8258 | -37.1665
9 | 16 | 1 | 607.0738 | 612.4166 | 616.5473 | 714.1971 | 378.8299 | 100.3275 | 0 | 0 | 32.0025 | 78.3893 | 93.3391 | 82.7196 | 0 | 0 | 0 | 0 | 521.6788 | 585.1584 | 663.1193 | 780.0348 | 0 | 0 | 0 | 0 | -0.1629 | 8.7126 | 6.1395 | 7.524 | 0 | 0 | 0 | 0 | -325.2744 | -160.1712 | -146.0507 | -156.0814 | 0.37067 | 0.37067 | 0.37608 | 0.37093 | -120.5708 | -59.3705 | -54.9269 | -57.8951
9 | 16 | 2 | 567.431 | 569.2181 | 569.3521 | 656.1081 | 378.8299 | 100.3275 | 0 | 0 | 26.1942 | 84.0056 | 79.2914 | 78.4264 | 0 | 0 | 0 | 0 | 545.2771 | 607.647 | 661.0213 | 785.6756 | 0 | 0 | 0 | 0 | -0.12566 | 8.2892 | 5.9855 | 0.54107 | 0 | 0 | 0 | 0 | -382.7446 | -231.0511 | -176.9461 | -208.5349 | 0.36983 | 0.36895 | 0.37442 | 0.36801 | -141.5497 | -85.2455 | -66.2516 | -76.7434
9 | 16 | 3 | 541.8062 | 540.6312 | 537.4517 | 616.3484 | 378.8299 | 100.3275 | 0 | 0 | 22.9041 | 71.4996 | 72.4953 | 71.1248 | 0 | 0 | 0 | 0 | 580.2712 | 639.8659 | 692.4896 | 819.6283 | 0 | 0 | 0 | 0 | -0.23793 | 5.4706 | 5.5088 | -2.9079 | 0 | 0 | 0 | 0 | -439.9611 | -276.5324 | -233.0419 | -271.4968 | 0.37068 | 0.36878 | 0.37239 | 0.3659 | -163.0833 | -101.9808 | -86.7827 | -99.3406
9 | 16 | 4 | 525.359 | 521.0027 | 514.1231 | 585.9306 | 378.8299 | 100.3275 | 0 | 0 | 24.6921 | 69.2306 | 70.8137 | 72.6898 | 0 | 0 | 0 | 0 | 596.2063 | 653.5601 | 704.4791 | 831.6593 | 0 | 0 | 0 | 0 | -0.11459 | 0.95882 | 4.7997 | 0 | 0 | 0 | 0 | 0 | -474.2547 | -303.0743 | -265.9695 | -318.4185 | 0.3692 | 0.37208 | 0.37262 | 0.36651 | -175.0969 | -112.7665 | -99.1049 | -116.702
9 | 16 | 5 | 517.5862 | 509.2337 | 497.563 | 562.0994 | 378.8299 | 100.3275 | 0 | 0 | 34.0022 | 79.0778 | 82.8734 | 77.3418 | 0 | 0 | 0 | 0 | 586.3874 | 643.4569 | 688.6931 | 807.1683 | 0 | 0 | 0 | 0 | -0.075349 | 6.0765 | 1.9742 | -14.6875 | 0 | 0 | 0 | 0 | -481.5579 | -319.7049 | -275.9776 | -307.7232 | 0.36849 | 0.37169 | 0.3739 | 0.36618 | -177.449 | -118.8295 | -103.1873 | -112.6806
9 | 16 | 6 | 523.5532 | 512.2412 | 496.9852 | 557.8866 | 378.8299 | 100.3275 | 0 | 0 | 35.6461 | 73.9555 | 76.2612 | 74.8531 | 0 | 0 | 0 | 0 | 563.7089 | 630.4362 | 672.9652 | 781.5127 | 0 | 0 | 0 | 0 | -0.053556 | 1.1463 | 10.5802 | -16 | 0 | 0 | 0 | 0 | -454.5781 | -293.6242 | -262.8214 | -282.4792 | 0.37162 | 0.37651 | 0.37574 | 0.37098 | -168.9304 | -110.5527 | -98.7518 | -104.7941
9 | 16 | 7 | 539.3885 | 525.5222 | 507.1185 | 566.4227 | 378.8299 | 100.3275 | 0 | 0 | 31.7987 | 60.4694 | 59.3716 | 58.0865 | 0 | 0 | 0 | 0 | 583.3864 | 805.7942 | 873.6873 | 947.7601 | 0 | 0 | 0 | 0 | -0.31579 | -3.3316 | -5.1225 | -2.1444 | 0 | 0 | 0 | 0 | -454.3107 | -437.7373 | -420.8179 | -437.2795 | 0.37194 | 0.38123 | 0.37528 | 0.36663 | -168.975 | -166.8795 | -157.9261 | -160.3178
9 | 16 | 8 | 555.9976 | 541.1092 | 521.3485 | 581.3586 | 378.8299 | 100.3275 | 0 | 0 | 27.0743 | 44.0153 | 47.8072 | 53.7099 | 0 | 0 | 0 | 0 | 649.1974 | 1024.2118 | 1127.0006 | 1200.9814 | 0 | 0 | 0 | 0 | -0.18417 | -7.2339 | -9.8843 | -2.1954 | 0 | 0 | 0 | 0 | -498.9198 | -620.2114 | -643.575 | -671.1372 | 0.36962 | 0.37552 | 0.37235 | 0.38036 | -184.413 | -232.9035 | -239.6338 | -255.2765
9 | 16 | 9 | 605.0393 | 591.1536 | 572.39 | 641.0928 | 378.8299 | 100.3275 | 0 | 0 | 21.1236 | 38.1845 | 39.6347 | 45.8454 | 0 | 0 | 0 | 0 | 749.2192 | 1216.2215 | 1336.8157 | 1453.7086 | 0 | 0 | 0 | 0 | -0.25585 | -10.9645 | -16.2099 | -24.2221 | 0 | 0 | 0 | 0 | -543.8776 | -752.6153 | -787.8505 | -834.2392 | 0.37229 | 0.38397 | 0.38397 | 0.17588 | -202.4807 | -288.9852 | -302.5147 | -146.722
9 | 16 | 10 | 656.9235 | 644.1873 | 626.7327 | 705.1853 | 378.8299 | 100.3275 | 0 | 0 | 21.6085 | 39.1411 | 39.0459 | 41.726 | 0 | 0 | 0 | 0 | 849.4864 | 1370.9042 | 1496.5509 | 1630.679 | 0 | 0 | 0 | 0 | -0.15926 | -14.5921 | -26.1521 | -48.6348 | 0 | 0 | 0 | 0 | -592.842 | -851.5934 | -882.712 | -918.5848 | 0.37171 | 0.38397 | 0.38397 | 0.17588 | -220.3667 | -326.9902 | -338.9391 | -161.5563
9 | 16 | 11 | 699.9992 | 688.504 | 672.4576 | 759.3756 | 378.8299 | 100.3275 | 0 | 0 | 25.4127 | 37.4882 | 39.6055 | 37.508 | 0 | 0 | 0 | 0 | 918.7709 | 1466.189 | 1593.6154 | 1729.1939 | 0 | 0 | 0 | 0 | -0.10227 | -9.2468 | -20.4643 | -48 | 0 | 0 | 0 | 0 | -622.9121 | -906.254 | -940.299 | -959.3263 | 0.37104 | 0.38397 | 0.38397 | 0.17588 | -231.1245 | -347.9785 | -361.0511 | -168.7217
9 | 16 | 12 | 733.5429 | 723.2429 | 708.5278 | 802.2721 | 378.8299 | 100.3275 | 0 | 0 | 28.5348 | 40.2979 | 41.926 | 38.3366 | 0 | 0 | 0 | 0 | 936.9488 | 1495.5849 | 1619.6918 | 1765.1511 | 0 | 0 | 0 | 0 | -0.099052 | -6.5035 | -13.903 | -44.4781 | 0 | 0 | 0 | 0 | -610.6714 | -906.4638 | -939.1869 | -956.7375 | 0.37287 | 0.38397 | 0.38397 | 0.17588 | -227.6995 | -348.059 | -360.6241 | -168.2664
9 | 16 | 13 | 760.2662 | 751.1832 | 737.7106 | 836.9097 | 378.8299 | 100.3275 | 0 | 0 | 34.758 | 39.007 | 40.8006 | 39.5263 | 0 | 0 | 0 | 0 | 940.1009 | 1507.6353 | 1631.7104 | 1783.7008 | 0 | 0 | 0 | 0 | -0.21301 | -6.1251 | -13.0071 | -41.4825 | 0 | 0 | 0 | 0 | -593.2096 | -889.6615 | -921.7933 | -944.835 | 0.37446 | 0.38065 | 0.38397 | 0.16813 | -222.131 | -338.6536 | -353.9454 | -158.8554
9 | 16 | 14 | 786.563 | 778.6129 | 766.3638 | 871.055 | 378.8299 | 100.3275 | 0 | 0 | 34.9555 | 50.6922 | 45.4633 | 47.6928 | 0 | 0 | 0 | 0 | 954.9783 | 1523.2365 | 1648.6475 | 1787.3332 | 0 | 0 | 0 | 0 | -0.16704 | -2.6307 | -10.9071 | -7.9487 | 0 | 0 | 0 | 0 | -582.0336 | -893.0125 | -916.8398 | -956.0224 | 0.37539 | 0.37471 | 0.37695 | 0.16849 | -218.4871 | -334.6237 | -345.5994 | -161.0812
9 | 16 | 15 | 815.396 | 809.1042 | 798.7377 | 910.1995 | 378.8299 | 100.3275 | 0 | 0 | 36.9827 | 58.3854 | 52.5178 | 50.4534 | 0 | 0 | 0 | 0 | 937.8007 | 1470.643 | 1585.9222 | 1705.4126 | 0 | 0 | 0 | 0 | -0.23559 | -0.63362 | -0.81417 | -4.0994 | 0 | 0 | 0 | 0 | -537.9817 | -819.618 | -838.8881 | -841.567 | 0.37558 | 0.37413 | 0.37546 | 0.16764 | -202.0535 | -306.6451 | -314.97 | -141.0766
9 | 16 | 16 | 839.4624 | 836.8627 | 830.6902 | 950.8835 | 378.8299 | 100.3275 | 0 | 0 | 34.0787 | 62.5259 | 57.948 | 60.3179 | 0 | 0 | 0 | 0 | 916.4791 | 1391.6212 | 1503.5171 | 1642.2953 | 0 | 0 | 0 | 0 | -0.17221 | -1.099 | -1.8828 | 0.32329 | 0 | 0 | 0 | 0 | -489.7531 | -716.5128 | -728.8922 | -752.053 | 0.38077 | 0.3675 | 0.37018 | 0.37865 | -186.4818 | -263.3167 | -269.8211 | -284.7668
9 | 16 | 17 | 859.2977 | 861.166 | 860.17 | 989.7476 | 378.8299 | 100.3275 | 0 | 0 | 36.4097 | 66.6199 | 65.8686 | 64.9803 | 0 | 0 | 0 | 0 | 843.9343 | 1186.2482 | 1275.2671 | 1397.7625 | 283.1967 | 303.0055 | 303.0055 | 303.0055 | -0.21127 | -1.3047 | -2.285 | -1.0993 | 0 | 0 | 0 | 0 | -682.8617 | -793.7305 | -781.6861 | -774.9014 | 0.38859 | 0.37976 | 0.38475 | 0.37375 | -265.3534 | -301.4251 | -300.7541 | -289.6166
9 | 16 | 18 | 875.6304 | 881.469 | 884.9209 | 1022.205 | 378.8299 | 100.3275 | 0 | 0 | 42.2366 | 84.2966 | 72.7874 | 74.6224 | 0 | 0 | 0 | 0 | 738.9974 | 912.7175 | 980.9861 | 1109.1205 | 283.1967 | 303.0055 | 303.0055 | 303.0055 | -0.11316 | -1.7963 | -0.3606 | 0 | 0 | 0 | 0 | 0 | -567.517 | -517.0818 | -471.4975 | -464.5433 | 0.39913 | 0.39052 | 0.39482 | 0.38967 | -226.5119 | -201.9334 | -186.1586 | -181.02
9 | 16 | 19 | 869.4454 | 877.6449 | 883.7073 | 1022.9525 | 378.8299 | 100.3275 | 0 | 0 | 46.7307 | 94.4836 | 94.6318 | 85.9408 | 0 | 0 | 0 | 0 | 694.8925 | 782.7072 | 884.1611 | 1013.4222 | 283.1967 | 303.0055 | 303.0055 | 303.0055 | 0.34367 | 3.7977 | 14.3582 | 41.168 | 0 | 0 | 0 | 0 | -534.5481 | -406.6766 | -412.4493 | -420.584 | 0.40014 | 0.39646 | 0.4013 | 0.39601 | -213.8919 | -161.2314 | -165.5158 | -166.5558
9 | 16 | 20 | 895.6911 | 906.8034 | 916.3834 | 1064.2568 | 378.8299 | 100.3275 | 0 | 0 | 46.0873 | 93.2891 | 97.6813 | 95.5537 | 0 | 0 | 0 | 0 | 627.6413 | 716.3651 | 848.9619 | 1002.4887 | 283.1967 | 303.0055 | 303.0055 | 303.0055 | -0.18296 | 1.007 | 1.9969 | 36.0576 | 0 | 0 | 0 | 0 | -439.8812 | -307.1908 | -335.2622 | -372.8487 | 0.39652 | 0.39181 | 0.39756 | 0.39343 | -174.422 | -120.3616 | -133.2863 | -146.6907
9 | 16 | 21 | 887.9599 | 900.7669 | 912.5611 | 1062.294 | 378.8299 | 100.3275 | 0 | 0 | 41.7957 | 95.2958 | 101.6092 | 100.1483 | 0 | 0 | 0 | 0 | 594.9036 | 680.5682 | 820.7606 | 973.3584 | 283.1967 | 303.0055 | 303.0055 | 303.0055 | 0.043935 | 1.1367 | 3.4794 | 28.0996 | 0 | 0 | 0 | 0 | -410.8099 | -279.5667 | -316.2935 | -342.3177 | 0.39092 | 0.38892 | 0.39029 | 0.38929 | -160.5929 | -108.7289 | -123.4466 | -133.2597
9 | 16 | 22 | 821.8159 | 835.3755 | 848.3803 | 989.6625 | 378.8299 | 100.3275 | 0 | 0 | 45.0565 | 93.8273 | 94.373 | 102.3945 | 0 | 0 | 0 | 0 | 611.7406 | 690.8126 | 823.6663 | 964.6708 | 283.1967 | 303.0055 | 303.0055 | 303.0055 | 0.19955 | 2.0251 | 8.0296 | 42.7249 | 0 | 0 | 0 | 0 | -497.2074 | -354.6225 | -380.6941 | -423.1332 | 0.38531 | 0.3837 | 0.387 | 0.38422 | -191.5771 | -136.0685 | -147.3289 | -162.5753
9 | 16 | 23 | 731.029 | 743.2659 | 754.961 | 880.6626 | 378.8299 | 100.3275 | 0 | 0 | 43.665 | 98.5821 | 97.103 | 103.981 | 0 | 0 | 0 | 0 | 611.2707 | 686.4139 | 804.509 | 940.5663 | 0 | 0 | 0 | 0 | 0.59506 | 1.9037 | 8.2024 | 16.8222 | 0 | 0 | 0 | 0 | -303.3317 | -143.9612 | -154.8534 | -180.7069 | 0.37862 | 0.38317 | 0.38456 | 0.38119 | -114.8488 | -55.1622 | -59.5503 | -68.8843
9 | 16 | 24 | 645.5509 | 653.8648 | 661.1938 | 768.3953 | 378.8299 | 100.3275 | 0 | 0 | 42.9115 | 93.7343 | 83.2448 | 88.5154 | 0 | 0 | 0 | 0 | 610.7156 | 688.2824 | 805.3306 | 934.0312 | 0 | 0 | 0 | 0 | 0.88365 | 6.1267 | 12.8285 | 6.1567 | 0 | 0 | 0 | 0 | -387.7898 | -234.6062 | -240.2101 | -260.308 | 0.37097 | 0.3792 | 0.38104 | 0.37743 | -143.8578 | -88.9632 | -91.5305 | -98.2482
9 | 17 | 1 | 586.4211 | 591.1746 | 594.6068 | 688.1218 | 378.8299 | 100.3275 | 0 | 0 | 32.0025 | 78.3893 | 93.3391 | 82.7196 | 0 | 0 | 0 | 0 | 605.3757 | 684.7645 | 798.4488 | 917.2187 | 0 | 0 | 0 | 0 | -0.1629 | 8.7126 | 6.1395 | 7.524 | 0 | 0 | 0 | 0 | -429.624 | -281.0193 | -303.3206 | -319.3406 | 0.37067 | 0.37067 | 0.37608 | 0.37093 | -159.2505 | -104.1652 | -114.0731 | -118.4527
9 | 17 | 2 | 552.6415 | 554.0112 | 553.6507 | 637.4524 | 378.8299 | 100.3275 | 0 | 0 | 26.1942 | 84.0056 | 79.2914 | 78.4264 | 0 | 0 | 0 | 0 | 605.1626 | 679.5713 | 794.0713 | 915.7761 | 0 | 0 | 0 | 0 | -0.12566 | 8.2892 | 5.9855 | 0.54107 | 0 | 0 | 0 | 0 | -457.4196 | -318.1823 | -325.6976 | -357.2912 | 0.36983 | 0.36895 | 0.37442 | 0.36801 | -169.1667 | -117.3923 | -121.9467 | -131.4875
9 | 17 | 3 | 532.3628 | 530.9266 | 527.4379 | 604.4559 | 378.8299 | 100.3275 | 0 | 0 | 22.9041 | 71.4996 | 72.4953 | 71.1248 | 0 | 0 | 0 | 0 | 608.9242 | 672.2784 | 783.4934 | 896.9945 | 0 | 0 | 0 | 0 | -0.23793 | 5.4706 | 5.5088 | -2.9079 | 0 | 0 | 0 | 0 | -478.0574 | -318.6495 | -334.0595 | -360.7555 | 0.37068 | 0.36878 | 0.37239 | 0.3659 | -177.2047 | -117.5129 | -124.4007 | -132.0003
9 | 17 | 4 | 525.2569 | 520.9155 | 514.0546 | 585.8674 | 378.8299 | 100.3275 | 0 | 0 | 24.6921 | 69.2306 | 70.8137 | 72.6898 | 0 | 0 | 0 | 0 | 564.3407 | 618.4271 | 723.8014 | 831.5965 | 0 | 0 | 0 | 0 | -0.11459 | 0.95882 | 4.7997 | 0 | 0 | 0 | 0 | 0 | -442.4912 | -268.0285 | -285.3602 | -318.4188 | 0.3692 | 0.37208 | 0.37262 | 0.36651 | -163.3697 | -99.7268 | -106.3302 | -116.7021
9 | 17 | 5 | 535.3065 | 527.4952 | 516.4682 | 584.6039 | 378.8299 | 100.3275 | 0 | 0 | 34.0022 | 79.0778 | 82.8734 | 77.3418 | 0 | 0 | 0 | 0 | 553.6523 | 596.794 | 693.7945 | 790.3863 | 0 | 0 | 0 | 0 | -0.075349 | 6.0765 | 1.9742 | -14.6875 | 0 | 0 | 0 | 0 | -431.1026 | -254.7805 | -262.1739 | -268.4367 | 0.36849 | 0.37169 | 0.3739 | 0.36618 | -158.8568 | -94.6981 | -98.0262 | -98.2948
9 | 17 | 6 | 573.0923 | 563.2591 | 549.7597 | 620.6736 | 378.8299 | 100.3275 | 0 | 0 | 35.6461 | 73.9555 | 76.2612 | 74.8531 | 0 | 0 | 0 | 0 | 521.7935 | 569.5327 | 656.1529 | 715.7427 | 0 | 0 | 0 | 0 | -0.053556 | 1.1463 | 10.5802 | -16 | 0 | 0 | 0 | 0 | -363.1236 | -181.7028 | -193.2346 | -153.9222 | 0.37162 | 0.37651 | 0.37574 | 0.37098 | -134.944 | -68.4131 | -72.6054 | -57.1021
9 | 17 | 7 | 655.6722 | 645.1717 | 630.7604 | 713.4148 | 378.8299 | 100.3275 | 0 | 0 | 31.7987 | 60.4694 | 59.3716 | 58.0865 | 0 | 0 | 0 | 0 | 542.0828 | 737.0265 | 824.6652 | 886.4519 | 0 | 0 | 0 | 0 | -0.31579 | -3.3316 | -5.1225 | -2.1444 | 0 | 0 | 0 | 0 | -296.7234 | -249.3201 | -248.1538 | -228.9793 | 0.37194 | 0.38123 | 0.37528 | 0.36663 | -110.3624 | -95.0488 | -93.1281 | -83.9496
9 | 17 | 8 | 713.2212 | 702.8423 | 688.428 | 779.9493 | 378.8299 | 100.3275 | 0 | 0 | 27.0743 | 44.0153 | 47.8072 | 53.7099 | 0 | 0 | 0 | 0 | 564.1154 | 916.5208 | 1027.4799 | 1117.0157 | 0 | 0 | 0 | 0 | -0.18417 | -7.2339 | -9.8843 | -2.1954 | 0 | 0 | 0 | 0 | -256.6142 | -350.7874 | -376.9748 | -388.5809 | 0.36962 | 0.37552 | 0.37235 | 0.38036 | -94.8509 | -131.7287 | -140.3657 | -147.8022
9 | 17 | 9 | 746.6371 | 736.819 | 722.8782 | 819.9695 | 378.8299 | 100.3275 | 0 | 0 | 21.1236 | 38.1845 | 39.6347 | 45.8454 | 0 | 0 | 0 | 0 | 627.2125 | 1089.9792 | 1225.6797 | 1324.434 | 0 | 0 | 0 | 0 | -0.25585 | -10.9645 | -16.2099 | -24.2221 | 0 | 0 | 0 | 0 | -280.273 | -480.7076 | -526.2263 | -526.0878 | 0.37229 | 0.38397 | 0.38397 | 0.17588 | -104.3431 | -184.5795 | -202.0576 | -92.5258
9 | 17 | 10 | 788.5991 | 779.6509 | 766.6881 | 871.5478 | 378.8299 | 100.3275 | 0 | 0 | 21.6085 | 39.1411 | 39.0459 | 41.726 | 0 | 0 | 0 | 0 | 665.45 | 1194.5901 | 1343.2299 | 1439.1403 | 0 | 0 | 0 | 0 | -0.15926 | -14.5921 | -26.1521 | -48.6348 | 0 | 0 | 0 | 0 | -277.13 | -539.8157 | -589.4357 | -560.6836 | 0.37171 | 0.38397 | 0.38397 | 0.17588 | -103.0127 | -207.2755 | -226.3284 | -98.6104
9 | 17 | 11 | 832.7668 | 825.0852 | 813.5606 | 927.0964 | 378.8299 | 100.3275 | 0 | 0 | 25.4127 | 37.4882 | 39.6055 | 37.508 | 0 | 0 | 0 | 0 | 643.068 | 1177.1882 | 1313.9279 | 1408.6518 | 0 | 0 | 0 | 0 | -0.10227 | -9.2468 | -20.4643 | -48 | 0 | 0 | 0 | 0 | -214.4415 | -480.6719 | -519.5084 | -471.0634 | 0.37104 | 0.38397 | 0.38397 | 0.17588 | -79.5661 | -184.5658 | -199.4781 | -82.8484
9 | 17 | 12 | 865.7992 | 859.2859 | 849.06 | 969.3018 | 378.8299 | 100.3275 | 0 | 0 | 28.5348 | 40.2979 | 41.926 | 38.3366 | 0 | 0 | 0 | 0 | 617.6273 | 1167.3743 | 1316.4714 | 1426.0681 | 0 | 0 | 0 | 0 | -0.099052 | -6.5035 | -13.903 | -44.4781 | 0 | 0 | 0 | 0 | -159.0937 | -442.2102 | -495.4344 | -450.6248 | 0.37287 | 0.38397 | 0.38397 | 0.17588 | -59.3209 | -169.7974 | -190.2343 | -79.2537
9 | 17 | 13 | 891.8793 | 886.5732 | 877.5787 | 1003.159 | 378.8299 | 100.3275 | 0 | 0 | 34.758 | 39.007 | 40.8006 | 39.5263 | 0 | 0 | 0 | 0 | 606.8551 | 1163.4379 | 1317.2994 | 1429.5959 | 0 | 0 | 0 | 0 | -0.21301 | -6.1251 | -13.0071 | -41.4825 | 0 | 0 | 0 | 0 | -128.3507 | -410.0741 | -467.5143 | -424.4807 | 0.37446 | 0.38065 | 0.38397 | 0.16813 | -48.0617 | -156.0965 | -179.5137 | -71.3681
9 | 17 | 14 | 933.0944 | 929.3323 | 922.0477 | 1056.0857 | 378.8299 | 100.3275 | 0 | 0 | 34.9555 | 50.6922 | 45.4633 | 47.6928 | 0 | 0 | 0 | 0 | 608.4514 | 1161.4171 | 1311.8674 | 1431.688 | 0 | 0 | 0 | 0 | -0.16704 | -2.6307 | -10.9071 | -7.9487 | 0 | 0 | 0 | 0 | -88.9754 | -380.4737 | -424.3758 | -415.3464 | 0.37539 | 0.37471 | 0.37695 | 0.16849 | -33.4001 | -142.5686 | -159.9669 | -69.9821
9 | 17 | 15 | 958.53 | 956.3245 | 950.8015 | 1090.923 | 378.8299 | 100.3275 | 0 | 0 | 36.9827 | 58.3854 | 52.5178 | 50.4534 | 0 | 0 | 0 | 0 | 645.5905 | 1166.3937 | 1298.7031 | 1421.0756 | 0 | 0 | 0 | 0 | -0.23559 | -0.63362 | -0.81417 | -4.0994 | 0 | 0 | 0 | 0 | -102.6376 | -368.1484 | -399.6052 | -376.5065 | 0.37558 | 0.37413 | 0.37546 | 0.16764 | -38.5483 | -137.736 | -150.0363 | -63.1159
9 | 17 | 16 | 974.1689 | 975.4137 | 973.7981 | 1120.9621 | 378.8299 | 100.3275 | 0 | 0 | 34.0787 | 62.5259 | 57.948 | 60.3179 | 0 | 0 | 0 | 0 | 660.6789 | 1139.3874 | 1263.5733 | 1381.8854 | 0 | 0 | 0 | 0 | -0.17221 | -1.099 | -1.8828 | 0.32329 | 0 | 0 | 0 | 0 | -99.2465 | -325.7281 | -345.8404 | -321.5646 | 0.38077 | 0.3675 | 0.37018 | 0.37865 | -37.7898 | -119.7043 | -128.0231 | -121.7613
9 | 17 | 17 | 981.6022 | 986.9504 | 990.0785 | 1144.128 | 378.8299 | 100.3275 | 0 | 0 | 36.4097 | 66.6199 | 65.8686 | 64.9803 | 0 | 0 | 0 | 0 | 646.6487 | 1013.0769 | 1103.5928 | 1201.7198 | 283.1967 | 303.0055 | 303.0055 | 303.0055 | -0.21127 | -1.3047 | -2.285 | -1.0993 | 0 | 0 | 0 | 0 | -363.2715 | -494.7748 | -480.1033 | -424.4782 | 0.38859 | 0.37976 | 0.38475 | 0.37375 | -141.1638 | -187.8944 | -184.72 | -158.6472
9 | 17 | 18 | 977.8528 | 986.6106 | 993.5228 | 1151.2763 | 378.8299 | 100.3275 | 0 | 0 | 42.2366 | 84.2966 | 72.7874 | 74.6224 | 0 | 0 | 0 | 0 | 536.3504 | 716.623 | 757.9813 | 802.9734 | 283.1967 | 303.0055 | 303.0055 | 303.0055 | -0.11316 | -1.7963 | -0.3606 | 0 | 0 | 0 | 0 | 0 | -262.6476 | -215.8457 | -139.8908 | -29.3249 | 0.39913 | 0.39052 | 0.39482 | 0.38967 | -104.83 | -84.2931 | -55.2323 | -11.4271
9 | 17 | 19 | 949.407 | 959.9011 | 968.6841 | 1123.9571 | 378.8299 | 100.3275 | 0 | 0 | 46.7307 | 94.4836 | 94.6318 | 85.9408 | 0 | 0 | 0 | 0 | 507.1698 | 596.7128 | 628.9766 | 669.8203 | 283.1967 | 303.0055 | 303.0055 | 303.0055 | 0.34367 | 3.7977 | 14.3582 | 41.168 | 0 | 0 | 0 | 0 | -266.8638 | -138.426 | -72.288 | 24.0225 | 0.40014 | 0.39646 | 0.4013 | 0.39601 | -106.7818 | -54.8805 | -29.0092 | 9.5132
9 | 17 | 20 | 960.1882 | 973.1579 | 984.9407 | 1145.7518 | 378.8299 | 100.3275 | 0 | 0 | 46.0873 | 93.2891 | 97.6813 | 95.5537 | 0 | 0 | 0 | 0 | 481.3835 | 572.5897 | 622.9687 | 671.6103 | 283.1967 | 303.0055 | 303.0055 | 303.0055 | -0.18296 | 1.007 | 1.9969 | 36.0576 | 0 | 0 | 0 | 0 | -229.1263 | -97.0608 | -40.7117 | 39.5247 | 0.39652 | 0.39181 | 0.39756 | 0.39343 | -90.8533 | -38.0298 | -16.1853 | 15.5503
9 | 17 | 21 | 930.3478 | 944.38 | 957.6273 | 1115.8691 | 378.8299 | 100.3275 | 0 | 0 | 41.7957 | 95.2958 | 101.6092 | 100.1483 | 0 | 0 | 0 | 0 | 532.7306 | 620.2619 | 674.1409 | 732.8574 | 283.1967 | 303.0055 | 303.0055 | 303.0055 | 0.043935 | 1.1367 | 3.4794 | 28.0996 | 0 | 0 | 0 | 0 | -306.249 | -175.6474 | -124.6077 | -48.2415 | 0.39092 | 0.38892 | 0.39029 | 0.38929 | -119.7181 | -68.3127 | -48.6333 | -18.7798
9 | 17 | 22 | 853.7252 | 868.2063 | 882.3041 | 1029.9909 | 378.8299 | 100.3275 | 0 | 0 | 45.0565 | 93.8273 | 94.373 | 102.3945 | 0 | 0 | 0 | 0 | 476.2307 | 551.13 | 603.4778 | 673.7511 | 283.1967 | 303.0055 | 303.0055 | 303.0055 | 0.19955 | 2.0251 | 8.0296 | 42.7249 | 0 | 0 | 0 | 0 | -329.7882 | -182.1092 | -126.5818 | -91.8852 | 0.38531 | 0.3837 | 0.387 | 0.38422 | -127.0694 | -69.8752 | -48.9872 | -35.3039
9 | 17 | 23 | 751.0564 | 763.8741 | 776.2579 | 905.9824 | 378.8299 | 100.3275 | 0 | 0 | 43.665 | 98.5821 | 97.103 | 103.981 | 0 | 0 | 0 | 0 | 448.0888 | 507.611 | 561.5916 | 620.7823 | 0 | 0 | 0 | 0 | 0.59506 | 1.9037 | 8.2024 | 16.8222 | 0 | 0 | 0 | 0 | -120.1223 | 55.4498 | 109.3608 | 164.3969 | 0.37862 | 0.38317 | 0.38456 | 0.38119 | -45.4813 | 21.2469 | 42.0557 | 62.667
9 | 17 | 24 | 660.4479 | 669.1994 | 677.0479 | 787.25 | 378.8299 | 100.3275 | 0 | 0 | 42.9115 | 93.7343 | 83.2448 | 88.5154 | 0 | 0 | 0 | 0 | 410.5945 | 452.0828 | 517.9982 | 572.0021 | 0 | 0 | 0 | 0 | 0.88365 | 6.1267 | 12.8285 | 6.1567 | 0 | 0 | 0 | 0 | -172.7716 | 16.9281 | 62.9763 | 120.5758 | 0.37097 | 0.3792 | 0.38104 | 0.37743 | -64.0928 | 6.4192 | 23.9967 | 45.509
9 | 18 | 1 | 603.4053 | 608.6524 | 612.6702 | 709.5985 | 378.8299 | 100.3275 | 0 | 0 | 32.0025 | 78.3893 | 93.3391 | 82.7196 | 0 | 0 | 0 | 0 | 368.0327 | 391.4591 | 461.9671 | 536.8019 | 0 | 0 | 0 | 0 | -0.1629 | 8.7126 | 6.1395 | 7.524 | 0 | 0 | 0 | 0 | -175.2968 | 29.7639 | 51.2244 | 82.553 | 0.37067 | 0.37067 | 0.37608 | 0.37093 | -64.978 | 11.0326 | 19.2645 | 30.6213
9 | 18 | 2 | 567.0093 | 568.7964 | 568.9309 | 655.6199 | 378.8299 | 100.3275 | 0 | 0 | 26.1942 | 84.0056 | 79.2914 | 78.4264 | 0 | 0 | 0 | 0 | 286.0837 | 304.3084 | 370.8931 | 456.9019 | 0 | 0 | 0 | 0 | -0.12566 | 8.2892 | 5.9855 | 0.54107 | 0 | 0 | 0 | 0 | -123.9728 | 71.8657 | 112.7609 | 119.7504 | 0.36983 | 0.36895 | 0.37442 | 0.36801 | -45.8486 | 26.5146 | 42.2196 | 44.0696
9 | 18 | 3 | 543.3287 | 542.2111 | 539.1005 | 618.3222 | 378.8299 | 100.3275 | 0 | 0 | 22.9041 | 71.4996 | 72.4953 | 71.1248 | 0 | 0 | 0 | 0 | 236.072 | 244.862 | 317.469 | 397.4844 | 0 | 0 | 0 | 0 | -0.23793 | 5.4706 | 5.5088 | -2.9079 | 0 | 0 | 0 | 0 | -94.2394 | 120.0514 | 143.6275 | 152.6209 | 0.37068 | 0.36878 | 0.37239 | 0.3659 | -34.9323 | 44.2731 | 53.4855 | 55.844
9 | 18 | 4 | 532.9697 | 528.8515 | 522.2553 | 595.6167 | 378.8299 | 100.3275 | 0 | 0 | 24.6921 | 69.2306 | 70.8137 | 72.6898 | 0 | 0 | 0 | 0 | 220.9955 | 221.3902 | 296.5934 | 372.5937 | 0 | 0 | 0 | 0 | -0.11459 | 0.95882 | 4.7997 | 0 | 0 | 0 | 0 | 0 | -91.4332 | 136.9444 | 150.0484 | 150.3332 | 0.3692 | 0.37208 | 0.37262 | 0.36651 | -33.7575 | 50.9537 | 55.9107 | 55.0979
9 | 18 | 5 | 539.3652 | 531.6733 | 520.7879 | 589.7413 | 378.8299 | 100.3275 | 0 | 0 | 34.0022 | 79.0778 | 82.8734 | 77.3418 | 0 | 0 | 0 | 0 | 231.0595 | 222.9885 | 302.3643 | 370.3677 | 0 | 0 | 0 | 0 | -0.075349 | 6.0765 | 1.9742 | -14.6875 | 0 | 0 | 0 | 0 | -104.451 | 123.2031 | 133.5761 | 156.7194 | 0.36849 | 0.37169 | 0.3739 | 0.36618 | -38.4891 | 45.7927 | 49.9438 | 57.3867
9 | 18 | 6 | 578.4899 | 568.8122 | 555.4971 | 627.4937 | 378.8299 | 100.3275 | 0 | 0 | 35.6461 | 73.9555 | 76.2612 | 74.8531 | 0 | 0 | 0 | 0 | 248.3321 | 242.3296 | 320.2533 | 368.8657 | 0 | 0 | 0 | 0 | -0.053556 | 1.1463 | 10.5802 | -16 | 0 | 0 | 0 | 0 | -84.2646 | 151.0533 | 148.4023 | 199.7749 | 0.37162 | 0.37651 | 0.37574 | 0.37098 | -31.3144 | 56.8732 | 55.7602 | 74.1125
9 | 18 | 7 | 656.8016 | 646.3368 | 631.968 | 714.8536 | 378.8299 | 100.3275 | 0 | 0 | 31.7987 | 60.4694 | 59.3716 | 58.0865 | 0 | 0 | 0 | 0 | 273.3658 | 395.591 | 474.4898 | 509.9958 | 0 | 0 | 0 | 0 | -0.31579 | -3.3316 | -5.1225 | -2.1444 | 0 | 0 | 0 | 0 | -26.877 | 93.2806 | 103.2292 | 148.9156 | 0.37194 | 0.38123 | 0.37528 | 0.36663 | -9.9966 | 35.5615 | 38.7402 | 54.5963
9 | 18 | 8 | 712.0381 | 701.6249 | 687.17 | 778.4538 | 378.8299 | 100.3275 | 0 | 0 | 27.0743 | 44.0153 | 47.8072 | 53.7099 | 0 | 0 | 0 | 0 | 297.8724 | 580.0377 | 671.5453 | 715.6233 | 0 | 0 | 0 | 0 | -0.18417 | -7.2339 | -9.8843 | -2.1954 | 0 | 0 | 0 | 0 | 8.4456 | -15.5216 | -22.2982 | 11.3159 | 0.36962 | 0.37552 | 0.37235 | 0.38036 | 3.1217 | -5.8287 | -8.3027 | 4.3042
9 | 18 | 9 | 744.0574 | 734.1696 | 720.1466 | 816.7271 | 378.8299 | 100.3275 | 0 | 0 | 21.1236 | 38.1845 | 39.6347 | 45.8454 | 0 | 0 | 0 | 0 | 366.9144 | 761.4498 | 883.0284 | 936.3833 | 0 | 0 | 0 | 0 | -0.25585 | -10.9645 | -16.2099 | -24.2221 | 0 | 0 | 0 | 0 | -22.5548 | -154.8277 | -186.3067 | -141.2795 | 0.37229 | 0.38397 | 0.38397 | 0.17588 | -8.3969 | -59.4499 | -71.5371 | -24.8476
9 | 18 | 10 | 782.866 | 773.7593 | 760.6088 | 864.3281 | 378.8299 | 100.3275 | 0 | 0 | 21.6085 | 39.1411 | 39.0459 | 41.726 | 0 | 0 | 0 | 0 | 429.1295 | 886.6915 | 1032.0914 | 1093.8369 | 0 | 0 | 0 | 0 | -0.15926 | -14.5921 | -26.1521 | -48.6348 | 0 | 0 | 0 | 0 | -46.5426 | -237.8087 | -284.3764 | -222.6 | 0.37171 | 0.38397 | 0.38397 | 0.17588 | -17.3005 | -91.3125 | -109.1933 | -39.1498
9 | 18 | 11 | 824.6276 | 816.7212 | 804.9307 | 916.8477 | 378.8299 | 100.3275 | 0 | 0 | 25.4127 | 37.4882 | 39.6055 | 37.508 | 0 | 0 | 0 | 0 | 465.2134 | 952.5629 | 1112.5471 | 1183.774 | 0 | 0 | 0 | 0 | -0.10227 | -9.2468 | -20.4643 | -48 | 0 | 0 | 0 | 0 | -44.7262 | -264.4106 | -326.7576 | -256.4342 | 0.37104 | 0.38397 | 0.38397 | 0.17588 | -16.5951 | -101.527 | -125.4667 | -45.1004
9 | 18 | 12 | 856.1109 | 849.3348 | 838.7982 | 957.1201 | 378.8299 | 100.3275 | 0 | 0 | 28.5348 | 40.2979 | 41.926 | 38.3366 | 0 | 0 | 0 | 0 | 477.6041 | 977.5994 | 1146.3023 | 1224.5905 | 0 | 0 | 0 | 0 | -0.099052 | -6.5035 | -13.903 | -44.4781 | 0 | 0 | 0 | 0 | -28.7589 | -262.3864 | -335.5271 | -261.3288 | 0.37287 | 0.38397 | 0.38397 | 0.17588 | -10.7232 | -100.7497 | -128.8339 | -45.9613
9 | 18 | 13 | 886.4656 | 881.009 | 871.8362 | 996.3383 | 378.8299 | 100.3275 | 0 | 0 | 34.758 | 39.007 | 40.8006 | 39.5263 | 0 | 0 | 0 | 0 | 488.2622 | 983.1575 | 1151.6927 | 1229.8326 | 0 | 0 | 0 | 0 | -0.21301 | -6.1251 | -13.0071 | -41.4825 | 0 | 0 | 0 | 0 | -15.1715 | -235.3579 | -307.65 | -231.5382 | 0.37446 | 0.38065 | 0.38397 | 0.16813 | -5.6811 | -89.59 | -118.1298 | -38.9286
9 | 18 | 14 | 921.1255 | 917.0332 | 909.3579 | 1041.016 | 378.8299 | 100.3275 | 0 | 0 | 34.9555 | 50.6922 | 45.4633 | 47.6928 | 0 | 0 | 0 | 0 | 511.9303 | 996.9952 | 1168.7908 | 1245.3132 | 0 | 0 | 0 | 0 | -0.16704 | -2.6307 | -10.9071 | -7.9487 | 0 | 0 | 0 | 0 | -4.4231 | -228.3509 | -293.9892 | -244.0413 | 0.37539 | 0.37471 | 0.37695 | 0.16849 | -1.6604 | -85.5661 | -110.8181 | -41.1188
9 | 18 | 15 | 946.2331 | 943.692 | 937.7721 | 1075.4538 | 378.8299 | 100.3275 | 0 | 0 | 36.9827 | 58.3854 | 52.5178 | 50.4534 | 0 | 0 | 0 | 0 | 524.8586 | 979.0266 | 1142.9056 | 1212.8819 | 0 | 0 | 0 | 0 | -0.23559 | -0.63362 | -0.81417 | -4.0994 | 0 | 0 | 0 | 0 | 5.7974 | -193.4139 | -256.837 | -183.782 | 0.37558 | 0.37413 | 0.37546 | 0.16764 | 2.1774 | -72.3623 | -96.4324 | -30.8084
9 | 18 | 16 | 964.9931 | 965.9749 | 964.0474 | 1109.3725 | 378.8299 | 100.3275 | 0 | 0 | 34.0787 | 62.5259 | 57.948 | 60.3179 | 0 | 0 | 0 | 0 | 554.3211 | 942.2038 | 1080.3566 | 1140.6125 | 0 | 0 | 0 | 0 | -0.17221 | -1.099 | -1.8828 | 0.32329 | 0 | 0 | 0 | 0 | -2.0643 | -137.9833 | -172.3744 | -91.8812 | 0.38077 | 0.3675 | 0.37018 | 0.37865 | -0.78603 | -50.7085 | -63.8095 | -34.791
9 | 18 | 17 | 974.2484 | 979.3844 | 982.261 | 1134.835 | 378.8299 | 100.3275 | 0 | 0 | 36.4097 | 66.6199 | 65.8686 | 64.9803 | 0 | 0 | 0 | 0 | 562.6995 | 826.4842 | 939.699 | 990.6215 | 283.1967 | 303.0055 | 303.0055 | 303.0055 | -0.21127 | -1.3047 | -2.285 | -1.0993 | 0 | 0 | 0 | 0 | -286.6762 | -315.7479 | -324.027 | -222.6729 | 0.38859 | 0.37976 | 0.38475 | 0.37375 | -111.3996 | -119.9077 | -124.6695 | -83.2232
9 | 18 | 18 | 967.4732 | 975.9306 | 982.4865 | 1138.1556 | 378.8299 | 100.3275 | 0 | 0 | 42.2366 | 84.2966 | 72.7874 | 74.6224 | 0 | 0 | 0 | 0 | 530.826 | 639.107 | 733.3797 | 782.0955 | 283.1967 | 303.0055 | 303.0055 | 303.0055 | -0.11316 | -1.7963 | -0.3606 | 0 | 0 | 0 | 0 | 0 | -267.5028 | -149.0097 | -126.3255 | -21.5676 | 0.39913 | 0.39052 | 0.39482 | 0.38967 | -106.7679 | -58.192 | -49.8764 | -8.4043
9 | 18 | 19 | 942.6012 | 952.8939 | 961.4378 | 1115.3378 | 378.8299 | 100.3275 | 0 | 0 | 46.7307 | 94.4836 | 94.6318 | 85.9408 | 0 | 0 | 0 | 0 | 576.6802 | 603.6657 | 713.0752 | 767.4186 | 283.1967 | 303.0055 | 303.0055 | 303.0055 | 0.34367 | 3.7977 | 14.3582 | 41.168 | 0 | 0 | 0 | 0 | -343.18 | -152.3861 | -163.6329 | -82.1951 | 0.40014 | 0.39646 | 0.4013 | 0.39601 | -137.3187 | -60.4151 | -65.6659 | -32.5502
9 | 18 | 20 | 955.8246 | 968.661 | 980.2851 | 1140.2097 | 378.8299 | 100.3275 | 0 | 0 | 46.0873 | 93.2891 | 97.6813 | 95.5537 | 0 | 0 | 0 | 0 | 585.6885 | 617.2381 | 737.9769 | 803.1522 | 283.1967 | 303.0055 | 303.0055 | 303.0055 | -0.18296 | 1.007 | 1.9969 | 36.0576 | 0 | 0 | 0 | 0 | -337.7949 | -146.2061 | -160.3755 | -97.5593 | 0.39652 | 0.39181 | 0.39756 | 0.39343 | -133.9427 | -57.2856 | -63.7586 | -38.383
9 | 18 | 21 | 932.8158 | 946.9125 | 960.2358 | 1118.9632 | 378.8299 | 100.3275 | 0 | 0 | 41.7957 | 95.2958 | 101.6092 | 100.1483 | 0 | 0 | 0 | 0 | 561.1177 | 592.5042 | 692.3619 | 760.8778 | 283.1967 | 303.0055 | 303.0055 | 303.0055 | 0.043935 | 1.1367 | 3.4794 | 28.0996 | 0 | 0 | 0 | 0 | -332.1681 | -145.3571 | -140.2202 | -73.1679 | 0.39092 | 0.38892 | 0.39029 | 0.38929 | -129.8504 | -56.5322 | -54.7267 | -28.4833
9 | 18 | 22 | 850.1771 | 864.5628 | 878.5478 | 1025.5326 | 378.8299 | 100.3275 | 0 | 0 | 45.0565 | 93.8273 | 94.373 | 102.3945 | 0 | 0 | 0 | 0 | 506.9981 | 541.5174 | 634.7217 | 710.1031 | 283.1967 | 303.0055 | 303.0055 | 303.0055 | 0.19955 | 2.0251 | 8.0296 | 42.7249 | 0 | 0 | 0 | 0 | -364.1037 | -176.1399 | -161.5819 | -132.6954 | 0.38531 | 0.3837 | 0.387 | 0.38422 | -140.2914 | -67.5848 | -62.5323 | -50.9839
9 | 18 | 23 | 746.731 | 759.4341 | 771.6827 | 900.5541 | 378.8299 | 100.3275 | 0 | 0 | 43.665 | 98.5821 | 97.103 | 103.981 | 0 | 0 | 0 | 0 | 467.7887 | 504.3503 | 596.2866 | 681.2145 | 0 | 0 | 0 | 0 | 0.59506 | 1.9037 | 8.2024 | 16.8222 | 0 | 0 | 0 | 0 | -144.1477 | 54.2706 | 70.0907 | 98.5364 | 0.37862 | 0.38317 | 0.38456 | 0.38119 | -54.5779 | 20.7951 | 26.954 | 37.5614
9 | 18 | 24 | 657.3995 | 666.0689 | 673.8204 | 783.4193 | 378.8299 | 100.3275 | 0 | 0 | 42.9115 | 93.7343 | 83.2448 | 88.5154 | 0 | 0 | 0 | 0 | 431.4073 | 465.7387 | 555.2534 | 647.4834 | 0 | 0 | 0 | 0 | 0.88365 | 6.1267 | 12.8285 | 6.1567 | 0 | 0 | 0 | 0 | -196.6328 | 0.14173 | 22.4937 | 41.2639 | 0.37097 | 0.3792 | 0.38104 | 0.37743 | -72.9446 | 0.053745 | 8.5711 | 15.5742
9 | 19 | 1 | 605.7808 | 611.0948 | 615.1919 | 712.5946 | 378.8299 | 100.3275 | 0 | 0 | 32.0025 | 78.3893 | 93.3391 | 82.7196 | 0 | 0 | 0 | 0 | 406.4365 | 439.9986 | 529.0148 | 616.3962 | 0 | 0 | 0 | 0 | -0.1629 | 8.7126 | 6.1395 | 7.524 | 0 | 0 | 0 | 0 | -211.3252 | -16.3332 | -13.3015 | 5.9547 | 0.37067 | 0.37067 | 0.37608 | 0.37093 | -78.3327 | -6.0542 | -5.0025 | 2.2088
9 | 19 | 2 | 570.6545 | 572.5428 | 572.7971 | 660.2118 | 378.8299 | 100.3275 | 0 | 0 | 26.1942 | 84.0056 | 79.2914 | 78.4264 | 0 | 0 | 0 | 0 | 398.8177 | 429.6094 | 525.9899 | 604.5773 | 0 | 0 | 0 | 0 | -0.12566 | 8.2892 | 5.9855 | 0.54107 | 0 | 0 | 0 | 0 | -233.0617 | -49.6889 | -38.4697 | -23.333 | 0.36983 | 0.36895 | 0.37442 | 0.36801 | -86.1928 | -18.3325 | -14.4037 | -8.5868
9 | 19 | 3 | 545.2108 | 544.1465 | 541.0991 | 620.6972 | 378.8299 | 100.3275 | 0 | 0 | 22.9041 | 71.4996 | 72.4953 | 71.1248 | 0 | 0 | 0 | 0 | 397.1122 | 427.7865 | 522.61 | 588.8965 | 0 | 0 | 0 | 0 | -0.23793 | 5.4706 | 5.5088 | -2.9079 | 0 | 0 | 0 | 0 | -253.3975 | -60.9377 | -59.5149 | -36.4162 | 0.37068 | 0.36878 | 0.37239 | 0.3659 | -93.9285 | -22.4729 | -22.1628 | -13.3247
9 | 19 | 4 | 535.3292 | 531.2792 | 524.7638 | 598.5989 | 378.8299 | 100.3275 | 0 | 0 | 24.6921 | 69.2306 | 70.8137 | 72.6898 | 0 | 0 | 0 | 0 | 360.9482 | 392.2618 | 490.8395 | 540.6339 | 0 | 0 | 0 | 0 | -0.11459 | 0.95882 | 4.7997 | 0 | 0 | 0 | 0 | 0 | -229.0264 | -31.4995 | -41.6891 | -14.7248 | 0.3692 | 0.37208 | 0.37262 | 0.36651 | -84.5575 | -11.7202 | -15.5341 | -5.3967
9 | 19 | 5 | 541.852 | 534.234 | 523.4364 | 592.8919 | 378.8299 | 100.3275 | 0 | 0 | 34.0022 | 79.0778 | 82.8734 | 77.3418 | 0 | 0 | 0 | 0 | 293.6546 | 321.0583 | 418.7278 | 468.6991 | 0 | 0 | 0 | 0 | -0.075349 | 6.0765 | 1.9742 | -14.6875 | 0 | 0 | 0 | 0 | -164.5593 | 27.694 | 19.8611 | 61.5385 | 0.36849 | 0.37169 | 0.3739 | 0.36618 | -60.6384 | 10.2934 | 7.426 | 22.5339
9 | 19 | 6 | 578.8682 | 569.2089 | 555.9161 | 627.9994 | 378.8299 | 100.3275 | 0 | 0 | 35.6461 | 73.9555 | 76.2612 | 74.8531 | 0 | 0 | 0 | 0 | 263.9735 | 297.6665 | 395.7441 | 446.5703 | 0 | 0 | 0 | 0 | -0.053556 | 1.1463 | 10.5802 | -16 | 0 | 0 | 0 | 0 | -99.5277 | 96.1131 | 73.3305 | 122.576 | 0.37162 | 0.37651 | 0.37574 | 0.37098 | -36.9865 | 36.1876 | 27.553 | 45.4733
9 | 19 | 7 | 658.0489 | 647.6283 | 633.3124 | 716.46 | 378.8299 | 100.3275 | 0 | 0 | 31.7987 | 60.4694 | 59.3716 | 58.0865 | 0 | 0 | 0 | 0 | 286.7487 | 443.0313 | 542.5211 | 584.5449 | 0 | 0 | 0 | 0 | -0.31579 | -3.3316 | -5.1225 | -2.1444 | 0 | 0 | 0 | 0 | -39.0125 | 47.1317 | 36.5422 | 75.973 | 0.37194 | 0.38123 | 0.37528 | 0.36663 | -14.5102 | 17.9681 | 13.7137 | 27.8536
9 | 19 | 8 | 716.8192 | 706.5418 | 692.2477 | 784.4877 | 378.8299 | 100.3275 | 0 | 0 | 27.0743 | 44.0153 | 47.8072 | 53.7099 | 0 | 0 | 0 | 0 | 376.2979 | 648.7806 | 742.5484 | 786.0774 | 0 | 0 | 0 | 0 | -0.18417 | -7.2339 | -9.8843 | -2.1954 | 0 | 0 | 0 | 0 | -65.1987 | -79.3477 | -88.2236 | -53.1042 | 0.36962 | 0.37552 | 0.37235 | 0.38036 | -24.099 | -29.7969 | -32.8499 | -20.1989
9 | 19 | 9 | 748.4861 | 738.7134 | 724.8259 | 822.2767 | 378.8299 | 100.3275 | 0 | 0 | 21.1236 | 38.1845 | 39.6347 | 45.8454 | 0 | 0 | 0 | 0 | 521.3138 | 862.9557 | 963.5697 | 1016.3796 | 0 | 0 | 0 | 0 | -0.25585 | -10.9645 | -16.2099 | -24.2221 | 0 | 0 | 0 | 0 | -172.5253 | -251.7897 | -262.1687 | -215.7264 | 0.37229 | 0.38397 | 0.38397 | 0.17588 | -64.2296 | -96.6809 | -100.6661 | -37.9409
9 | 19 | 10 | 785.6685 | 776.625 | 763.5485 | 867.8046 | 378.8299 | 100.3275 | 0 | 0 | 21.6085 | 39.1411 | 39.0459 | 41.726 | 0 | 0 | 0 | 0 | 657.8558 | 1054.6821 | 1154.5166 | 1221.8978 | 0 | 0 | 0 | 0 | -0.15926 | -14.5921 | -26.1521 | -48.6348 | 0 | 0 | 0 | 0 | -272.4665 | -402.9336 | -403.862 | -347.1844 | 0.37171 | 0.38397 | 0.38397 | 0.17588 | -101.2792 | -154.7163 | -155.0728 | -61.0611
9 | 19 | 11 | 827.1913 | 819.3334 | 807.5988 | 919.9934 | 378.8299 | 100.3275 | 0 | 0 | 25.4127 | 37.4882 | 39.6055 | 37.508 | 0 | 0 | 0 | 0 | 733.0815 | 1134.5638 | 1233.0157 | 1309.7567 | 0 | 0 | 0 | 0 | -0.10227 | -9.2468 | -20.4643 | -48 | 0 | 0 | 0 | 0 | -310.0305 | -443.7994 | -444.558 | -379.2713 | 0.37104 | 0.38397 | 0.38397 | 0.17588 | -115.0333 | -170.4077 | -170.6991 | -66.7044
9 | 19 | 12 | 858.1267 | 851.3753 | 840.8661 | 959.5441 | 378.8299 | 100.3275 | 0 | 0 | 28.5348 | 40.2979 | 41.926 | 38.3366 | 0 | 0 | 0 | 0 | 751.0977 | 1157.5359 | 1249.0384 | 1339.5938 | 0 | 0 | 0 | 0 | -0.099052 | -6.5035 | -13.903 | -44.4781 | 0 | 0 | 0 | 0 | -300.2367 | -440.2824 | -436.1953 | -373.9082 | 0.37287 | 0.38397 | 0.38397 | 0.17588 | -111.9485 | -169.0572 | -167.488 | -65.7612
9 | 19 | 13 | 891.741 | 886.3847 | 877.3279 | 1002.8135 | 378.8299 | 100.3275 | 0 | 0 | 34.758 | 39.007 | 40.8006 | 39.5263 | 0 | 0 | 0 | 0 | 759.2155 | 1178.5918 | 1285.3941 | 1388.5255 | 0 | 0 | 0 | 0 | -0.21301 | -6.1251 | -13.0071 | -41.4825 | 0 | 0 | 0 | 0 | -280.8493 | -425.4164 | -435.8596 | -383.7557 | 0.37446 | 0.38065 | 0.38397 | 0.16813 | -105.1658 | -161.9367 | -167.3591 | -64.521
9 | 19 | 14 | 928.2438 | 924.2906 | 916.7763 | 1049.7669 | 378.8299 | 100.3275 | 0 | 0 | 34.9555 | 50.6922 | 45.4633 | 47.6928 | 0 | 0 | 0 | 0 | 742.8635 | 1125.1673 | 1234.5968 | 1342.2588 | 0 | 0 | 0 | 0 | -0.16704 | -2.6307 | -10.9071 | -7.9487 | 0 | 0 | 0 | 0 | -228.2381 | -349.2657 | -352.3766 | -332.236 | 0.37539 | 0.37471 | 0.37695 | 0.16849 | -85.6773 | -130.8745 | -132.8271 | -55.9788
9 | 19 | 15 | 959.9914 | 957.7638 | 952.2109 | 1092.5326 | 378.8299 | 100.3275 | 0 | 0 | 36.9827 | 58.3854 | 52.5178 | 50.4534 | 0 | 0 | 0 | 0 | 697.4987 | 1092.3116 | 1199.2184 | 1311.0594 | 0 | 0 | 0 | 0 | -0.23559 | -0.63362 | -0.81417 | -4.0994 | 0 | 0 | 0 | 0 | -153.0843 | -292.6271 | -298.7112 | -264.8807 | 0.37558 | 0.37413 | 0.37546 | 0.16764 | -57.4949 | -109.4811 | -112.1545 | -44.4034
9 | 19 | 16 | 978.6212 | 979.9186 | 978.361 | 1126.3087 | 378.8299 | 100.3275 | 0 | 0 | 34.0787 | 62.5259 | 57.948 | 60.3179 | 0 | 0 | 0 | 0 | 642.5848 | 1009.8344 | 1135.3361 | 1247.8481 | 0 | 0 | 0 | 0 | -0.17221 | -1.099 | -1.8828 | 0.32329 | 0 | 0 | 0 | 0 | -76.7001 | -191.6701 | -213.0403 | -182.1806 | 0.38077 | 0.3675 | 0.37018 | 0.37865 | -29.2048 | -70.4383 | -78.8632 | -68.9832
9 | 19 | 17 | 984.6412 | 990.009 | 993.1565 | 1147.7175 | 378.8299 | 100.3275 | 0 | 0 | 36.4097 | 66.6199 | 65.8686 | 64.9803 | 0 | 0 | 0 | 0 | 562.2819 | 841.2592 | 977.6471 | 1073.8282 | 283.1967 | 303.0055 | 303.0055 | 303.0055 | -0.21127 | -1.3047 | -2.285 | -1.0993 | 0 | 0 | 0 | 0 | -275.8658 | -319.8984 | -351.0797 | -292.9972 | 0.38859 | 0.37976 | 0.38475 | 0.37375 | -107.1988 | -121.4838 | -135.0781 | -109.5066
9 | 19 | 18 | 969.7203 | 978.1968 | 984.7726 | 1140.8265 | 378.8299 | 100.3275 | 0 | 0 | 42.2366 | 84.2966 | 72.7874 | 74.6224 | 0 | 0 | 0 | 0 | 454.7537 | 597.7352 | 709.7418 | 784.2885 | 283.1967 | 303.0055 | 303.0055 | 303.0055 | -0.11316 | -1.7963 | -0.3606 | 0 | 0 | 0 | 0 | 0 | -189.1835 | -105.3717 | -100.4015 | -21.0898 | 0.39913 | 0.39052 | 0.39482 | 0.38967 | -75.5084 | -41.1503 | -39.641 | -8.2181
9 | 19 | 19 | 943.7911 | 954.0798 | 962.6169 | 1116.7003 | 378.8299 | 100.3275 | 0 | 0 | 46.7307 | 94.4836 | 94.6318 | 85.9408 | 0 | 0 | 0 | 0 | 403.7396 | 484.462 | 603.8484 | 666.8882 | 283.1967 | 303.0055 | 303.0055 | 303.0055 | 0.34367 | 3.7977 | 14.3582 | 41.168 | 0 | 0 | 0 | 0 | -169.0496 | -31.9965 | -53.2271 | 19.6977 | 0.40014 | 0.39646 | 0.4013 | 0.39601 | -67.6428 | -12.6854 | -21.36 | 7.8005
9 | 19 | 20 | 956.0054 | 968.8101 | 980.3944 | 1140.3019 | 378.8299 | 100.3275 | 0 | 0 | 46.0873 | 93.2891 | 97.6813 | 95.5537 | 0 | 0 | 0 | 0 | 352.6255 | 434.8103 | 569.4813 | 624.5757 | 283.1967 | 303.0055 | 303.0055 | 303.0055 | -0.18296 | 1.007 | 1.9969 | 36.0576 | 0 | 0 | 0 | 0 | -104.5511 | 36.3708 | 8.2294 | 81.1094 | 0.39652 | 0.39181 | 0.39756 | 0.39343 | -41.4567 | 14.2506 | 3.2717 | 31.9111
9 | 19 | 21 | 934.1366 | 948.2421 | 961.5742 | 1120.5243 | 378.8299 | 100.3275 | 0 | 0 | 41.7957 | 95.2958 | 101.6092 | 100.1483 | 0 | 0 | 0 | 0 | 326.7399 | 404.5203 | 552.3475 | 602.9946 | 283.1967 | 303.0055 | 303.0055 | 303.0055 | 0.043935 | 1.1367 | 3.4794 | 28.0996 | 0 | 0 | 0 | 0 | -96.4695 | 43.9563 | 1.1326 | 86.2763 | 0.39092 | 0.38892 | 0.39029 | 0.38929 | -37.7116 | 17.0955 | 0.44206 | 33.5862
9 | 19 | 22 | 852.7076 | 867.142 | 881.1833 | 1028.6407 | 378.8299 | 100.3275 | 0 | 0 | 45.0565 | 93.8273 | 94.373 | 102.3945 | 0 | 0 | 0 | 0 | 371.0435 | 436.8607 | 582.7524 | 628.1788 | 283.1967 | 303.0055 | 303.0055 | 303.0055 | 0.19955 | 2.0251 | 8.0296 | 42.7249 | 0 | 0 | 0 | 0 | -225.6186 | -68.9042 | -106.9771 | -47.6631 | 0.38531 | 0.3837 | 0.387 | 0.38422 | -86.9322 | -26.4385 | -41.4002 | -18.313
9 | 19 | 23 | 754.815 | 767.7287 | 780.2258 | 910.6868 | 378.8299 | 100.3275 | 0 | 0 | 43.665 | 98.5821 | 97.103 | 103.981 | 0 | 0 | 0 | 0 | 415.5644 | 475.4133 | 596.6073 | 649.0052 | 0 | 0 | 0 | 0 | 0.59506 | 1.9037 | 8.2024 | 16.8222 | 0 | 0 | 0 | 0 | -83.8395 | 91.5022 | 78.3131 | 140.8783 | 0.37862 | 0.38317 | 0.38456 | 0.38119 | -31.7437 | 35.0613 | 30.116 | 53.7019
9 | 19 | 24 | 667.0911 | 676.0141 | 684.0648 | 795.5709 | 378.8299 | 100.3275 | 0 | 0 | 42.9115 | 93.7343 | 83.2448 | 88.5154 | 0 | 0 | 0 | 0 | 357.5369 | 411.4439 | 512.7374 | 568.627 | 0 | 0 | 0 | 0 | 0.88365 | 6.1267 | 12.8285 | 6.1567 | 0 | 0 | 0 | 0 | -113.0708 | 64.3817 | 75.2541 | 132.2718 | 0.37097 | 0.3792 | 0.38104 | 0.37743 | -41.9457 | 24.4137 | 28.6751 | 49.9234
9 | 20 | 1 | 605.8382 | 611.1403 | 615.2226 | 712.6173 | 378.8299 | 100.3275 | 0 | 0 | 32.0025 | 78.3893 | 93.3391 | 82.7196 | 0 | 0 | 0 | 0 | 311.2308 | 353.5099 | 438.9999 | 491.2067 | 0 | 0 | 0 | 0 | -0.1629 | 8.7126 | 6.1395 | 7.524 | 0 | 0 | 0 | 0 | -116.0621 | 70.201 | 76.7441 | 131.167 | 0.37067 | 0.37067 | 0.37608 | 0.37093 | -43.0212 | 26.0214 | 28.862 | 48.6536
9 | 20 | 2 | 569.2165 | 571.0534 | 571.2464 | 658.3583 | 378.8299 | 100.3275 | 0 | 0 | 26.1942 | 84.0056 | 79.2914 | 78.4264 | 0 | 0 | 0 | 0 | 275.0273 | 304.277 | 403.0686 | 464.4083 | 0 | 0 | 0 | 0 | -0.12566 | 8.2892 | 5.9855 | 0.54107 | 0 | 0 | 0 | 0 | -110.7093 | 74.1542 | 82.9009 | 114.9826 | 0.36983 | 0.36895 | 0.37442 | 0.36801 | -40.9434 | 27.3589 | 31.0395 | 42.315
9 | 20 | 3 | 546.6668 | 545.6319 | 542.6185 | 622.4905 | 378.8299 | 100.3275 | 0 | 0 | 22.9041 | 71.4996 | 72.4953 | 71.1248 | 0 | 0 | 0 | 0 | 233.7827 | 249.1182 | 352.0244 | 417.2714 | 0 | 0 | 0 | 0 | -0.23793 | 5.4706 | 5.5088 | -2.9079 | 0 | 0 | 0 | 0 | -88.612 | 119.2159 | 112.5902 | 137.0022 | 0.37068 | 0.36878 | 0.37239 | 0.3659 | -32.8464 | 43.965 | 41.9275 | 50.1291
9 | 20 | 4 | 534.6722 | 530.592 | 524.0402 | 597.7272 | 378.8299 | 100.3275 | 0 | 0 | 24.6921 | 69.2306 | 70.8137 | 72.6898 | 0 | 0 | 0 | 0 | 226.1882 | 226.0509 | 321.5712 | 384.926 | 0 | 0 | 0 | 0 | -0.11459 | 0.95882 | 4.7997 | 0 | 0 | 0 | 0 | 0 | -94.9233 | 134.0242 | 126.8556 | 140.1114 | 0.3692 | 0.37208 | 0.37262 | 0.36651 | -35.0461 | 49.8671 | 47.2686 | 51.3516
9 | 20 | 5 | 541.0199 | 533.3669 | 522.5272 | 591.7998 | 378.8299 | 100.3275 | 0 | 0 | 34.0022 | 79.0778 | 82.8734 | 77.3418 | 0 | 0 | 0 | 0 | 242.8176 | 234.1561 | 323.2677 | 383.9242 | 0 | 0 | 0 | 0 | -0.075349 | 6.0765 | 1.9742 | -14.6875 | 0 | 0 | 0 | 0 | -114.5544 | 113.7291 | 114.412 | 145.2213 | 0.36849 | 0.37169 | 0.3739 | 0.36618 | -42.2121 | 42.2714 | 42.7784 | 53.1764
9 | 20 | 6 | 580.0052 | 570.3697 | 557.1047 | 629.4033 | 378.8299 | 100.3275 | 0 | 0 | 35.6461 | 73.9555 | 76.2612 | 74.8531 | 0 | 0 | 0 | 0 | 264.7919 | 256.4774 | 338.7711 | 395.1143 | 0 | 0 | 0 | 0 | -0.053556 | 1.1463 | 10.5802 | -16 | 0 | 0 | 0 | 0 | -99.2091 | 138.463 | 131.4921 | 175.4359 | 0.37162 | 0.37651 | 0.37574 | 0.37098 | -36.8681 | 52.1328 | 49.4065 | 65.0832
9 | 20 | 7 | 661.633 | 651.2999 | 637.0868 | 720.9306 | 378.8299 | 100.3275 | 0 | 0 | 31.7987 | 60.4694 | 59.3716 | 58.0865 | 0 | 0 | 0 | 0 | 305.5619 | 388.7221 | 479.9751 | 531.8187 | 0 | 0 | 0 | 0 | -0.31579 | -3.3316 | -5.1225 | -2.1444 | 0 | 0 | 0 | 0 | -54.2417 | 105.1124 | 102.8627 | 133.1698 | 0.37194 | 0.38123 | 0.37528 | 0.36663 | -20.1745 | 40.0722 | 38.6027 | 48.8234
9 | 20 | 8 | 716.0796 | 705.7677 | 691.432 | 783.5046 | 378.8299 | 100.3275 | 0 | 0 | 27.0743 | 44.0153 | 47.8072 | 53.7099 | 0 | 0 | 0 | 0 | 386.6076 | 588.0615 | 706.8127 | 768.0461 | 0 | 0 | 0 | 0 | -0.18417 | -7.2339 | -9.8843 | -2.1954 | 0 | 0 | 0 | 0 | -76.2481 | -19.4027 | -53.3036 | -36.056 | 0.36962 | 0.37552 | 0.37235 | 0.38036 | -28.1832 | -7.2862 | -19.8475 | -13.7144
9 | 20 | 9 | 750.4002 | 740.671 | 726.8346 | 824.6526 | 378.8299 | 100.3275 | 0 | 0 | 21.1236 | 38.1845 | 39.6347 | 45.8454 | 0 | 0 | 0 | 0 | 440.6372 | 730.1584 | 870.3074 | 971.4957 | 0 | 0 | 0 | 0 | -0.25585 | -10.9645 | -16.2099 | -24.2221 | 0 | 0 | 0 | 0 | -89.9347 | -117.0348 | -166.8976 | -168.4665 | 0.37229 | 0.38397 | 0.38397 | 0.17588 | -33.4819 | -44.9384 | -64.0845 | -29.6291
9 | 20 | 10 | 785.4422 | 776.3808 | 763.2824 | 867.4766 | 378.8299 | 100.3275 | 0 | 0 | 21.6085 | 39.1411 | 39.0459 | 41.726 | 0 | 0 | 0 | 0 | 484.8513 | 804.1651 | 962.9357 | 1097.0687 | 0 | 0 | 0 | 0 | -0.15926 | -14.5921 | -26.1521 | -48.6348 | 0 | 0 | 0 | 0 | -99.6883 | -152.6608 | -212.5472 | -222.6833 | 0.37171 | 0.38397 | 0.38397 | 0.17588 | -37.0554 | -58.6179 | -81.6128 | -39.1645
9 | 20 | 11 | 831.307 | 823.554 | 811.9431 | 925.1435 | 378.8299 | 100.3275 | 0 | 0 | 25.4127 | 37.4882 | 39.6055 | 37.508 | 0 | 0 | 0 | 0 | 550.5576 | 908.8657 | 1086.6868 | 1236.4041 | 0 | 0 | 0 | 0 | -0.10227 | -9.2468 | -20.4643 | -48 | 0 | 0 | 0 | 0 | -123.391 | -213.8806 | -293.8849 | -300.7686 | 0.37104 | 0.38397 | 0.38397 | 0.17588 | -45.7828 | -82.1247 | -112.8444 | -52.8977
9 | 20 | 12 | 859.8687 | 853.1493 | 842.677 | 961.6783 | 378.8299 | 100.3275 | 0 | 0 | 28.5348 | 40.2979 | 41.926 | 38.3366 | 0 | 0 | 0 | 0 | 623.4046 | 988.3208 | 1164.6324 | 1322.4512 | 0 | 0 | 0 | 0 | -0.099052 | -6.5035 | -13.903 | -44.4781 | 0 | 0 | 0 | 0 | -170.8015 | -269.2933 | -349.9784 | -354.6315 | 0.37287 | 0.38397 | 0.38397 | 0.17588 | -63.6863 | -103.4018 | -134.3829 | -62.3709
9 | 20 | 13 | 882.193 | 876.5553 | 867.1644 | 990.7254 | 378.8299 | 100.3275 | 0 | 0 | 34.758 | 39.007 | 40.8006 | 39.5263 | 0 | 0 | 0 | 0 | 675.3146 | 1057.5676 | 1236.5756 | 1398.7217 | 0 | 0 | 0 | 0 | -0.21301 | -6.1251 | -13.0071 | -41.4825 | 0 | 0 | 0 | 0 | -206.4965 | -314.2217 | -397.2048 | -406.0402 | 0.37446 | 0.38065 | 0.38397 | 0.16813 | -77.3239 | -119.6099 | -152.5166 | -68.2676
9 | 20 | 14 | 919.3772 | 915.1663 | 907.3462 | 1038.5548 | 378.8299 | 100.3275 | 0 | 0 | 34.9555 | 50.6922 | 45.4633 | 47.6928 | 0 | 0 | 0 | 0 | 714.8708 | 1090.4352 | 1260.099 | 1420.0041 | 0 | 0 | 0 | 0 | -0.16704 | -2.6307 | -10.9071 | -7.9487 | 0 | 0 | 0 | 0 | -209.1119 | -323.6579 | -387.3089 | -421.1934 | 0.37539 | 0.37471 | 0.37695 | 0.16849 | -78.4976 | -121.2789 | -145.9947 | -70.9673
9 | 20 | 15 | 946.9862 | 944.3872 | 938.3941 | 1076.1118 | 378.8299 | 100.3275 | 0 | 0 | 36.9827 | 58.3854 | 52.5178 | 50.4534 | 0 | 0 | 0 | 0 | 715.0101 | 1044.0728 | 1183.4632 | 1337.717 | 0 | 0 | 0 | 0 | -0.23559 | -0.63362 | -0.81417 | -4.0994 | 0 | 0 | 0 | 0 | -183.601 | -257.7648 | -296.7727 | -307.9591 | 0.37558 | 0.37413 | 0.37546 | 0.16764 | -68.9563 | -96.438 | -111.4267 | -51.6249
9 | 20 | 16 | 963.9689 | 964.8497 | 962.7983 | 1107.8146 | 378.8299 | 100.3275 | 0 | 0 | 34.0787 | 62.5259 | 57.948 | 60.3179 | 0 | 0 | 0 | 0 | 669.4947 | 963.6179 | 1099.2138 | 1245.3757 | 0 | 0 | 0 | 0 | -0.17221 | -1.099 | -1.8828 | 0.32329 | 0 | 0 | 0 | 0 | -118.2622 | -160.5226 | -192.4807 | -198.2023 | 0.38077 | 0.3675 | 0.37018 | 0.37865 | -45.0303 | -58.9916 | -71.2524 | -75.0498
9 | 20 | 17 | 968.0524 | 972.949 | 975.5381 | 1126.7809 | 378.8299 | 100.3275 | 0 | 0 | 36.4097 | 66.6199 | 65.8686 | 64.9803 | 0 | 0 | 0 | 0 | 590.2671 | 789.7489 | 896.163 | 1016.2104 | 283.1967 | 303.0055 | 303.0055 | 303.0055 | -0.21127 | -1.3047 | -2.285 | -1.0993 | 0 | 0 | 0 | 0 | -320.4398 | -285.4481 | -287.214 | -256.316 | 0.38859 | 0.37976 | 0.38475 | 0.37375 | -124.5198 | -108.4011 | -110.5057 | -95.7972
9 | 20 | 18 | 958.5812 | 966.7398 | 972.9389 | 1126.7627 | 378.8299 | 100.3275 | 0 | 0 | 42.2366 | 84.2966 | 72.7874 | 74.6224 | 0 | 0 | 0 | 0 | 516.7499 | 566.5375 | 639.6522 | 736.347 | 283.1967 | 303.0055 | 303.0055 | 303.0055 | -0.11316 | -1.7963 | -0.3606 | 0 | 0 | 0 | 0 | 0 | -262.3187 | -85.6309 | -42.1456 | 12.7878 | 0.39913 | 0.39052 | 0.39482 | 0.38967 | -104.6987 | -33.441 | -16.6401 | 4.9831
9 | 20 | 19 | 936.3124 | 946.3905 | 954.678 | 1107.268 | 378.8299 | 100.3275 | 0 | 0 | 46.7307 | 94.4836 | 94.6318 | 85.9408 | 0 | 0 | 0 | 0 | 508.9899 | 478.229 | 543.7289 | 639.3024 | 283.1967 | 303.0055 | 303.0055 | 303.0055 | 0.34367 | 3.7977 | 14.3582 | 41.168 | 0 | 0 | 0 | 0 | -281.7785 | -33.4528 | -1.0465 | 37.8513 | 0.40014 | 0.39646 | 0.4013 | 0.39601 | -112.7497 | -13.2627 | -0.41995 | 14.9895
9 | 20 | 20 | 953.3007 | 966.033 | 977.5319 | 1136.9049 | 378.8299 | 100.3275 | 0 | 0 | 46.0873 | 93.2891 | 97.6813 | 95.5537 | 0 | 0 | 0 | 0 | 488.0941 | 459.4252 | 561.1283 | 664.8754 | 283.1967 | 303.0055 | 303.0055 | 303.0055 | -0.18296 | 1.007 | 1.9969 | 36.0576 | 0 | 0 | 0 | 0 | -242.7244 | 8.9788 | 13.72 | 37.4127 | 0.39652 | 0.39181 | 0.39756 | 0.39343 | -96.2453 | 3.518 | 5.4545 | 14.7194
9 | 20 | 21 | 929.6685 | 943.6466 | 956.8276 | 1114.8833 | 378.8299 | 100.3275 | 0 | 0 | 41.7957 | 95.2958 | 101.6092 | 100.1483 | 0 | 0 | 0 | 0 | 464.0507 | 441.8493 | 544.0676 | 653.7272 | 283.1967 | 303.0055 | 303.0055 | 303.0055 | 0.043935 | 1.1367 | 3.4794 | 28.0996 | 0 | 0 | 0 | 0 | -238.2485 | 2.0319 | 4.666 | 29.9027 | 0.39092 | 0.38892 | 0.39029 | 0.38929 | -93.1355 | 0.79023 | 1.8211 | 11.6407
9 | 20 | 22 | 850.6877 | 865.064 | 879.0366 | 1026.089 | 378.8299 | 100.3275 | 0 | 0 | 45.0565 | 93.8273 | 94.373 | 102.3945 | 0 | 0 | 0 | 0 | 377.4462 | 361.4144 | 448.1289 | 572.213 | 283.1967 | 303.0055 | 303.0055 | 303.0055 | 0.19955 | 2.0251 | 8.0296 | 42.7249 | 0 | 0 | 0 | 0 | -234.0411 | 4.4642 | 25.4997 | 5.7511 | 0.38531 | 0.3837 | 0.387 | 0.38422 | -90.1775 | 1.7129 | 9.8684 | 2.2097
9 | 20 | 23 | 753.7408 | 766.6177 | 779.0707 | 909.3076 | 378.8299 | 100.3275 | 0 | 0 | 43.665 | 98.5821 | 97.103 | 103.981 | 0 | 0 | 0 | 0 | 288.9256 | 277.2116 | 348.4976 | 481.2991 | 0 | 0 | 0 | 0 | 0.59506 | 1.9037 | 8.2024 | 16.8222 | 0 | 0 | 0 | 0 | 41.7252 | 288.5929 | 325.2677 | 307.2054 | 0.37862 | 0.38317 | 0.38456 | 0.38119 | 15.7982 | 110.5814 | 125.0847 | 117.1047
9 | 20 | 24 | 665.6772 | 674.5571 | 682.5566 | 793.7757 | 378.8299 | 100.3275 | 0 | 0 | 42.9115 | 93.7343 | 83.2448 | 88.5154 | 0 | 0 | 0 | 0 | 220.2582 | 207.2118 | 265.8996 | 399.9954 | 0 | 0 | 0 | 0 | 0.88365 | 6.1267 | 12.8285 | 6.1567 | 0 | 0 | 0 | 0 | 22.794 | 267.1568 | 320.5837 | 299.1082 | 0.37097 | 0.3792 | 0.38104 | 0.37743 | 8.4558 | 101.3064 | 122.1563 | 112.8926
9 | 21 | 1 | 615.838 | 621.4148 | 625.8222 | 725.2036 | 378.8299 | 100.3275 | 0 | 0 | 32.0025 | 78.3893 | 93.3391 | 82.7196 | 0 | 0 | 0 | 0 | 182.5128 | 170.299 | 234.4943 | 365.1656 | 0 | 0 | 0 | 0 | -0.1629 | 8.7126 | 6.1395 | 7.524 | 0 | 0 | 0 | 0 | 22.6556 | 263.6865 | 291.8492 | 269.7943 | 0.37067 | 0.37067 | 0.37608 | 0.37093 | 8.3979 | 97.7404 | 109.7589 | 100.0746
9 | 21 | 2 | 578.2587 | 580.3442 | 580.8313 | 669.7398 | 378.8299 | 100.3275 | 0 | 0 | 26.1942 | 84.0056 | 79.2914 | 78.4264 | 0 | 0 | 0 | 0 | 155.6019 | 142.1561 | 208.7736 | 327.8791 | 0 | 0 | 0 | 0 | -0.12566 | 8.2892 | 5.9855 | 0.54107 | 0 | 0 | 0 | 0 | 17.7584 | 245.5659 | 286.7807 | 262.8933 | 0.36983 | 0.36895 | 0.37442 | 0.36801 | 6.5675 | 90.6007 | 107.3755 | 96.7479
9 | 21 | 3 | 553.0351 | 552.1743 | 549.367 | 630.503 | 378.8299 | 100.3275 | 0 | 0 | 22.9041 | 71.4996 | 72.4953 | 71.1248 | 0 | 0 | 0 | 0 | 148.4728 | 138.5178 | 206.3939 | 306.3747 | 0 | 0 | 0 | 0 | -0.23793 | 5.4706 | 5.5088 | -2.9079 | 0 | 0 | 0 | 0 | 3.0662 | 236.3588 | 264.969 | 255.9113 | 0.37068 | 0.36878 | 0.37239 | 0.3659 | 1.1366 | 87.1654 | 98.672 | 93.6379
9 | 21 | 4 | 540.8041 | 536.8917 | 530.5384 | 605.4427 | 378.8299 | 100.3275 | 0 | 0 | 24.6921 | 69.2306 | 70.8137 | 72.6898 | 0 | 0 | 0 | 0 | 149.0876 | 143.4491 | 218.8245 | 315.4907 | 0 | 0 | 0 | 0 | -0.11459 | 0.95882 | 4.7997 | 0 | 0 | 0 | 0 | 0 | -11.691 | 222.9257 | 236.1005 | 217.2622 | 0.3692 | 0.37208 | 0.37262 | 0.36651 | -4.3164 | 82.9452 | 87.9752 | 79.6277
9 | 21 | 5 | 546.7385 | 539.2386 | 528.58 | 598.9831 | 378.8299 | 100.3275 | 0 | 0 | 34.0022 | 79.0778 | 82.8734 | 77.3418 | 0 | 0 | 0 | 0 | 144.0755 | 140.6997 | 228.3207 | 326.5557 | 0 | 0 | 0 | 0 | -0.075349 | 6.0765 | 1.9742 | -14.6875 | 0 | 0 | 0 | 0 | -10.0937 | 213.0572 | 215.4118 | 209.7731 | 0.36849 | 0.37169 | 0.3739 | 0.36618 | -3.7194 | 79.1902 | 80.5419 | 76.8137
9 | 21 | 6 | 581.4129 | 571.8067 | 558.5757 | 631.1403 | 378.8299 | 100.3275 | 0 | 0 | 35.6461 | 73.9555 | 76.2612 | 74.8531 | 0 | 0 | 0 | 0 | 134.2987 | 130.9858 | 229.5753 | 320.0395 | 0 | 0 | 0 | 0 | -0.053556 | 1.1463 | 10.5802 | -16 | 0 | 0 | 0 | 0 | 32.6917 | 265.3916 | 242.1589 | 252.2477 | 0.37162 | 0.37651 | 0.37574 | 0.37098 | 12.1489 | 99.9228 | 90.9881 | 93.5789
9 | 21 | 7 | 660.1902 | 649.8045 | 635.5285 | 719.0669 | 378.8299 | 100.3275 | 0 | 0 | 31.7987 | 60.4694 | 59.3716 | 58.0865 | 0 | 0 | 0 | 0 | 131.5828 | 216.0481 | 341.3488 | 423.0267 | 0 | 0 | 0 | 0 | -0.31579 | -3.3316 | -5.1225 | -2.1444 | 0 | 0 | 0 | 0 | 118.2947 | 276.2912 | 239.9306 | 240.0981 | 0.37194 | 0.38123 | 0.37528 | 0.36663 | 43.9982 | 105.331 | 90.042 | 88.0261
9 | 21 | 8 | 717.2589 | 706.9734 | 692.6687 | 784.9669 | 378.8299 | 100.3275 | 0 | 0 | 27.0743 | 44.0153 | 47.8072 | 53.7099 | 0 | 0 | 0 | 0 | 160.5583 | 347.1944 | 501.6167 | 592.6616 | 0 | 0 | 0 | 0 | -0.18417 | -7.2339 | -9.8843 | -2.1954 | 0 | 0 | 0 | 0 | 150.9804 | 222.6702 | 153.129 | 140.7908 | 0.36962 | 0.37552 | 0.37235 | 0.38036 | 55.8061 | 83.6177 | 57.0173 | 53.5518
9 | 21 | 9 | 752.9849 | 743.3165 | 729.5513 | 827.868 | 378.8299 | 100.3275 | 0 | 0 | 21.1236 | 38.1845 | 39.6347 | 45.8454 | 0 | 0 | 0 | 0 | 188.2906 | 435.4568 | 597.6402 | 693.1454 | 0 | 0 | 0 | 0 | -0.25585 | -10.9645 | -16.2099 | -24.2221 | 0 | 0 | 0 | 0 | 164.9966 | 180.3122 | 108.4862 | 113.0992 | 0.37229 | 0.38397 | 0.38397 | 0.17588 | 61.4268 | 69.2353 | 41.656 | 19.8913
9 | 21 | 10 | 792.4254 | 783.5575 | 770.6882 | 876.2722 | 378.8299 | 100.3275 | 0 | 0 | 21.6085 | 39.1411 | 39.0459 | 41.726 | 0 | 0 | 0 | 0 | 239.6499 | 527.0073 | 691.2554 | 792.442 | 0 | 0 | 0 | 0 | -0.15926 | -14.5921 | -26.1521 | -48.6348 | 0 | 0 | 0 | 0 | 152.4964 | 131.6737 | 66.5389 | 90.739 | 0.37171 | 0.38397 | 0.38397 | 0.17588 | 56.6848 | 50.5594 | 25.5493 | 15.9587
9 | 21 | 11 | 833.9052 | 826.2324 | 814.7167 | 928.4461 | 378.8299 | 100.3275 | 0 | 0 | 25.4127 | 37.4882 | 39.6055 | 37.508 | 0 | 0 | 0 | 0 | 272.6938 | 579.8411 | 744.9997 | 847.6499 | 0 | 0 | 0 | 0 | -0.10227 | -9.2468 | -20.4643 | -48 | 0 | 0 | 0 | 0 | 157.071 | 117.8224 | 50.5758 | 91.2882 | 0.37104 | 0.38397 | 0.38397 | 0.17588 | 58.2794 | 45.2408 | 19.4198 | 16.0553
9 | 21 | 12 | 868.4785 | 862.0143 | 851.8451 | 972.5838 | 378.8299 | 100.3275 | 0 | 0 | 28.5348 | 40.2979 | 41.926 | 38.3366 | 0 | 0 | 0 | 0 | 333.352 | 661.5385 | 821.0688 | 926.1045 | 0 | 0 | 0 | 0 | -0.099052 | -6.5035 | -13.903 | -44.4781 | 0 | 0 | 0 | 0 | 127.8609 | 66.3541 | 2.7533 | 52.6208 | 0.37287 | 0.38397 | 0.38397 | 0.17588 | 47.6752 | 25.4783 | 1.0572 | 9.2547
9 | 21 | 13 | 897.9696 | 892.7919 | 883.9468 | 1010.6806 | 378.8299 | 100.3275 | 0 | 0 | 34.758 | 39.007 | 40.8006 | 39.5263 | 0 | 0 | 0 | 0 | 355.4364 | 666.3482 | 816.1201 | 917.2349 | 0 | 0 | 0 | 0 | -0.21301 | -6.1251 | -13.0071 | -41.4825 | 0 | 0 | 0 | 0 | 129.1584 | 93.2343 | 40.0332 | 95.4019 | 0.37446 | 0.38065 | 0.38397 | 0.16813 | 48.3642 | 35.49 | 15.3718 | 16.0399
9 | 21 | 14 | 937.6521 | 933.9685 | 926.7738 | 1061.6497 | 378.8299 | 100.3275 | 0 | 0 | 34.9555 | 50.6922 | 45.4633 | 47.6928 | 0 | 0 | 0 | 0 | 348.6906 | 659.0326 | 796.3329 | 889.4591 | 0 | 0 | 0 | 0 | -0.16704 | -2.6307 | -10.9071 | -7.9487 | 0 | 0 | 0 | 0 | 175.3431 | 126.5469 | 95.8848 | 132.4465 | 0.37539 | 0.37471 | 0.37695 | 0.16849 | 65.8213 | 47.4188 | 36.1434 | 22.3161
9 | 21 | 15 | 962.8761 | 960.7346 | 955.2841 | 1096.189 | 378.8299 | 100.3275 | 0 | 0 | 36.9827 | 58.3854 | 52.5178 | 50.4534 | 0 | 0 | 0 | 0 | 341.2359 | 606.1305 | 725.2345 | 801.1769 | 0 | 0 | 0 | 0 | -0.23559 | -0.63362 | -0.81417 | -4.0994 | 0 | 0 | 0 | 0 | 206.0632 | 196.5249 | 178.346 | 248.6582 | 0.37558 | 0.37413 | 0.37546 | 0.16764 | 77.3926 | 73.5262 | 66.962 | 41.684
9 | 21 | 16 | 980.4806 | 981.8349 | 980.3449 | 1128.6703 | 378.8299 | 100.3275 | 0 | 0 | 34.0787 | 62.5259 | 57.948 | 60.3179 | 0 | 0 | 0 | 0 | 325.3005 | 546.5873 | 651.3973 | 709.4658 | 0 | 0 | 0 | 0 | -0.17221 | -1.099 | -1.8828 | 0.32329 | 0 | 0 | 0 | 0 | 242.4437 | 273.4933 | 272.8823 | 358.5632 | 0.38077 | 0.3675 | 0.37018 | 0.37865 | 92.3145 | 100.5081 | 101.0155 | 135.7709
9 | 21 | 17 | 987.7796 | 993.2375 | 996.4919 | 1151.6821 | 378.8299 | 100.3275 | 0 | 0 | 36.4097 | 66.6199 | 65.8686 | 64.9803 | 0 | 0 | 0 | 0 | 297.1436 | 456.9155 | 540.5445 | 585.5334 | 283.1967 | 303.0055 | 303.0055 | 303.0055 | -0.21127 | -1.3047 | -2.285 | -1.0993 | 0 | 0 | 0 | 0 | -7.5891 | 67.6738 | 89.3584 | 199.2623 | 0.38859 | 0.37976 | 0.38475 | 0.37375 | -2.9491 | 25.6996 | 34.3807 | 74.4736
9 | 21 | 18 | 972.7024 | 981.2715 | 987.9576 | 1144.6195 | 378.8299 | 100.3275 | 0 | 0 | 42.2366 | 84.2966 | 72.7874 | 74.6224 | 0 | 0 | 0 | 0 | 258.3107 | 330.6957 | 409.3882 | 455.4315 | 283.1967 | 303.0055 | 303.0055 | 303.0055 | -0.11316 | -1.7963 | -0.3606 | 0 | 0 | 0 | 0 | 0 | 10.2416 | 164.7425 | 203.1371 | 311.5602 | 0.39913 | 0.39052 | 0.39482 | 0.38967 | 4.0877 | 64.3361 | 80.2034 | 121.4066
9 | 21 | 19 | 936.4277 | 946.5068 | 954.7954 | 1107.4053 | 378.8299 | 100.3275 | 0 | 0 | 46.7307 | 94.4836 | 94.6318 | 85.9408 | 0 | 0 | 0 | 0 | 235.4017 | 283.6439 | 368.4156 | 424.1821 | 283.1967 | 303.0055 | 303.0055 | 303.0055 | 0.34367 | 3.7977 | 14.3582 | 41.168 | 0 | 0 | 0 | 0 | -8.0749 | 161.2487 | 174.3843 | 253.1089 | 0.40014 | 0.39646 | 0.4013 | 0.39601 | -3.2311 | 63.9288 | 69.9804 | 100.2338
9 | 21 | 20 | 940.2277 | 952.5779 | 963.6234 | 1120.3659 | 378.8299 | 100.3275 | 0 | 0 | 46.0873 | 93.2891 | 97.6813 | 95.5537 | 0 | 0 | 0 | 0 | 271.3908 | 315.4798 | 408.5223 | 483.6185 | 283.1967 | 303.0055 | 303.0055 | 303.0055 | -0.18296 | 1.007 | 1.9969 | 36.0576 | 0 | 0 | 0 | 0 | -39.0941 | 139.4691 | 152.4174 | 202.1306 | 0.39652 | 0.39181 | 0.39756 | 0.39343 | -15.5016 | 54.6459 | 60.5948 | 79.5247
9 | 21 | 21 | 920.4811 | 934.1952 | 947.0633 | 1103.2768 | 378.8299 | 100.3275 | 0 | 0 | 41.7957 | 95.2958 | 101.6092 | 100.1483 | 0 | 0 | 0 | 0 | 373.9175 | 404.8761 | 502.6782 | 592.7505 | 283.1967 | 303.0055 | 303.0055 | 303.0055 | 0.043935 | 1.1367 | 3.4794 | 28.0996 | 0 | 0 | 0 | 0 | -157.3026 | 29.5536 | 36.291 | 79.273 | 0.39092 | 0.38892 | 0.39029 | 0.38929 | -61.4924 | 11.494 | 14.1641 | 30.8599
9 | 21 | 22 | 853.0526 | 867.4943 | 881.5442 | 1029.067 | 378.8299 | 100.3275 | 0 | 0 | 45.0565 | 93.8273 | 94.373 | 102.3945 | 0 | 0 | 0 | 0 | 432.6152 | 471.4626 | 572.6635 | 668.1833 | 283.1967 | 303.0055 | 303.0055 | 303.0055 | 0.19955 | 2.0251 | 8.0296 | 42.7249 | 0 | 0 | 0 | 0 | -286.8453 | -103.1537 | -96.5274 | -87.2412 | 0.38531 | 0.3837 | 0.387 | 0.38422 | -110.5233 | -39.58 | -37.3562 | -33.5196
9 | 21 | 23 | 768.0801 | 781.3653 | 794.3023 | 927.4088 | 378.8299 | 100.3275 | 0 | 0 | 43.665 | 98.5821 | 97.103 | 103.981 | 0 | 0 | 0 | 0 | 423.0743 | 460.4617 | 579.9466 | 677.1667 | 0 | 0 | 0 | 0 | 0.59506 | 1.9037 | 8.2024 | 16.8222 | 0 | 0 | 0 | 0 | -78.0842 | 120.0904 | 109.0502 | 129.4389 | 0.37862 | 0.38317 | 0.38456 | 0.38119 | -29.5646 | 46.0156 | 41.9363 | 49.3413
9 | 21 | 24 | 684.8885 | 694.3112 | 702.9538 | 818.0114 | 378.8299 | 100.3275 | 0 | 0 | 42.9115 | 93.7343 | 83.2448 | 88.5154 | 0 | 0 | 0 | 0 | 463.5528 | 481.6645 | 601.6287 | 696.0252 | 0 | 0 | 0 | 0 | 0.88365 | 6.1267 | 12.8285 | 6.1567 | 0 | 0 | 0 | 0 | -201.2893 | 12.4583 | 5.2518 | 27.3142 | 0.37097 | 0.3792 | 0.38104 | 0.37743 | -74.672 | 4.7242 | 2.0012 | 10.3092
9 | 22 | 1 | 624.5897 | 630.4142 | 635.115 | 736.2457 | 378.8299 | 100.3275 | 0 | 0 | 32.0025 | 78.3893 | 93.3391 | 82.7196 | 0 | 0 | 0 | 0 | 464.7765 | 476.4948 | 600.7478 | 695.4564 | 0 | 0 | 0 | 0 | -0.1629 | 8.7126 | 6.1395 | 7.524 | 0 | 0 | 0 | 0 | -250.8563 | -33.5099 | -65.1115 | -49.4544 | 0.37067 | 0.37067 | 0.37608 | 0.37093 | -92.9859 | -12.4211 | -24.4872 | -18.3441
9 | 22 | 2 | 582.4926 | 584.6954 | 585.3213 | 675.0724 | 378.8299 | 100.3275 | 0 | 0 | 26.1942 | 84.0056 | 79.2914 | 78.4264 | 0 | 0 | 0 | 0 | 439.5466 | 443.286 | 567.5222 | 656.9501 | 0 | 0 | 0 | 0 | -0.12566 | 8.2892 | 5.9855 | 0.54107 | 0 | 0 | 0 | 0 | -261.9526 | -51.2129 | -67.4779 | -60.8451 | 0.36983 | 0.36895 | 0.37442 | 0.36801 | -96.8774 | -18.8948 | -25.2648 | -22.3917
9 | 22 | 3 | 555.2975 | 554.494 | 551.7541 | 633.3326 | 378.8299 | 100.3275 | 0 | 0 | 22.9041 | 71.4996 | 72.4953 | 71.1248 | 0 | 0 | 0 | 0 | 411.1307 | 418.3547 | 529.8473 | 596.8257 | 0 | 0 | 0 | 0 | -0.23793 | 5.4706 | 5.5088 | -2.9079 | 0 | 0 | 0 | 0 | -257.3293 | -41.1584 | -56.0972 | -31.7101 | 0.37068 | 0.36878 | 0.37239 | 0.3659 | -95.386 | -15.1786 | -20.8901 | -11.6027
9 | 22 | 4 | 537.5226 | 533.5044 | 527.0249 | 601.2545 | 378.8299 | 100.3275 | 0 | 0 | 24.6921 | 69.2306 | 70.8137 | 72.6898 | 0 | 0 | 0 | 0 | 378.4698 | 378.2902 | 477.0886 | 543.0655 | 0 | 0 | 0 | 0 | -0.11459 | 0.95882 | 4.7997 | 0 | 0 | 0 | 0 | 0 | -244.3546 | -15.3028 | -25.6771 | -14.5008 | 0.3692 | 0.37208 | 0.37262 | 0.36651 | -90.2168 | -5.6938 | -9.5677 | -5.3146
9 | 22 | 5 | 533.2544 | 525.3452 | 514.1999 | 581.8678 | 378.8299 | 100.3275 | 0 | 0 | 34.0022 | 79.0778 | 82.8734 | 77.3418 | 0 | 0 | 0 | 0 | 364.6067 | 355.8859 | 447.2084 | 516.0872 | 0 | 0 | 0 | 0 | -0.075349 | 6.0765 | 1.9742 | -14.6875 | 0 | 0 | 0 | 0 | -244.1091 | -16.0225 | -17.8561 | 3.1263 | 0.36849 | 0.37169 | 0.3739 | 0.36618 | -89.9516 | -5.9553 | -6.6763 | 1.1448
9 | 22 | 6 | 543.4881 | 532.7502 | 518.1748 | 583.0749 | 378.8299 | 100.3275 | 0 | 0 | 35.6461 | 73.9555 | 76.2612 | 74.8531 | 0 | 0 | 0 | 0 | 367.7113 | 355.6527 | 453.9288 | 525.2564 | 0 | 0 | 0 | 0 | -0.053556 | 1.1463 | 10.5802 | -16 | 0 | 0 | 0 | 0 | -238.6456 | 1.6682 | -22.5955 | -1.0347 | 0.37162 | 0.37651 | 0.37574 | 0.37098 | -88.6855 | 0.62809 | -8.49 | -0.38384
9 | 22 | 7 | 569.3561 | 556.3506 | 538.9675 | 604.2796 | 378.8299 | 100.3275 | 0 | 0 | 31.7987 | 60.4694 | 59.3716 | 58.0865 | 0 | 0 | 0 | 0 | 382.6194 | 445.9297 | 527.9073 | 603.5099 | 0 | 0 | 0 | 0 | -0.31579 | -3.3316 | -5.1225 | -2.1444 | 0 | 0 | 0 | 0 | -223.576 | -47.0444 | -43.1889 | -55.1724 | 0.37194 | 0.38123 | 0.37528 | 0.36663 | -83.1562 | -17.9348 | -16.2081 | -20.2276
9 | 22 | 8 | 593.321 | 579.5015 | 561.008 | 628.4962 | 378.8299 | 100.3275 | 0 | 0 | 27.0743 | 44.0153 | 47.8072 | 53.7099 | 0 | 0 | 0 | 0 | 433.256 | 591.5808 | 670.7717 | 748.3041 | 0 | 0 | 0 | 0 | -0.18417 | -7.2339 | -9.8843 | -2.1954 | 0 | 0 | 0 | 0 | -245.655 | -149.1881 | -147.6866 | -171.3223 | 0.36962 | 0.37552 | 0.37235 | 0.38036 | -90.8001 | -56.0235 | -54.9908 | -65.1649
9 | 22 | 9 | 644.2982 | 631.537 | 614.1065 | 690.6755 | 378.8299 | 100.3275 | 0 | 0 | 21.1236 | 38.1845 | 39.6347 | 45.8454 | 0 | 0 | 0 | 0 | 461.844 | 682.2082 | 753.1107 | 841.1908 | 0 | 0 | 0 | 0 | -0.25585 | -10.9645 | -16.2099 | -24.2221 | 0 | 0 | 0 | 0 | -217.2434 | -178.2187 | -162.429 | -172.1387 | 0.37229 | 0.38397 | 0.38397 | 0.17588 | -80.8778 | -68.4314 | -62.3687 | -30.2749
9 | 22 | 10 | 694.2736 | 682.5999 | 666.4045 | 752.3302 | 378.8299 | 100.3275 | 0 | 0 | 21.6085 | 39.1411 | 39.0459 | 41.726 | 0 | 0 | 0 | 0 | 431.3973 | 717.2517 | 801.3766 | 906.1487 | 0 | 0 | 0 | 0 | -0.15926 | -14.5921 | -26.1521 | -48.6348 | 0 | 0 | 0 | 0 | -137.4028 | -159.5283 | -147.8659 | -146.9096 | 0.37171 | 0.38397 | 0.38397 | 0.17588 | -51.0743 | -61.2548 | -56.7768 | -25.8378
9 | 22 | 11 | 741.8277 | 731.5037 | 716.8444 | 812.1046 | 378.8299 | 100.3275 | 0 | 0 | 25.4127 | 37.4882 | 39.6055 | 37.508 | 0 | 0 | 0 | 0 | 417.3002 | 692.1794 | 766.8831 | 880.6345 | 0 | 0 | 0 | 0 | -0.10227 | -9.2468 | -20.4643 | -48 | 0 | 0 | 0 | 0 | -79.6129 | -89.2445 | -69.1799 | -58.0379 | 0.37104 | 0.38397 | 0.38397 | 0.17588 | -29.5395 | -34.2676 | -26.5633 | -10.2074
9 | 22 | 12 | 776.5262 | 767.4099 | 754.0954 | 856.3835 | 378.8299 | 100.3275 | 0 | 0 | 28.5348 | 40.2979 | 41.926 | 38.3366 | 0 | 0 | 0 | 0 | 344.135 | 582.8714 | 663.2618 | 773.9809 | 0 | 0 | 0 | 0 | -0.099052 | -6.5035 | -13.903 | -44.4781 | 0 | 0 | 0 | 0 | 25.1256 | 50.4168 | 62.8107 | 88.5441 | 0.37287 | 0.38397 | 0.38397 | 0.17588 | 9.3685 | 19.3588 | 24.1177 | 15.5727
9 | 22 | 13 | 804.1879 | 796.2919 | 784.2224 | 892.1192 | 378.8299 | 100.3275 | 0 | 0 | 34.758 | 39.007 | 40.8006 | 39.5263 | 0 | 0 | 0 | 0 | 333.6585 | 572.3778 | 657.8722 | 771.0549 | 0 | 0 | 0 | 0 | -0.21301 | -6.1251 | -13.0071 | -41.4825 | 0 | 0 | 0 | 0 | 57.1545 | 90.7048 | 98.5567 | 123.0205 | 0.37446 | 0.38065 | 0.38397 | 0.16813 | 21.4019 | 34.5272 | 37.8433 | 20.6835
9 | 22 | 14 | 831.9954 | 825.2512 | 814.4261 | 928.0822 | 378.8299 | 100.3275 | 0 | 0 | 34.9555 | 50.6922 | 45.4633 | 47.6928 | 0 | 0 | 0 | 0 | 347.3565 | 547.9195 | 644.0925 | 748.5586 | 0 | 0 | 0 | 0 | -0.16704 | -2.6307 | -10.9071 | -7.9487 | 0 | 0 | 0 | 0 | 71.0206 | 128.9428 | 135.7774 | 139.7795 | 0.37539 | 0.37471 | 0.37695 | 0.16849 | 26.6601 | 48.3166 | 51.1808 | 23.5516
9 | 22 | 15 | 861.1492 | 856.053 | 847.0972 | 967.5602 | 378.8299 | 100.3275 | 0 | 0 | 36.9827 | 58.3854 | 52.5178 | 50.4534 | 0 | 0 | 0 | 0 | 436.7406 | 587.9461 | 693.4835 | 784.5368 | 0 | 0 | 0 | 0 | -0.23559 | -0.63362 | -0.81417 | -4.0994 | 0 | 0 | 0 | 0 | 8.8316 | 110.0277 | 101.9101 | 136.6695 | 0.37558 | 0.37413 | 0.37546 | 0.16764 | 3.3169 | 41.1649 | 38.2633 | 22.9107
9 | 22 | 16 | 876.7704 | 875.12 | 870.0659 | 997.5619 | 378.8299 | 100.3275 | 0 | 0 | 34.0787 | 62.5259 | 57.948 | 60.3179 | 0 | 0 | 0 | 0 | 500.238 | 665.3984 | 767.7626 | 865.9183 | 0 | 0 | 0 | 0 | -0.17221 | -1.099 | -1.8828 | 0.32329 | 0 | 0 | 0 | 0 | -36.2039 | 47.9673 | 46.2381 | 71.0025 | 0.38077 | 0.3675 | 0.37018 | 0.37865 | -13.7853 | 17.6279 | 17.1164 | 26.8853
9 | 22 | 17 | 889.1137 | 891.7232 | 891.5993 | 1026.9878 | 378.8299 | 100.3275 | 0 | 0 | 36.4097 | 66.6199 | 65.8686 | 64.9803 | 0 | 0 | 0 | 0 | 533.9215 | 654.9772 | 745.3893 | 835.98 | 283.1967 | 303.0055 | 303.0055 | 303.0055 | -0.21127 | -1.3047 | -2.285 | -1.0993 | 0 | 0 | 0 | 0 | -343.033 | -231.9023 | -220.379 | -175.8786 | 0.38859 | 0.37976 | 0.38475 | 0.37375 | -133.2993 | -88.0666 | -84.7909 | -65.734
9 | 22 | 18 | 890.8633 | 897.0645 | 900.9419 | 1041.1715 | 378.8299 | 100.3275 | 0 | 0 | 42.2366 | 84.2966 | 72.7874 | 74.6224 | 0 | 0 | 0 | 0 | 532.7377 | 547.8557 | 638.0249 | 725.3913 | 283.1967 | 303.0055 | 303.0055 | 303.0055 | -0.11316 | -1.7963 | -0.3606 | 0 | 0 | 0 | 0 | 0 | -346.0245 | -136.6244 | -112.5153 | -61.8476 | 0.39913 | 0.39052 | 0.39482 | 0.38967 | -138.108 | -53.3553 | -44.4238 | -24.1004
9 | 22 | 19 | 876.338 | 884.6761 | 890.8995 | 1031.4407 | 378.8299 | 100.3275 | 0 | 0 | 46.7307 | 94.4836 | 94.6318 | 85.9408 | 0 | 0 | 0 | 0 | 530.5969 | 518.8639 | 639.8703 | 723.2653 | 283.1967 | 303.0055 | 303.0055 | 303.0055 | 0.34367 | 3.7977 | 14.3582 | 41.168 | 0 | 0 | 0 | 0 | -363.3599 | -135.8021 | -160.9663 | -121.9389 | 0.40014 | 0.39646 | 0.4013 | 0.39601 | -145.3934 | -53.8402 | -64.5958 | -48.2891
9 | 22 | 20 | 892.702 | 903.6701 | 913.0758 | 1060.2657 | 378.8299 | 100.3275 | 0 | 0 | 46.0873 | 93.2891 | 97.6813 | 95.5537 | 0 | 0 | 0 | 0 | 453.883 | 447.9766 | 583.0252 | 665.6769 | 283.1967 | 303.0055 | 303.0055 | 303.0055 | -0.18296 | 1.007 | 1.9969 | 36.0576 | 0 | 0 | 0 | 0 | -269.112 | -41.9355 | -72.6331 | -40.028 | 0.39652 | 0.39181 | 0.39756 | 0.39343 | -106.7085 | -16.4309 | -28.8759 | -15.7483
9 | 22 | 21 | 870.7997 | 883.0782 | 894.2437 | 1040.4847 | 378.8299 | 100.3275 | 0 | 0 | 41.7957 | 95.2958 | 101.6092 | 100.1483 | 0 | 0 | 0 | 0 | 486.9511 | 483.5797 | 614.7879 | 689.5908 | 283.1967 | 303.0055 | 303.0055 | 303.0055 | 0.043935 | 1.1367 | 3.4794 | 28.0996 | 0 | 0 | 0 | 0 | -320.0177 | -100.267 | -128.6383 | -80.3594 | 0.39092 | 0.38892 | 0.39029 | 0.38929 | -125.1006 | -38.9958 | -50.2064 | -31.2829
9 | 22 | 22 | 811.3847 | 824.6248 | 837.2498 | 976.4121 | 378.8299 | 100.3275 | 0 | 0 | 45.0565 | 93.8273 | 94.373 | 102.3945 | 0 | 0 | 0 | 0 | 478.5678 | 477.8415 | 600.6101 | 680.8601 | 283.1967 | 303.0055 | 303.0055 | 303.0055 | 0.19955 | 2.0251 | 8.0296 | 42.7249 | 0 | 0 | 0 | 0 | -374.4658 | -152.402 | -168.7684 | -152.5729 | 0.38531 | 0.3837 | 0.387 | 0.38422 | -144.284 | -58.4766 | -65.3135 | -58.6212
9 | 22 | 23 | 732.0417 | 744.2889 | 755.995 | 881.8723 | 378.8299 | 100.3275 | 0 | 0 | 43.665 | 98.5821 | 97.103 | 103.981 | 0 | 0 | 0 | 0 | 464.1885 | 464.4595 | 577.8182 | 669.2529 | 0 | 0 | 0 | 0 | 0.59506 | 1.9037 | 8.2024 | 16.8222 | 0 | 0 | 0 | 0 | -155.2368 | 79.0162 | 72.8713 | 91.8162 | 0.37862 | 0.38317 | 0.38456 | 0.38119 | -58.7765 | 30.277 | 28.0233 | 34.9997
9 | 22 | 24 | 660.6096 | 669.3258 | 677.1301 | 787.3069 | 378.8299 | 100.3275 | 0 | 0 | 42.9115 | 93.7343 | 83.2448 | 88.5154 | 0 | 0 | 0 | 0 | 428.3354 | 430.0459 | 540.3447 | 645.0455 | 0 | 0 | 0 | 0 | 0.88365 | 6.1267 | 12.8285 | 6.1567 | 0 | 0 | 0 | 0 | -190.3508 | 39.0914 | 40.7121 | 47.5893 | 0.37097 | 0.3792 | 0.38104 | 0.37743 | -70.6142 | 14.8236 | 15.5131 | 17.9616
9 | 23 | 1 | 607.0551 | 612.365 | 616.455 | 714.0545 | 378.8299 | 100.3275 | 0 | 0 | 32.0025 | 78.3893 | 93.3391 | 82.7196 | 0 | 0 | 0 | 0 | 414.2741 | 417.9289 | 531.6653 | 631.4831 | 0 | 0 | 0 | 0 | -0.1629 | 8.7126 | 6.1395 | 7.524 | 0 | 0 | 0 | 0 | -217.8885 | 7.0067 | -14.6889 | -7.6723 | 0.37067 | 0.37067 | 0.37608 | 0.37093 | -80.7656 | 2.5972 | -5.5242 | -2.8459
9 | 23 | 2 | 567.4151 | 569.1744 | 569.2738 | 655.9871 | 378.8299 | 100.3275 | 0 | 0 | 26.1942 | 84.0056 | 79.2914 | 78.4264 | 0 | 0 | 0 | 0 | 460.6977 | 461.3888 | 583.9613 | 686.4374 | 0 | 0 | 0 | 0 | -0.12566 | 8.2892 | 5.9855 | 0.54107 | 0 | 0 | 0 | 0 | -298.1811 | -84.8367 | -99.9644 | -109.4177 | 0.36983 | 0.36895 | 0.37442 | 0.36801 | -110.2758 | -31.3002 | -37.4284 | -40.2671
9 | 23 | 3 | 541.7916 | 540.591 | 537.3797 | 616.2371 | 378.8299 | 100.3275 | 0 | 0 | 22.9041 | 71.4996 | 72.4953 | 71.1248 | 0 | 0 | 0 | 0 | 468.9137 | 468.2557 | 581.3731 | 677.7439 | 0 | 0 | 0 | 0 | -0.23793 | 5.4706 | 5.5088 | -2.9079 | 0 | 0 | 0 | 0 | -328.6182 | -104.9625 | -121.9974 | -129.7237 | 0.37068 | 0.36878 | 0.37239 | 0.3659 | -121.8111 | -38.7085 | -45.4307 | -47.4659
9 | 23 | 4 | 525.3452 | 520.9648 | 514.0553 | 585.8258 | 378.8299 | 100.3275 | 0 | 0 | 24.6921 | 69.2306 | 70.8137 | 72.6898 | 0 | 0 | 0 | 0 | 468.838 | 465.0527 | 564.4001 | 651.3928 | 0 | 0 | 0 | 0 | -0.11459 | 0.95882 | 4.7997 | 0 | 0 | 0 | 0 | 0 | -346.9002 | -114.6047 | -125.9583 | -138.2568 | 0.3692 | 0.37208 | 0.37262 | 0.36651 | -128.077 | -42.6416 | -46.9343 | -50.6718
9 | 23 | 5 | 517.5736 | 509.199 | 497.501 | 562.0035 | 378.8299 | 100.3275 | 0 | 0 | 34.0022 | 79.0778 | 82.8734 | 77.3418 | 0 | 0 | 0 | 0 | 465.3823 | 458.5493 | 538.7842 | 613.9281 | 0 | 0 | 0 | 0 | -0.075349 | 6.0765 | 1.9742 | -14.6875 | 0 | 0 | 0 | 0 | -360.5654 | -134.832 | -126.1307 | -114.5788 | 0.36849 | 0.37169 | 0.3739 | 0.36618 | -132.8646 | -50.115 | -47.16 | -41.9559
9 | 23 | 6 | 523.5444 | 512.2172 | 496.9422 | 557.8201 | 378.8299 | 100.3275 | 0 | 0 | 35.6461 | 73.9555 | 76.2612 | 74.8531 | 0 | 0 | 0 | 0 | 454.9113 | 452.4663 | 526.4151 | 614.5994 | 0 | 0 | 0 | 0 | -0.053556 | 1.1463 | 10.5802 | -16 | 0 | 0 | 0 | 0 | -345.7893 | -115.6784 | -116.3143 | -115.6324 | 0.37162 | 0.37651 | 0.37574 | 0.37098 | -128.5022 | -43.5541 | -43.7036 | -42.8973
9 | 23 | 7 | 539.378 | 525.4935 | 507.0672 | 566.3433 | 378.8299 | 100.3275 | 0 | 0 | 31.7987 | 60.4694 | 59.3716 | 58.0865 | 0 | 0 | 0 | 0 | 483.0966 | 603.9131 | 681.7626 | 797.4382 | 0 | 0 | 0 | 0 | -0.31579 | -3.3316 | -5.1225 | -2.1444 | 0 | 0 | 0 | 0 | -354.0314 | -235.8849 | -228.9445 | -287.0369 | 0.37194 | 0.38123 | 0.37528 | 0.36663 | -131.6774 | -89.9269 | -85.9191 | -105.235
9 | 23 | 8 | 555.9854 | 541.0757 | 521.2886 | 581.266 | 378.8299 | 100.3275 | 0 | 0 | 27.0743 | 44.0153 | 47.8072 | 53.7099 | 0 | 0 | 0 | 0 | 558.5849 | 835.107 | 931.6538 | 1075.7246 | 0 | 0 | 0 | 0 | -0.18417 | -7.2339 | -9.8843 | -2.1954 | 0 | 0 | 0 | 0 | -408.3195 | -431.1402 | -448.2881 | -545.9731 | 0.36962 | 0.37552 | 0.37235 | 0.38036 | -150.9249 | -161.903 | -166.9191 | -207.6685
9 | 23 | 9 | 605.0261 | 591.1174 | 572.3251 | 640.9925 | 378.8299 | 100.3275 | 0 | 0 | 21.1236 | 38.1845 | 39.6347 | 45.8454 | 0 | 0 | 0 | 0 | 646.8683 | 1013.7005 | 1111.5023 | 1269.2626 | 0 | 0 | 0 | 0 | -0.25585 | -10.9645 | -16.2099 | -24.2221 | 0 | 0 | 0 | 0 | -441.5399 | -550.1306 | -562.602 | -649.8935 | 0.37229 | 0.38397 | 0.38397 | 0.17588 | -164.3813 | -211.2362 | -216.025 | -114.3002
9 | 23 | 10 | 656.9066 | 644.1408 | 626.6495 | 705.0566 | 378.8299 | 100.3275 | 0 | 0 | 21.6085 | 39.1411 | 39.0459 | 41.726 | 0 | 0 | 0 | 0 | 673.9725 | 1083.9573 | 1194.8626 | 1361.8134 | 0 | 0 | 0 | 0 | -0.15926 | -14.5921 | -26.1521 | -48.6348 | 0 | 0 | 0 | 0 | -417.345 | -564.693 | -581.107 | -649.8479 | 0.37171 | 0.38397 | 0.38397 | 0.17588 | -155.1323 | -216.8278 | -223.1304 | -114.2921
9 | 23 | 11 | 699.9791 | 688.4488 | 672.3587 | 759.2228 | 378.8299 | 100.3275 | 0 | 0 | 25.4127 | 37.4882 | 39.6055 | 37.508 | 0 | 0 | 0 | 0 | 620.7824 | 1042.7293 | 1170.7544 | 1358.1162 | 0 | 0 | 0 | 0 | -0.10227 | -9.2468 | -20.4643 | -48 | 0 | 0 | 0 | 0 | -324.9437 | -482.8495 | -517.5368 | -588.4014 | 0.37104 | 0.38397 | 0.38397 | 0.17588 | -120.5667 | -185.402 | -198.7211 | -103.4852
9 | 23 | 12 | 733.5153 | 723.167 | 708.3919 | 802.0619 | 378.8299 | 100.3275 | 0 | 0 | 28.5348 | 40.2979 | 41.926 | 38.3366 | 0 | 0 | 0 | 0 | 601.0986 | 1042.202 | 1184.6559 | 1377.3083 | 0 | 0 | 0 | 0 | -0.099052 | -6.5035 | -13.903 | -44.4781 | 0 | 0 | 0 | 0 | -274.849 | -453.1568 | -504.287 | -569.1049 | 0.37287 | 0.38397 | 0.38397 | 0.17588 | -102.4822 | -174.0007 | -193.6335 | -100.0914
9 | 23 | 13 | 760.232 | 751.0894 | 737.5426 | 836.6499 | 378.8299 | 100.3275 | 0 | 0 | 34.758 | 39.007 | 40.8006 | 39.5263 | 0 | 0 | 0 | 0 | 595.2576 | 1036.6066 | 1183.327 | 1368.3665 | 0 | 0 | 0 | 0 | -0.21301 | -6.1251 | -13.0071 | -41.4825 | 0 | 0 | 0 | 0 | -248.4005 | -418.7266 | -473.578 | -529.7603 | 0.37446 | 0.38065 | 0.38397 | 0.16813 | -93.0151 | -159.3902 | -181.842 | -89.0687
9 | 23 | 14 | 786.5225 | 778.5018 | 766.1649 | 870.7474 | 378.8299 | 100.3275 | 0 | 0 | 34.9555 | 50.6922 | 45.4633 | 47.6928 | 0 | 0 | 0 | 0 | 621.5592 | 1054.5712 | 1218.446 | 1391.4598 | 0 | 0 | 0 | 0 | -0.16704 | -2.6307 | -10.9071 | -7.9487 | 0 | 0 | 0 | 0 | -248.6551 | -424.4583 | -486.8373 | -560.4565 | 0.37539 | 0.37471 | 0.37695 | 0.16849 | -93.3416 | -159.0502 | -183.5115 | -94.4319
9 | 23 | 15 | 815.3515 | 808.982 | 798.5189 | 909.8613 | 378.8299 | 100.3275 | 0 | 0 | 36.9827 | 58.3854 | 52.5178 | 50.4534 | 0 | 0 | 0 | 0 | 699.7312 | 1113.7785 | 1280.1952 | 1437.1282 | 0 | 0 | 0 | 0 | -0.23559 | -0.63362 | -0.81417 | -4.0994 | 0 | 0 | 0 | 0 | -299.9568 | -462.8757 | -533.3798 | -573.6209 | 0.37558 | 0.37413 | 0.37546 | 0.16764 | -112.6569 | -173.1765 | -200.2635 | -96.1593
9 | 23 | 16 | 839.416 | 836.7354 | 830.4622 | 950.5311 | 378.8299 | 100.3275 | 0 | 0 | 34.0787 | 62.5259 | 57.948 | 60.3179 | 0 | 0 | 0 | 0 | 747.2194 | 1127.2296 | 1273.803 | 1415.5214 | 0 | 0 | 0 | 0 | -0.17221 | -1.099 | -1.8828 | 0.32329 | 0 | 0 | 0 | 0 | -320.5398 | -452.2486 | -499.406 | -525.6315 | 0.38077 | 0.3675 | 0.37018 | 0.37865 | -122.051 | -166.2003 | -184.87 | -199.0317
9 | 23 | 17 | 859.2558 | 861.0509 | 859.9641 | 989.4293 | 378.8299 | 100.3275 | 0 | 0 | 36.4097 | 66.6199 | 65.8686 | 64.9803 | 0 | 0 | 0 | 0 | 704.291 | 979.1303 | 1100.9431 | 1216.018 | 283.1967 | 303.0055 | 303.0055 | 303.0055 | -0.21127 | -1.3047 | -2.285 | -1.0993 | 0 | 0 | 0 | 0 | -543.2603 | -586.7276 | -607.568 | -593.4752 | 0.38859 | 0.37976 | 0.38475 | 0.37375 | -211.1057 | -222.8142 | -233.7621 | -221.8092
9 | 23 | 18 | 875.6023 | 881.392 | 884.783 | 1021.9918 | 378.8299 | 100.3275 | 0 | 0 | 42.2366 | 84.2966 | 72.7874 | 74.6224 | 0 | 0 | 0 | 0 | 601.4678 | 701.9252 | 779.4159 | 863.654 | 283.1967 | 303.0055 | 303.0055 | 303.0055 | -0.11316 | -1.7963 | -0.3606 | 0 | 0 | 0 | 0 | 0 | -430.0155 | -306.3665 | -270.0653 | -219.2901 | 0.39913 | 0.39052 | 0.39482 | 0.38967 | -171.6312 | -119.6438 | -106.6283 | -85.4514
9 | 23 | 19 | 869.4271 | 877.5944 | 883.617 | 1022.8129 | 378.8299 | 100.3275 | 0 | 0 | 46.7307 | 94.4836 | 94.6318 | 85.9408 | 0 | 0 | 0 | 0 | 555.7086 | 576.6797 | 620.3209 | 697.3375 | 283.1967 | 303.0055 | 303.0055 | 303.0055 | 0.34367 | 3.7977 | 14.3582 | 41.168 | 0 | 0 | 0 | 0 | -395.3826 | -200.6996 | -148.6994 | -104.6389 | 0.40014 | 0.39646 | 0.4013 | 0.39601 | -158.2068 | -79.5695 | -59.6731 | -41.4381
9 | 23 | 20 | 895.6675 | 906.7387 | 916.2677 | 1064.0779 | 378.8299 | 100.3275 | 0 | 0 | 46.0873 | 93.2891 | 97.6813 | 95.5537 | 0 | 0 | 0 | 0 | 547.3499 | 573.0084 | 631.4011 | 726.4761 | 283.1967 | 303.0055 | 303.0055 | 303.0055 | -0.18296 | 1.007 | 1.9969 | 36.0576 | 0 | 0 | 0 | 0 | -359.6134 | -163.8987 | -117.8171 | -97.015 | 0.39652 | 0.39181 | 0.39756 | 0.39343 | -142.5941 | -64.2178 | -46.8392 | -38.1688
9 | 23 | 21 | 887.9401 | 900.7126 | 912.464 | 1062.1437 | 378.8299 | 100.3275 | 0 | 0 | 41.7957 | 95.2958 | 101.6092 | 100.1483 | 0 | 0 | 0 | 0 | 515.1627 | 543.515 | 591.5539 | 688.9465 | 283.1967 | 303.0055 | 303.0055 | 303.0055 | 0.043935 | 1.1367 | 3.4794 | 28.0996 | 0 | 0 | 0 | 0 | -331.0888 | -142.5678 | -87.184 | -58.0561 | 0.39092 | 0.38892 | 0.39029 | 0.38929 | -129.4285 | -55.4474 | -34.0272 | -22.6005
9 | 23 | 22 | 821.7977 | 835.3255 | 848.2909 | 989.5243 | 378.8299 | 100.3275 | 0 | 0 | 45.0565 | 93.8273 | 94.373 | 102.3945 | 0 | 0 | 0 | 0 | 492.4934 | 519.8312 | 563.4679 | 654.0937 | 283.1967 | 303.0055 | 303.0055 | 303.0055 | 0.19955 | 2.0251 | 8.0296 | 42.7249 | 0 | 0 | 0 | 0 | -377.9784 | -183.6911 | -120.585 | -112.6943 | 0.38531 | 0.3837 | 0.387 | 0.38422 | -145.6374 | -70.4822 | -46.6665 | -43.2991
9 | 23 | 23 | 731.0128 | 743.2216 | 754.8816 | 880.5398 | 378.8299 | 100.3275 | 0 | 0 | 43.665 | 98.5821 | 97.103 | 103.981 | 0 | 0 | 0 | 0 | 419.9397 | 438.6709 | 480.6991 | 569.1796 | 0 | 0 | 0 | 0 | 0.59506 | 1.9037 | 8.2024 | 16.8222 | 0 | 0 | 0 | 0 | -112.0169 | 103.7375 | 168.8771 | 190.5571 | 0.37862 | 0.38317 | 0.38456 | 0.38119 | -42.4123 | 39.7496 | 64.9433 | 72.6391
9 | 23 | 24 | 645.5359 | 653.8236 | 661.1202 | 768.2816 | 378.8299 | 100.3275 | 0 | 0 | 42.9115 | 93.7343 | 83.2448 | 88.5154 | 0 | 0 | 0 | 0 | 325.0179 | 336.2079 | 392.6941 | 472.4647 | 0 | 0 | 0 | 0 | 0.88365 | 6.1267 | 12.8285 | 6.1567 | 0 | 0 | 0 | 0 | -102.1071 | 117.4273 | 172.3527 | 201.1448 | 0.37097 | 0.3792 | 0.38104 | 0.37743 | -37.8785 | 44.5287 | 65.6739 | 75.9182
9 | 24 | 1 | 586.407 | 591.1357 | 594.5372 | 688.0142 | 378.8299 | 100.3275 | 0 | 0 | 32.0025 | 78.3893 | 93.3391 | 82.7196 | 0 | 0 | 0 | 0 | 250.5805 | 255.7654 | 328.9482 | 402.3299 | 0 | 0 | 0 | 0 | -0.1629 | 8.7126 | 6.1395 | 7.524 | 0 | 0 | 0 | 0 | -74.843 | 147.9409 | 166.1104 | 195.4407 | 0.37067 | 0.37067 | 0.37608 | 0.37093 | -27.7424 | 54.8371 | 62.471 | 72.4946
9 | 24 | 2 | 552.6279 | 553.974 | 553.5842 | 637.3496 | 378.8299 | 100.3275 | 0 | 0 | 26.1942 | 84.0056 | 79.2914 | 78.4264 | 0 | 0 | 0 | 0 | 197.0268 | 196.3979 | 304.4212 | 360.0855 | 0 | 0 | 0 | 0 | -0.12566 | 8.2892 | 5.9855 | 0.54107 | 0 | 0 | 0 | 0 | -49.2973 | 164.9539 | 163.8861 | 198.2966 | 0.36983 | 0.36895 | 0.37442 | 0.36801 | -18.2315 | 60.8592 | 61.3617 | 72.9756
9 | 24 | 3 | 532.35 | 530.8914 | 527.3749 | 604.3584 | 378.8299 | 100.3275 | 0 | 0 | 22.9041 | 71.4996 | 72.4953 | 71.1248 | 0 | 0 | 0 | 0 | 159.5721 | 156.566 | 274.9051 | 323.6345 | 0 | 0 | 0 | 0 | -0.23793 | 5.4706 | 5.5088 | -2.9079 | 0 | 0 | 0 | 0 | -28.7183 | 197.0276 | 174.4657 | 212.507 | 0.37068 | 0.36878 | 0.37239 | 0.3659 | -10.6452 | 72.6607 | 64.9694 | 77.7563
9 | 24 | 4 | 525.2441 | 520.8806 | 513.9921 | 585.7708 | 378.8299 | 100.3275 | 0 | 0 | 24.6921 | 69.2306 | 70.8137 | 72.6898 | 0 | 0 | 0 | 0 | 143.3318 | 134.0195 | 259.5719 | 314.923 | 0 | 0 | 0 | 0 | -0.11459 | 0.95882 | 4.7997 | 0 | 0 | 0 | 0 | 0 | -21.4951 | 216.3442 | 178.8067 | 198.158 | 0.3692 | 0.37208 | 0.37262 | 0.36651 | -7.9361 | 80.4964 | 66.6265 | 72.6259
9 | 24 | 5 | 535.2938 | 527.4605 | 516.4061 | 584.5078 | 378.8299 | 100.3275 | 0 | 0 | 34.0022 | 79.0778 | 82.8734 | 77.3418 | 0 | 0 | 0 | 0 | 140.702 | 126.79 | 260.5664 | 311.3301 | 0 | 0 | 0 | 0 | -0.075349 | 6.0765 | 1.9742 | -14.6875 | 0 | 0 | 0 | 0 | -18.1649 | 215.1888 | 170.9921 | 210.5235 | 0.36849 | 0.37169 | 0.3739 | 0.36618 | -6.6936 | 79.9825 | 63.9335 | 77.0885
9 | 24 | 6 | 573.0801 | 563.2256 | 549.6997 | 620.5808 | 378.8299 | 100.3275 | 0 | 0 | 35.6461 | 73.9555 | 76.2612 | 74.8531 | 0 | 0 | 0 | 0 | 128.2012 | 122.2691 | 260.0928 | 302.2804 | 0 | 0 | 0 | 0 | -0.053556 | 1.1463 | 10.5802 | -16 | 0 | 0 | 0 | 0 | 30.4565 | 265.5273 | 202.7654 | 259.4474 | 0.37162 | 0.37651 | 0.37574 | 0.37098 | 11.3182 | 99.9739 | 76.1865 | 96.2498
9 | 24 | 7 | 655.6615 | 645.1422 | 630.7075 | 713.333 | 378.8299 | 100.3275 | 0 | 0 | 31.7987 | 60.4694 | 59.3716 | 58.0865 | 0 | 0 | 0 | 0 | 141.4661 | 294.4117 | 460.0244 | 484.8105 | 0 | 0 | 0 | 0 | -0.31579 | -3.3316 | -5.1225 | -2.1444 | 0 | 0 | 0 | 0 | 103.8825 | 193.2651 | 116.4341 | 172.5804 | 0.37194 | 0.38123 | 0.37528 | 0.36663 | 38.6378 | 73.6789 | 43.6958 | 63.2724
9 | 24 | 8 | 713.2086 | 702.8076 | 688.3659 | 779.8533 | 378.8299 | 100.3275 | 0 | 0 | 27.0743 | 44.0153 | 47.8072 | 53.7099 | 0 | 0 | 0 | 0 | 206.9463 | 532.2575 | 722.6049 | 743.9772 | 0 | 0 | 0 | 0 | -0.18417 | -7.2339 | -9.8843 | -2.1954 | 0 | 0 | 0 | 0 | 100.5422 | 33.4412 | -72.1619 | -15.6384 | 0.36962 | 0.37552 | 0.37235 | 0.38036 | 37.1629 | 12.5579 | -26.8693 | -5.9483
9 | 24 | 9 | 746.6263 | 736.7893 | 722.8251 | 819.8874 | 378.8299 | 100.3275 | 0 | 0 | 21.1236 | 38.1845 | 39.6347 | 45.8454 | 0 | 0 | 0 | 0 | 276.9928 | 703.8859 | 887.0876 | 919.4947 | 0 | 0 | 0 | 0 | -0.25585 | -10.9645 | -16.2099 | -24.2221 | 0 | 0 | 0 | 0 | 69.9358 | -94.6441 | -187.6873 | -121.2306 | 0.37229 | 0.38397 | 0.38397 | 0.17588 | 26.0365 | -36.3409 | -72.0672 | -21.3215
9 | 24 | 10 | 788.5872 | 779.6182 | 766.6296 | 871.4574 | 378.8299 | 100.3275 | 0 | 0 | 21.6085 | 39.1411 | 39.0459 | 41.726 | 0 | 0 | 0 | 0 | 324.4565 | 803.8777 | 991.8696 | 1029.6869 | 0 | 0 | 0 | 0 | -0.15926 | -14.5921 | -26.1521 | -48.6348 | 0 | 0 | 0 | 0 | 63.8516 | -149.136 | -238.1339 | -151.3207 | 0.37171 | 0.38397 | 0.38397 | 0.17588 | 23.7344 | -57.2644 | -91.4374 | -26.6136
9 | 24 | 11 | 832.7588 | 825.0632 | 813.5212 | 927.0355 | 378.8299 | 100.3275 | 0 | 0 | 25.4127 | 37.4882 | 39.6055 | 37.508 | 0 | 0 | 0 | 0 | 350.1662 | 863.441 | 1053.977 | 1095.8034 | 0 | 0 | 0 | 0 | -0.10227 | -9.2468 | -20.4643 | -48 | 0 | 0 | 0 | 0 | 78.4522 | -166.9467 | -259.5969 | -158.2759 | 0.37104 | 0.38397 | 0.38397 | 0.17588 | 29.1088 | -64.1033 | -99.6787 | -27.8368
9 | 24 | 12 | 865.7904 | 859.2616 | 849.0165 | 969.2346 | 378.8299 | 100.3275 | 0 | 0 | 28.5348 | 40.2979 | 41.926 | 38.3366 | 0 | 0 | 0 | 0 | 360.5209 | 883.7296 | 1070.6294 | 1125.0337 | 0 | 0 | 0 | 0 | -0.099052 | -6.5035 | -13.903 | -44.4781 | 0 | 0 | 0 | 0 | 98.0039 | -158.5898 | -249.6358 | -149.6575 | 0.37287 | 0.38397 | 0.38397 | 0.17588 | 36.5425 | -60.8944 | -95.8539 | -26.3211
9 | 24 | 13 | 891.8651 | 886.5344 | 877.5092 | 1003.0516 | 378.8299 | 100.3275 | 0 | 0 | 34.758 | 39.007 | 40.8006 | 39.5263 | 0 | 0 | 0 | 0 | 350.824 | 864.044 | 1043.8275 | 1090.2034 | 0 | 0 | 0 | 0 | -0.21301 | -6.1251 | -13.0071 | -41.4825 | 0 | 0 | 0 | 0 | 127.6662 | -110.7189 | -194.1118 | -85.1956 | 0.37446 | 0.38065 | 0.38397 | 0.16813 | 47.8054 | -42.1457 | -74.534 | -14.324
9 | 24 | 14 | 933.0777 | 929.2865 | 921.9658 | 1055.9591 | 378.8299 | 100.3275 | 0 | 0 | 34.9555 | 50.6922 | 45.4633 | 47.6928 | 0 | 0 | 0 | 0 | 340.8861 | 847.3296 | 1019.7408 | 1054.0908 | 0 | 0 | 0 | 0 | -0.16704 | -2.6307 | -10.9071 | -7.9487 | 0 | 0 | 0 | 0 | 178.5732 | -66.432 | -132.3312 | -37.8758 | 0.37539 | 0.37471 | 0.37695 | 0.16849 | 67.0338 | -24.893 | -49.8818 | -6.3817
9 | 24 | 15 | 958.5132 | 956.2785 | 950.7192 | 1090.7957 | 378.8299 | 100.3275 | 0 | 0 | 36.9827 | 58.3854 | 52.5178 | 50.4534 | 0 | 0 | 0 | 0 | 313.8773 | 787.2449 | 948.2438 | 979.6916 | 0 | 0 | 0 | 0 | -0.23559 | -0.63362 | -0.81417 | -4.0994 | 0 | 0 | 0 | 0 | 229.0589 | 10.9543 | -49.2282 | 64.7502 | 0.37558 | 0.37413 | 0.37546 | 0.16764 | 86.0292 | 4.0984 | -18.4833 | 10.8544
9 | 24 | 16 | 974.1468 | 975.3532 | 973.6898 | 1120.7946 | 378.8299 | 100.3275 | 0 | 0 | 34.0787 | 62.5259 | 57.948 | 60.3179 | 0 | 0 | 0 | 0 | 272.9907 | 681.0723 | 820.8508 | 857.9603 | 0 | 0 | 0 | 0 | -0.17221 | -1.099 | -1.8828 | 0.32329 | 0 | 0 | 0 | 0 | 288.4197 | 132.5265 | 96.7737 | 202.1931 | 0.38077 | 0.3675 | 0.37018 | 0.37865 | 109.8207 | 48.7032 | 35.8237 | 76.5609
9 | 24 | 17 | 981.5894 | 986.915 | 990.0152 | 1144.0302 | 378.8299 | 100.3275 | 0 | 0 | 36.4097 | 66.6199 | 65.8686 | 64.9803 | 0 | 0 | 0 | 0 | 201.9898 | 471.4135 | 577.1276 | 595.8761 | 283.1967 | 303.0055 | 303.0055 | 303.0055 | -0.21127 | -1.3047 | -2.285 | -1.0993 | 0 | 0 | 0 | 0 | 81.3744 | 46.8533 | 46.2986 | 181.2676 | 0.38859 | 0.37976 | 0.38475 | 0.37375 | 31.6213 | 17.7929 | 17.8134 | 67.7481
9 | 24 | 18 | 977.8409 | 986.5781 | 993.4647 | 1151.1863 | 378.8299 | 100.3275 | 0 | 0 | 42.2366 | 84.2966 | 72.7874 | 74.6224 | 0 | 0 | 0 | 0 | 152.4055 | 239.2103 | 307.555 | 321.844 | 283.1967 | 303.0055 | 303.0055 | 303.0055 | -0.11316 | -1.7963 | -0.3606 | 0 | 0 | 0 | 0 | 0 | 121.2854 | 261.5345 | 310.4774 | 451.7145 | 0.39913 | 0.39052 | 0.39482 | 0.38967 | 48.4084 | 102.1358 | 122.584 | 176.0209
9 | 24 | 19 | 949.4006 | 959.8835 | 968.6527 | 1123.9086 | 378.8299 | 100.3275 | 0 | 0 | 46.7307 | 94.4836 | 94.6318 | 85.9408 | 0 | 0 | 0 | 0 | 166.8202 | 174.3974 | 218.9568 | 220.9506 | 283.1967 | 303.0055 | 303.0055 | 303.0055 | 0.34367 | 3.7977 | 14.3582 | 41.168 | 0 | 0 | 0 | 0 | 73.4794 | 283.8718 | 337.7004 | 472.8436 | 0.40014 | 0.39646 | 0.4013 | 0.39601 | 29.4017 | 112.5441 | 135.5191 | 187.2512
9 | 24 | 20 | 960.178 | 973.1299 | 984.8905 | 1145.6742 | 378.8299 | 100.3275 | 0 | 0 | 46.0873 | 93.2891 | 97.6813 | 95.5537 | 0 | 0 | 0 | 0 | 193.3336 | 204.3835 | 257.4151 | 262.045 | 283.1967 | 303.0055 | 303.0055 | 303.0055 | -0.18296 | 1.007 | 1.9969 | 36.0576 | 0 | 0 | 0 | 0 | 58.9133 | 271.1174 | 324.7918 | 449.0124 | 0.39652 | 0.39181 | 0.39756 | 0.39343 | 23.3604 | 106.2276 | 129.1237 | 176.656
9 | 24 | 21 | 930.336 | 944.3477 | 957.5694 | 1115.7798 | 378.8299 | 100.3275 | 0 | 0 | 41.7957 | 95.2958 | 101.6092 | 100.1483 | 0 | 0 | 0 | 0 | 234.4457 | 245.6363 | 296.4704 | 314.2239 | 283.1967 | 303.0055 | 303.0055 | 303.0055 | 0.043935 | 1.1367 | 3.4794 | 28.0996 | 0 | 0 | 0 | 0 | -7.976 | 198.9459 | 253.005 | 370.3025 | 0.39092 | 0.38892 | 0.39029 | 0.38929 | -3.1179 | 77.3739 | 98.7456 | 144.1538
9 | 24 | 22 | 853.72 | 868.1922 | 882.279 | 1029.952 | 378.8299 | 100.3275 | 0 | 0 | 45.0565 | 93.8273 | 94.373 | 102.3945 | 0 | 0 | 0 | 0 | 271.7132 | 276.233 | 318.8229 | 351.3135 | 283.1967 | 303.0055 | 303.0055 | 303.0055 | 0.19955 | 2.0251 | 8.0296 | 42.7249 | 0 | 0 | 0 | 0 | -125.2758 | 92.7738 | 158.048 | 230.5136 | 0.38531 | 0.3837 | 0.387 | 0.38422 | -48.2696 | 35.5973 | 61.1647 | 88.5674
9 | 24 | 23 | 751.0532 | 763.8651 | 776.2418 | 905.9576 | 378.8299 | 100.3275 | 0 | 0 | 43.665 | 98.5821 | 97.103 | 103.981 | 0 | 0 | 0 | 0 | 307.5639 | 305.1932 | 345.3364 | 376.8928 | 0 | 0 | 0 | 0 | 0.59506 | 1.9037 | 8.2024 | 16.8222 | 0 | 0 | 0 | 0 | 20.3993 | 257.8586 | 325.6 | 408.2616 | 0.37862 | 0.38317 | 0.38456 | 0.38119 | 7.7237 | 98.8048 | 125.2125 | 155.6267
9 | 24 | 24 | 660.4406 | 669.1795 | 677.0122 | 787.1949 | 378.8299 | 100.3275 | 0 | 0 | 42.9115 | 93.7343 | 83.2448 | 88.5154 | 0 | 0 | 0 | 0 | 331.7525 | 320.86 | 358.9406 | 391.2899 | 0 | 0 | 0 | 0 | 0.88365 | 6.1267 | 12.8285 | 6.1567 | 0 | 0 | 0 | 0 | -93.937 | 148.131 | 221.9982 | 301.233 | 0.37097 | 0.3792 | 0.38104 | 0.37743 | -34.8477 | 56.1716 | 84.591 | 113.6945
9 | 25 | 1 | 603.3969 | 608.6293 | 612.6288 | 709.5345 | 378.8299 | 100.3275 | 0 | 0 | 32.0025 | 78.3893 | 93.3391 | 82.7196 | 0 | 0 | 0 | 0 | 340.7855 | 321.3689 | 356.1893 | 393.7469 | 0 | 0 | 0 | 0 | -0.1629 | 8.7126 | 6.1395 | 7.524 | 0 | 0 | 0 | 0 | -148.058 | 99.831 | 156.9608 | 225.544 | 0.37067 | 0.37067 | 0.37608 | 0.37093 | -54.8813 | 37.0043 | 59.03 | 83.6608
9 | 25 | 2 | 567.0008 | 568.773 | 568.8892 | 655.5553 | 378.8299 | 100.3275 | 0 | 0 | 26.1942 | 84.0056 | 79.2914 | 78.4264 | 0 | 0 | 0 | 0 | 327.8362 | 305.8432 | 339.6332 | 392.727 | 0 | 0 | 0 | 0 | -0.12566 | 8.2892 | 5.9855 | 0.54107 | 0 | 0 | 0 | 0 | -165.7339 | 70.3075 | 143.979 | 183.8609 | 0.36983 | 0.36895 | 0.37442 | 0.36801 | -61.2931 | 25.9397 | 53.9082 | 67.663
9 | 25 | 3 | 543.3213 | 542.1908 | 539.0641 | 618.2659 | 378.8299 | 100.3275 | 0 | 0 | 22.9041 | 71.4996 | 72.4953 | 71.1248 | 0 | 0 | 0 | 0 | 313.0983 | 290.7088 | 325.2098 | 395.2069 | 0 | 0 | 0 | 0 | -0.23793 | 5.4706 | 5.5088 | -2.9079 | 0 | 0 | 0 | 0 | -171.273 | 74.1843 | 135.8502 | 154.8421 | 0.37068 | 0.36878 | 0.37239 | 0.3659 | -63.4869 | 27.358 | 50.5894 | 56.6567
9 | 25 | 4 | 532.9632 | 528.8336 | 522.2233 | 595.5673 | 378.8299 | 100.3275 | 0 | 0 | 24.6921 | 69.2306 | 70.8137 | 72.6898 | 0 | 0 | 0 | 0 | 297.1024 | 274.3879 | 307.1086 | 391.9831 | 0 | 0 | 0 | 0 | -0.11459 | 0.95882 | 4.7997 | 0 | 0 | 0 | 0 | 0 | -167.5467 | 83.9288 | 139.5013 | 130.8944 | 0.3692 | 0.37208 | 0.37262 | 0.36651 | -61.859 | 31.2279 | 51.9806 | 47.9735
9 | 25 | 5 | 539.361 | 531.6617 | 520.7673 | 589.7094 | 378.8299 | 100.3275 | 0 | 0 | 34.0022 | 79.0778 | 82.8734 | 77.3418 | 0 | 0 | 0 | 0 | 294.6604 | 272.1263 | 303.3505 | 396.1084 | 0 | 0 | 0 | 0 | -0.075349 | 6.0765 | 1.9742 | -14.6875 | 0 | 0 | 0 | 0 | -168.0561 | 74.0537 | 132.5693 | 130.9467 | 0.36849 | 0.37169 | 0.3739 | 0.36618 | -61.9269 | 27.5247 | 49.5673 | 47.9494
9 | 25 | 6 | 578.488 | 568.8069 | 555.4876 | 627.4791 | 378.8299 | 100.3275 | 0 | 0 | 35.6461 | 73.9555 | 76.2612 | 74.8531 | 0 | 0 | 0 | 0 | 296.5043 | 280.1072 | 317.3775 | 413.0386 | 0 | 0 | 0 | 0 | -0.053556 | 1.1463 | 10.5802 | -16 | 0 | 0 | 0 | 0 | -132.4387 | 113.2704 | 151.2687 | 155.5874 | 0.37162 | 0.37651 | 0.37574 | 0.37098 | -49.2169 | 42.6475 | 56.8373 | 57.7198
9 | 25 | 7 | 656.7975 | 646.3256 | 631.948 | 714.8226 | 378.8299 | 100.3275 | 0 | 0 | 31.7987 | 60.4694 | 59.3716 | 58.0865 | 0 | 0 | 0 | 0 | 327.043 | 465.7082 | 534.1077 | 624.6826 | 0 | 0 | 0 | 0 | -0.31579 | -3.3316 | -5.1225 | -2.1444 | 0 | 0 | 0 | 0 | -80.5583 | 23.1521 | 43.5912 | 34.1979 | 0.37194 | 0.38123 | 0.37528 | 0.36663 | -29.9626 | 8.8263 | 16.3591 | 12.5378
9 | 25 | 8 | 712.0369 | 701.6216 | 687.164 | 778.4445 | 378.8299 | 100.3275 | 0 | 0 | 27.0743 | 44.0153 | 47.8072 | 53.7099 | 0 | 0 | 0 | 0 | 384.5341 | 691.991 | 796.8143 | 895.3625 | 0 | 0 | 0 | 0 | -0.18417 | -7.2339 | -9.8843 | -2.1954 | 0 | 0 | 0 | 0 | -78.2172 | -127.4783 | -147.5732 | -168.4325 | 0.36962 | 0.37552 | 0.37235 | 0.38036 | -28.911 | -47.871 | -54.9486 | -64.0657
9 | 25 | 9 | 744.056 | 734.1659 | 720.14 | 816.7169 | 378.8299 | 100.3275 | 0 | 0 | 21.1236 | 38.1845 | 39.6347 | 45.8454 | 0 | 0 | 0 | 0 | 426.4009 | 831.5486 | 946.3778 | 1058.6351 | 0 | 0 | 0 | 0 | -0.25585 | -10.9645 | -16.2099 | -24.2221 | 0 | 0 | 0 | 0 | -82.0425 | -224.9302 | -249.6627 | -263.5416 | 0.37229 | 0.38397 | 0.38397 | 0.17588 | -30.5437 | -86.3675 | -95.8642 | -46.3504
9 | 25 | 10 | 782.8655 | 773.7579 | 760.6064 | 864.3244 | 378.8299 | 100.3275 | 0 | 0 | 21.6085 | 39.1411 | 39.0459 | 41.726 | 0 | 0 | 0 | 0 | 485.1722 | 949.3324 | 1082.4851 | 1199.0928 | 0 | 0 | 0 | 0 | -0.15926 | -14.5921 | -26.1521 | -48.6348 | 0 | 0 | 0 | 0 | -102.5858 | -300.451 | -334.7725 | -327.8596 | 0.37171 | 0.38397 | 0.38397 | 0.17588 | -38.1324 | -115.3656 | -128.5442 | -57.6624
9 | 25 | 11 | 824.6285 | 816.7236 | 804.935 | 916.8544 | 378.8299 | 100.3275 | 0 | 0 | 25.4127 | 37.4882 | 39.6055 | 37.508 | 0 | 0 | 0 | 0 | 518.9459 | 1007.7173 | 1146.6233 | 1264.3119 | 0 | 0 | 0 | 0 | -0.10227 | -9.2468 | -20.4643 | -48 | 0 | 0 | 0 | 0 | -98.4578 | -319.5626 | -360.8295 | -336.9655 | 0.37104 | 0.38397 | 0.38397 | 0.17588 | -36.5317 | -122.7039 | -138.5494 | -59.2639
9 | 25 | 12 | 856.1111 | 849.3355 | 838.7995 | 957.1221 | 378.8299 | 100.3275 | 0 | 0 | 28.5348 | 40.2979 | 41.926 | 38.3366 | 0 | 0 | 0 | 0 | 543.8825 | 1036.5479 | 1174.1287 | 1292.531 | 0 | 0 | 0 | 0 | -0.099052 | -6.5035 | -13.903 | -44.4781 | 0 | 0 | 0 | 0 | -95.037 | -321.3342 | -363.3522 | -329.2673 | 0.37287 | 0.38397 | 0.38397 | 0.17588 | -35.4362 | -123.3841 | -139.5181 | -57.91
9 | 25 | 13 | 886.4669 | 881.0126 | 871.8427 | 996.3484 | 378.8299 | 100.3275 | 0 | 0 | 34.758 | 39.007 | 40.8006 | 39.5263 | 0 | 0 | 0 | 0 | 564.5578 | 1036.5496 | 1168.7288 | 1282.5539 | 0 | 0 | 0 | 0 | -0.21301 | -6.1251 | -13.0071 | -41.4825 | 0 | 0 | 0 | 0 | -91.4657 | -288.7463 | -324.6795 | -284.2493 | 0.37446 | 0.38065 | 0.38397 | 0.16813 | -34.2499 | -109.9126 | -124.6688 | -47.7909
9 | 25 | 14 | 921.1256 | 917.0334 | 909.3581 | 1041.0163 | 378.8299 | 100.3275 | 0 | 0 | 34.9555 | 50.6922 | 45.4633 | 47.6928 | 0 | 0 | 0 | 0 | 587.3159 | 1053.9381 | 1183.9436 | 1289.9263 | 0 | 0 | 0 | 0 | -0.16704 | -2.6307 | -10.9071 | -7.9487 | 0 | 0 | 0 | 0 | -79.8087 | -285.2937 | -309.1417 | -288.6541 | 0.37539 | 0.37471 | 0.37695 | 0.16849 | -29.959 | -106.9034 | -116.5298 | -48.6356
9 | 25 | 15 | 946.2314 | 943.6875 | 937.7641 | 1075.4414 | 378.8299 | 100.3275 | 0 | 0 | 36.9827 | 58.3854 | 52.5178 | 50.4534 | 0 | 0 | 0 | 0 | 609.4187 | 1042.6241 | 1165.4441 | 1262.6564 | 0 | 0 | 0 | 0 | -0.23559 | -0.63362 | -0.81417 | -4.0994 | 0 | 0 | 0 | 0 | -78.7643 | -257.0159 | -279.3835 | -233.5689 | 0.37558 | 0.37413 | 0.37546 | 0.16764 | -29.5821 | -96.1578 | -104.8977 | -39.1545
9 | 25 | 16 | 964.9972 | 965.986 | 964.0674 | 1109.4034 | 378.8299 | 100.3275 | 0 | 0 | 34.0787 | 62.5259 | 57.948 | 60.3179 | 0 | 0 | 0 | 0 | 600.0259 | 971.0726 | 1079.7836 | 1160.8014 | 0 | 0 | 0 | 0 | -0.17221 | -1.099 | -1.8828 | 0.32329 | 0 | 0 | 0 | 0 | -47.7651 | -166.841 | -171.7814 | -112.0392 | 0.38077 | 0.3675 | 0.37018 | 0.37865 | -18.1874 | -61.3136 | -63.59 | -42.4239
9 | 25 | 17 | 974.2538 | 979.3992 | 982.2874 | 1134.8758 | 378.8299 | 100.3275 | 0 | 0 | 36.4097 | 66.6199 | 65.8686 | 64.9803 | 0 | 0 | 0 | 0 | 512.935 | 747.368 | 826.0973 | 878.4523 | 283.1967 | 303.0055 | 303.0055 | 303.0055 | -0.21127 | -1.3047 | -2.285 | -1.0993 | 0 | 0 | 0 | 0 | -236.9063 | -236.617 | -210.399 | -110.463 | 0.38859 | 0.37976 | 0.38475 | 0.37375 | -92.0595 | -89.8571 | -80.9511 | -41.2851
9 | 25 | 18 | 967.4808 | 975.9515 | 982.5239 | 1138.2135 | 378.8299 | 100.3275 | 0 | 0 | 42.2366 | 84.2966 | 72.7874 | 74.6224 | 0 | 0 | 0 | 0 | 443.001 | 483.8636 | 525.2963 | 561.898 | 283.1967 | 303.0055 | 303.0055 | 303.0055 | -0.11316 | -1.7963 | -0.3606 | 0 | 0 | 0 | 0 | 0 | -179.6702 | 6.2547 | 81.7953 | 198.6878 | 0.39913 | 0.39052 | 0.39482 | 0.38967 | -71.7114 | 2.4426 | 32.2948 | 77.4233
9 | 25 | 19 | 942.6115 | 952.9221 | 961.4883 | 1115.4159 | 378.8299 | 100.3275 | 0 | 0 | 46.7307 | 94.4836 | 94.6318 | 85.9408 | 0 | 0 | 0 | 0 | 403.6977 | 364.9747 | 380.8951 | 419.4216 | 283.1967 | 303.0055 | 303.0055 | 303.0055 | 0.34367 | 3.7977 | 14.3582 | 41.168 | 0 | 0 | 0 | 0 | -170.1872 | 86.333 | 168.5977 | 265.88 | 0.40014 | 0.39646 | 0.4013 | 0.39601 | -68.098 | 34.2277 | 67.6582 | 105.2913
9 | 25 | 20 | 955.8299 | 968.6754 | 980.3108 | 1140.2495 | 378.8299 | 100.3275 | 0 | 0 | 46.0873 | 93.2891 | 97.6813 | 95.5537 | 0 | 0 | 0 | 0 | 394.8647 | 357.8373 | 372.1018 | 417.4967 | 283.1967 | 303.0055 | 303.0055 | 303.0055 | -0.18296 | 1.007 | 1.9969 | 36.0576 | 0 | 0 | 0 | 0 | -146.9658 | 113.2091 | 205.5254 | 288.1359 | 0.39652 | 0.39181 | 0.39756 | 0.39343 | -58.275 | 44.3569 | 81.7083 | 113.362
9 | 25 | 21 | 932.8167 | 946.9147 | 960.2399 | 1118.9695 | 378.8299 | 100.3275 | 0 | 0 | 41.7957 | 95.2958 | 101.6092 | 100.1483 | 0 | 0 | 0 | 0 | 359.1071 | 326.7388 | 342.8652 | 399.2522 | 283.1967 | 303.0055 | 303.0055 | 303.0055 | 0.043935 | 1.1367 | 3.4794 | 28.0996 | 0 | 0 | 0 | 0 | -130.1566 | 120.4105 | 209.2806 | 288.464 | 0.39092 | 0.38892 | 0.39029 | 0.38929 | -50.8805 | 46.83 | 81.6804 | 112.2952
9 | 25 | 22 | 850.1732 | 864.5521 | 878.5286 | 1025.5029 | 378.8299 | 100.3275 | 0 | 0 | 45.0565 | 93.8273 | 94.373 | 102.3945 | 0 | 0 | 0 | 0 | 308.0165 | 282.0832 | 301.2432 | 368.9125 | 283.1967 | 303.0055 | 303.0055 | 303.0055 | 0.19955 | 2.0251 | 8.0296 | 42.7249 | 0 | 0 | 0 | 0 | -165.1259 | 83.2835 | 171.8774 | 208.4655 | 0.38531 | 0.3837 | 0.387 | 0.38422 | -63.624 | 31.9559 | 66.5167 | 80.0961
9 | 25 | 23 | 746.7289 | 759.4283 | 771.6723 | 900.5381 | 378.8299 | 100.3275 | 0 | 0 | 43.665 | 98.5821 | 97.103 | 103.981 | 0 | 0 | 0 | 0 | 287.4671 | 264.8933 | 286.5564 | 352.1038 | 0 | 0 | 0 | 0 | 0.59506 | 1.9037 | 8.2024 | 16.8222 | 0 | 0 | 0 | 0 | 36.1718 | 293.7218 | 379.8105 | 427.6311 | 0.37862 | 0.38317 | 0.38456 | 0.38119 | 13.6955 | 112.5467 | 146.0597 | 163.0102
9 | 25 | 24 | 657.3949 | 666.0563 | 673.7979 | 783.3845 | 378.8299 | 100.3275 | 0 | 0 | 42.9115 | 93.7343 | 83.2448 | 88.5154 | 0 | 0 | 0 | 0 | 272.3588 | 251.3004 | 274.9662 | 348.1442 | 0 | 0 | 0 | 0 | 0.88365 | 6.1267 | 12.8285 | 6.1567 | 0 | 0 | 0 | 0 | -37.5889 | 214.5674 | 302.7584 | 340.5683 | 0.37097 | 0.3792 | 0.38104 | 0.37743 | -13.9443 | 81.3644 | 115.3641 | 128.5409
9 | 26 | 1 | 605.7769 | 611.0842 | 615.1729 | 712.5652 | 378.8299 | 100.3275 | 0 | 0 | 32.0025 | 78.3893 | 93.3391 | 82.7196 | 0 | 0 | 0 | 0 | 256.1601 | 234.2625 | 259.1298 | 343.3648 | 0 | 0 | 0 | 0 | -0.1629 | 8.7126 | 6.1395 | 7.524 | 0 | 0 | 0 | 0 | -61.0526 | 189.3923 | 256.5645 | 278.9567 | 0.37067 | 0.37067 | 0.37608 | 0.37093 | -22.6306 | 70.2019 | 96.489 | 103.4732
9 | 26 | 2 | 570.6504 | 572.5315 | 572.7769 | 660.1806 | 378.8299 | 100.3275 | 0 | 0 | 26.1942 | 84.0056 | 79.2914 | 78.4264 | 0 | 0 | 0 | 0 | 250.0598 | 225.9369 | 254.3687 | 351.5755 | 0 | 0 | 0 | 0 | -0.12566 | 8.2892 | 5.9855 | 0.54107 | 0 | 0 | 0 | 0 | -84.3078 | 153.9723 | 233.1313 | 229.6377 | 0.36983 | 0.36895 | 0.37442 | 0.36801 | -31.1794 | 56.8076 | 87.2883 | 84.5094
9 | 26 | 3 | 545.2055 | 544.1321 | 541.0732 | 620.6571 | 378.8299 | 100.3275 | 0 | 0 | 22.9041 | 71.4996 | 72.4953 | 71.1248 | 0 | 0 | 0 | 0 | 238.7897 | 215.4172 | 253.9611 | 366.6802 | 0 | 0 | 0 | 0 | -0.23793 | 5.4706 | 5.5088 | -2.9079 | 0 | 0 | 0 | 0 | -95.0803 | 151.4171 | 209.1081 | 185.76 | 0.37068 | 0.36878 | 0.37239 | 0.3659 | -35.244 | 55.8403 | 77.8699 | 67.9695
9 | 26 | 4 | 535.3237 | 531.264 | 524.7366 | 598.5567 | 378.8299 | 100.3275 | 0 | 0 | 24.6921 | 69.2306 | 70.8137 | 72.6898 | 0 | 0 | 0 | 0 | 244.9801 | 221.9096 | 262.6672 | 389.7413 | 0 | 0 | 0 | 0 | -0.11459 | 0.95882 | 4.7997 | 0 | 0 | 0 | 0 | 0 | -113.0639 | 138.8374 | 186.4559 | 136.1256 | 0.3692 | 0.37208 | 0.37262 | 0.36651 | -41.7437 | 51.658 | 69.4767 | 49.8907
9 | 26 | 5 | 541.8456 | 534.2164 | 523.405 | 592.8433 | 378.8299 | 100.3275 | 0 | 0 | 34.0022 | 79.0778 | 82.8734 | 77.3418 | 0 | 0 | 0 | 0 | 259.9999 | 236.8197 | 279.4544 | 404.2023 | 0 | 0 | 0 | 0 | -0.075349 | 6.0765 | 1.9742 | -14.6875 | 0 | 0 | 0 | 0 | -130.9109 | 111.915 | 159.103 | 125.9867 | 0.36849 | 0.37169 | 0.3739 | 0.36618 | -48.2393 | 41.5971 | 59.4882 | 46.1332
9 | 26 | 6 | 578.8632 | 569.1951 | 555.8914 | 627.9613 | 378.8299 | 100.3275 | 0 | 0 | 35.6461 | 73.9555 | 76.2612 | 74.8531 | 0 | 0 | 0 | 0 | 268.2065 | 251.6275 | 297.4112 | 409.0193 | 0 | 0 | 0 | 0 | -0.053556 | 1.1463 | 10.5802 | -16 | 0 | 0 | 0 | 0 | -103.7657 | 142.1383 | 171.6387 | 160.0889 | 0.37162 | 0.37651 | 0.37574 | 0.37098 | -38.5614 | 53.5166 | 64.491 | 59.3898
9 | 26 | 7 | 658.0418 | 647.6087 | 633.2774 | 716.4059 | 378.8299 | 100.3275 | 0 | 0 | 31.7987 | 60.4694 | 59.3716 | 58.0865 | 0 | 0 | 0 | 0 | 293.2152 | 431.8208 | 510.2154 | 606.7802 | 0 | 0 | 0 | 0 | -0.31579 | -3.3316 | -5.1225 | -2.1444 | 0 | 0 | 0 | 0 | -45.4862 | 58.3227 | 68.8129 | 53.6835 | 0.37194 | 0.38123 | 0.37528 | 0.36663 | -16.918 | 22.2345 | 25.8244 | 19.6817
9 | 26 | 8 | 716.8193 | 706.5419 | 692.2479 | 784.488 | 378.8299 | 100.3275 | 0 | 0 | 27.0743 | 44.0153 | 47.8072 | 53.7099 | 0 | 0 | 0 | 0 | 337.6678 | 645.7956 | 763.6079 | 863.6314 | 0 | 0 | 0 | 0 | -0.18417 | -7.2339 | -9.8843 | -2.1954 | 0 | 0 | 0 | 0 | -26.5685 | -76.3626 | -109.2829 | -130.6579 | 0.36962 | 0.37552 | 0.37235 | 0.38036 | -9.8204 | -28.6759 | -40.6912 | -49.6976
9 | 26 | 9 | 748.4947 | 738.7367 | 724.8677 | 822.3413 | 378.8299 | 100.3275 | 0 | 0 | 21.1236 | 38.1845 | 39.6347 | 45.8454 | 0 | 0 | 0 | 0 | 349.1357 | 759.2222 | 884.8222 | 995.6553 | 0 | 0 | 0 | 0 | -0.25585 | -10.9645 | -16.2099 | -24.2221 | 0 | 0 | 0 | 0 | -0.33871 | -148.0329 | -183.3793 | -194.9374 | 0.37229 | 0.38397 | 0.38397 | 0.17588 | -0.1261 | -56.8409 | -70.413 | -34.2847
9 | 26 | 10 | 785.6845 | 776.669 | 763.6273 | 867.9264 | 378.8299 | 100.3275 | 0 | 0 | 21.6085 | 39.1411 | 39.0459 | 41.726 | 0 | 0 | 0 | 0 | 396.8513 | 863.9032 | 1002.2274 | 1121.8319 | 0 | 0 | 0 | 0 | -0.15926 | -14.5921 | -26.1521 | -48.6348 | 0 | 0 | 0 | 0 | -11.4459 | -212.1107 | -251.494 | -246.9967 | 0.37171 | 0.38397 | 0.38397 | 0.17588 | -4.2546 | -81.4451 | -96.5673 | -43.4406
9 | 26 | 11 | 827.2151 | 819.3988 | 807.7159 | 920.1744 | 378.8299 | 100.3275 | 0 | 0 | 25.4127 | 37.4882 | 39.6055 | 37.508 | 0 | 0 | 0 | 0 | 419.5645 | 908.0264 | 1055.4708 | 1180.7046 | 0 | 0 | 0 | 0 | -0.10227 | -9.2468 | -20.4643 | -48 | 0 | 0 | 0 | 0 | 3.5103 | -217.1965 | -266.8961 | -250.0381 | 0.37104 | 0.38397 | 0.38397 | 0.17588 | 1.3025 | -83.3979 | -102.4814 | -43.9755
9 | 26 | 12 | 858.1586 | 851.4629 | 841.0228 | 959.7864 | 378.8299 | 100.3275 | 0 | 0 | 28.5348 | 40.2979 | 41.926 | 38.3366 | 0 | 0 | 0 | 0 | 425.3722 | 919.4852 | 1073.71 | 1204.3073 | 0 | 0 | 0 | 0 | -0.099052 | -6.5035 | -13.903 | -44.4781 | 0 | 0 | 0 | 0 | 25.5208 | -202.1442 | -260.7102 | -238.3793 | 0.37287 | 0.38397 | 0.38397 | 0.17588 | 9.5159 | -77.6182 | -100.1061 | -41.925
9 | 26 | 13 | 891.7873 | 886.5116 | 877.555 | 1003.1647 | 378.8299 | 100.3275 | 0 | 0 | 34.758 | 39.007 | 40.8006 | 39.5263 | 0 | 0 | 0 | 0 | 420.3699 | 897.8093 | 1048.4463 | 1190.5759 | 0 | 0 | 0 | 0 | -0.21301 | -6.1251 | -13.0071 | -41.4825 | 0 | 0 | 0 | 0 | 58.0425 | -144.507 | -198.6847 | -185.455 | 0.37446 | 0.38065 | 0.38397 | 0.16813 | 21.7344 | -55.0072 | -76.2899 | -31.1806
9 | 26 | 14 | 928.2988 | 924.4416 | 917.0467 | 1050.1849 | 378.8299 | 100.3275 | 0 | 0 | 34.9555 | 50.6922 | 45.4633 | 47.6928 | 0 | 0 | 0 | 0 | 420.0145 | 894.9626 | 1042.9982 | 1193.621 | 0 | 0 | 0 | 0 | -0.16704 | -2.6307 | -10.9071 | -7.9487 | 0 | 0 | 0 | 0 | 94.6659 | -118.91 | -160.5077 | -183.1802 | 0.37539 | 0.37471 | 0.37695 | 0.16849 | 35.5362 | -44.5572 | -60.5028 | -30.8642
9 | 26 | 15 | 960.0508 | 957.9267 | 952.5026 | 1092.9837 | 378.8299 | 100.3275 | 0 | 0 | 36.9827 | 58.3854 | 52.5178 | 50.4534 | 0 | 0 | 0 | 0 | 392.2386 | 838.2956 | 984.682 | 1131.7258 | 0 | 0 | 0 | 0 | -0.23559 | -0.63362 | -0.81417 | -4.0994 | 0 | 0 | 0 | 0 | 152.2352 | -38.4481 | -83.8829 | -85.096 | 0.37558 | 0.37413 | 0.37546 | 0.16764 | 57.176 | -14.3846 | -31.4948 | -14.2651
9 | 26 | 16 | 978.6845 | 980.0924 | 978.6722 | 1126.7897 | 378.8299 | 100.3275 | 0 | 0 | 34.0787 | 62.5259 | 57.948 | 60.3179 | 0 | 0 | 0 | 0 | 343.532 | 726.3541 | 855.5607 | 993.4064 | 0 | 0 | 0 | 0 | -0.17221 | -1.099 | -1.8828 | 0.32329 | 0 | 0 | 0 | 0 | 222.4161 | 91.9839 | 67.0462 | 72.7421 | 0.38077 | 0.3675 | 0.37018 | 0.37865 | 84.6887 | 33.8039 | 24.8191 | 27.544
9 | 26 | 17 | 984.7013 | 990.1739 | 993.4517 | 1148.174 | 378.8299 | 100.3275 | 0 | 0 | 36.4097 | 66.6199 | 65.8686 | 64.9803 | 0 | 0 | 0 | 0 | 244.6354 | 496.5427 | 590.1595 | 702.9171 | 283.1967 | 303.0055 | 303.0055 | 303.0055 | -0.21127 | -1.3047 | -2.285 | -1.0993 | 0 | 0 | 0 | 0 | 41.8408 | 24.983 | 36.7032 | 78.3704 | 0.38859 | 0.37976 | 0.38475 | 0.37375 | 16.2589 | 9.4875 | 14.1216 | 29.2907
9 | 26 | 18 | 969.7688 | 978.33 | 985.011 | 1141.1951 | 378.8299 | 100.3275 | 0 | 0 | 42.2366 | 84.2966 | 72.7874 | 74.6224 | 0 | 0 | 0 | 0 | 159.1585 | 220.5889 | 270.1986 | 367.2545 | 283.1967 | 303.0055 | 303.0055 | 303.0055 | -0.11316 | -1.7963 | -0.3606 | 0 | 0 | 0 | 0 | 0 | 106.4603 | 271.9078 | 339.3802 | 396.3128 | 0.39913 | 0.39052 | 0.39482 | 0.38967 | 42.4913 | 106.1868 | 133.9955 | 154.4324
9 | 26 | 19 | 943.834 | 954.1977 | 962.8278 | 1117.0264 | 378.8299 | 100.3275 | 0 | 0 | 46.7307 | 94.4836 | 94.6318 | 85.9408 | 0 | 0 | 0 | 0 | 137.9815 | 123.0589 | 150.4353 | 249.1399 | 283.1967 | 303.0055 | 303.0055 | 303.0055 | 0.34367 | 3.7977 | 14.3582 | 41.168 | 0 | 0 | 0 | 0 | 96.7515 | 329.5244 | 400.3969 | 437.7722 | 0.40014 | 0.39646 | 0.4013 | 0.39601 | 38.7138 | 130.6435 | 160.6792 | 173.3625
9 | 26 | 20 | 956.0426 | 968.9122 | 980.5772 | 1140.5845 | 378.8299 | 100.3275 | 0 | 0 | 46.0873 | 93.2891 | 97.6813 | 95.5537 | 0 | 0 | 0 | 0 | 127.0013 | 112.7361 | 144.1231 | 250.6866 | 283.1967 | 303.0055 | 303.0055 | 303.0055 | -0.18296 | 1.007 | 1.9969 | 36.0576 | 0 | 0 | 0 | 0 | 121.1103 | 358.5471 | 433.7704 | 455.2811 | 0.39652 | 0.39181 | 0.39756 | 0.39343 | 48.0227 | 140.4837 | 172.449 | 179.1223
9 | 26 | 21 | 934.1667 | 948.3247 | 961.7222 | 1120.7531 | 378.8299 | 100.3275 | 0 | 0 | 41.7957 | 95.2958 | 101.6092 | 100.1483 | 0 | 0 | 0 | 0 | 112.4523 | 98.7267 | 139.2322 | 244.8195 | 283.1967 | 303.0055 | 303.0055 | 303.0055 | 0.043935 | 1.1367 | 3.4794 | 28.0996 | 0 | 0 | 0 | 0 | 117.8481 | 349.8326 | 414.3959 | 444.6802 | 0.39092 | 0.38892 | 0.39029 | 0.38929 | 46.0689 | 136.0567 | 161.7351 | 173.1081
9 | 26 | 22 | 852.727 | 867.1953 | 881.2789 | 1028.7884 | 378.8299 | 100.3275 | 0 | 0 | 45.0565 | 93.8273 | 94.373 | 102.3945 | 0 | 0 | 0 | 0 | 79.2216 | 67.7996 | 110.5131 | 210.9343 | 283.1967 | 303.0055 | 303.0055 | 303.0055 | 0.19955 | 2.0251 | 8.0296 | 42.7249 | 0 | 0 | 0 | 0 | 66.2228 | 300.2104 | 365.3577 | 369.7292 | 0.38531 | 0.3837 | 0.387 | 0.38422 | 25.5161 | 115.1906 | 141.3937 | 142.0565
9 | 26 | 23 | 754.8292 | 767.7677 | 780.2957 | 910.7948 | 378.8299 | 100.3275 | 0 | 0 | 43.665 | 98.5821 | 97.103 | 103.981 | 0 | 0 | 0 | 0 | 64.2393 | 54.069 | 99.3561 | 191.5628 | 0 | 0 | 0 | 0 | 0.59506 | 1.9037 | 8.2024 | 16.8222 | 0 | 0 | 0 | 0 | 267.4999 | 512.8855 | 575.6341 | 598.4287 | 0.37862 | 0.38317 | 0.38456 | 0.38119 | 101.282 | 196.5246 | 221.3654 | 228.1171
9 | 26 | 24 | 667.1032 | 676.0473 | 684.1243 | 795.6628 | 378.8299 | 100.3275 | 0 | 0 | 42.9115 | 93.7343 | 83.2448 | 88.5154 | 0 | 0 | 0 | 0 | 63.07 | 53 | 102.0672 | 196.3027 | 0 | 0 | 0 | 0 | 0.88365 | 6.1267 | 12.8285 | 6.1567 | 0 | 0 | 0 | 0 | 181.4082 | 422.8589 | 485.9838 | 504.688 | 0.37097 | 0.3792 | 0.38104 | 0.37743 | 67.2967 | 160.349 | 185.181 | 190.4847
9 | 27 | 1 | 605.8475 | 611.1659 | 615.2684 | 712.688 | 378.8299 | 100.3275 | 0 | 0 | 32.0025 | 78.3893 | 93.3391 | 82.7196 | 0 | 0 | 0 | 0 | 63.07 | 53 | 102.4709 | 200.8985 | 0 | 0 | 0 | 0 | -0.1629 | 8.7126 | 6.1395 | 7.524 | 0 | 0 | 0 | 0 | 132.108 | 370.7365 | 413.3188 | 421.5459 | 0.37067 | 0.37067 | 0.37608 | 0.37093 | 48.969 | 137.4206 | 155.4414 | 156.3636
9 | 27 | 2 | 569.2229 | 571.0711 | 571.278 | 658.4072 | 378.8299 | 100.3275 | 0 | 0 | 26.1942 | 84.0056 | 79.2914 | 78.4264 | 0 | 0 | 0 | 0 | 63.07 | 53 | 97.5524 | 193.462 | 0 | 0 | 0 | 0 | -0.12566 | 8.2892 | 5.9855 | 0.54107 | 0 | 0 | 0 | 0 | 101.2544 | 325.4488 | 388.4487 | 385.9777 | 0.36983 | 0.36895 | 0.37442 | 0.36801 | 37.4467 | 120.0733 | 145.4418 | 142.0445
9 | 27 | 3 | 546.6714 | 545.6446 | 542.6414 | 622.5258 | 378.8299 | 100.3275 | 0 | 0 | 22.9041 | 71.4996 | 72.4953 | 71.1248 | 0 | 0 | 0 | 0 | 63.07 | 53 | 84.114 | 158.5437 | 0 | 0 | 0 | 0 | -0.23793 | 5.4706 | 5.5088 | -2.9079 | 0 | 0 | 0 | 0 | 82.1053 | 315.3469 | 380.5233 | 395.7652 | 0.37068 | 0.36878 | 0.37239 | 0.3659 | 30.4345 | 116.295 | 141.7034 | 144.8104
9 | 27 | 4 | 534.6766 | 530.6039 | 524.0615 | 597.76 | 378.8299 | 100.3275 | 0 | 0 | 24.6921 | 69.2306 | 70.8137 | 72.6898 | 0 | 0 | 0 | 0 | 63.07 | 53 | 80.5979 | 135.0979 | 0 | 0 | 0 | 0 | -0.11459 | 0.95882 | 4.7997 | 0 | 0 | 0 | 0 | 0 | 68.1991 | 307.087 | 367.8502 | 389.9724 | 0.3692 | 0.37208 | 0.37262 | 0.36651 | 25.1794 | 114.2596 | 137.0674 | 142.9269
9 | 27 | 5 | 541.0249 | 533.3806 | 522.5517 | 591.8378 | 378.8299 | 100.3275 | 0 | 0 | 34.0022 | 79.0778 | 82.8734 | 77.3418 | 0 | 0 | 0 | 0 | 63.07 | 53 | 72.479 | 113.6618 | 0 | 0 | 0 | 0 | -0.075349 | 6.0765 | 1.9742 | -14.6875 | 0 | 0 | 0 | 0 | 65.1982 | 294.8989 | 365.2252 | 415.5216 | 0.36849 | 0.37169 | 0.3739 | 0.36618 | 24.0249 | 109.6095 | 136.5568 | 152.1537
9 | 27 | 6 | 580.0093 | 570.3809 | 557.1246 | 629.4341 | 378.8299 | 100.3275 | 0 | 0 | 35.6461 | 73.9555 | 76.2612 | 74.8531 | 0 | 0 | 0 | 0 | 63.7978 | 56.7389 | 70.5076 | 97.0273 | 0 | 0 | 0 | 0 | -0.053556 | 1.1463 | 10.5802 | -16 | 0 | 0 | 0 | 0 | 101.7891 | 338.2127 | 399.7756 | 473.5537 | 0.37162 | 0.37651 | 0.37574 | 0.37098 | 37.8269 | 127.3407 | 150.2105 | 175.679
9 | 27 | 7 | 661.636 | 651.308 | 637.1013 | 720.953 | 378.8299 | 100.3275 | 0 | 0 | 31.7987 | 60.4694 | 59.3716 | 58.0865 | 0 | 0 | 0 | 0 | 93.7203 | 213.6425 | 252.6471 | 261.9317 | 0 | 0 | 0 | 0 | -0.31579 | -3.3316 | -5.1225 | -2.1444 | 0 | 0 | 0 | 0 | 157.6029 | 280.2002 | 330.2051 | 403.0792 | 0.37194 | 0.38123 | 0.37528 | 0.36663 | 58.6183 | 106.8213 | 123.9206 | 147.7791
9 | 27 | 8 | 716.0886 | 705.7924 | 691.4764 | 783.5732 | 378.8299 | 100.3275 | 0 | 0 | 27.0743 | 44.0153 | 47.8072 | 53.7099 | 0 | 0 | 0 | 0 | 164.8269 | 427.4864 | 508.0872 | 512.5373 | 0 | 0 | 0 | 0 | -0.18417 | -7.2339 | -9.8843 | -2.1954 | 0 | 0 | 0 | 0 | 145.5417 | 141.1972 | 145.4662 | 219.5214 | 0.36962 | 0.37552 | 0.37235 | 0.38036 | 53.7958 | 53.0228 | 54.164 | 83.498
9 | 27 | 9 | 750.4147 | 740.7109 | 726.906 | 824.7631 | 378.8299 | 100.3275 | 0 | 0 | 21.1236 | 38.1845 | 39.6347 | 45.8454 | 0 | 0 | 0 | 0 | 221.1053 | 586.5447 | 690.2406 | 699.2906 | 0 | 0 | 0 | 0 | -0.25585 | -10.9645 | -16.2099 | -24.2221 | 0 | 0 | 0 | 0 | 129.6117 | 26.6187 | 13.2407 | 103.8491 | 0.37229 | 0.38397 | 0.38397 | 0.17588 | 48.2533 | 10.2209 | 5.0841 | 18.2645
9 | 27 | 10 | 785.4656 | 776.4451 | 763.3975 | 867.6547 | 378.8299 | 100.3275 | 0 | 0 | 21.6085 | 39.1411 | 39.0459 | 41.726 | 0 | 0 | 0 | 0 | 256.4516 | 648.0204 | 764.2466 | 779.0507 | 0 | 0 | 0 | 0 | -0.15926 | -14.5921 | -26.1521 | -48.6348 | 0 | 0 | 0 | 0 | 128.7349 | 3.5481 | -13.7429 | 95.5128 | 0.37171 | 0.38397 | 0.38397 | 0.17588 | 47.8524 | 1.3624 | -5.2769 | 16.7983
9 | 27 | 11 | 831.3347 | 823.6301 | 812.0793 | 925.3542 | 378.8299 | 100.3275 | 0 | 0 | 25.4127 | 37.4882 | 39.6055 | 37.508 | 0 | 0 | 0 | 0 | 270.4467 | 700.4618 | 825.7549 | 845.0325 | 0 | 0 | 0 | 0 | -0.10227 | -9.2468 | -20.4643 | -48 | 0 | 0 | 0 | 0 | 156.7476 | -5.4006 | -32.8167 | 90.8137 | 0.37104 | 0.38397 | 0.38397 | 0.17588 | 58.1594 | -2.0737 | -12.6008 | 15.9719
9 | 27 | 12 | 859.9055 | 853.2504 | 842.8579 | 961.9579 | 378.8299 | 100.3275 | 0 | 0 | 28.5348 | 40.2979 | 41.926 | 38.3366 | 0 | 0 | 0 | 0 | 288.5118 | 727.5295 | 858.8837 | 885.809 | 0 | 0 | 0 | 0 | -0.099052 | -6.5035 | -13.903 | -44.4781 | 0 | 0 | 0 | 0 | 164.1281 | -8.4009 | -44.0488 | 82.2904 | 0.37287 | 0.38397 | 0.38397 | 0.17588 | 61.198 | -3.2257 | -16.9136 | 14.4728
9 | 27 | 13 | 882.2407 | 876.6862 | 867.3987 | 991.0876 | 378.8299 | 100.3275 | 0 | 0 | 34.758 | 39.007 | 40.8006 | 39.5263 | 0 | 0 | 0 | 0 | 284.1088 | 692.8177 | 834.4603 | 866.4702 | 0 | 0 | 0 | 0 | -0.21301 | -6.1251 | -13.0071 | -41.4825 | 0 | 0 | 0 | 0 | 184.7571 | 50.6591 | 5.1449 | 126.5737 | 0.37446 | 0.38065 | 0.38397 | 0.16813 | 69.1834 | 19.2836 | 1.9755 | 21.2809
9 | 27 | 14 | 919.426 | 915.3 | 907.5857 | 1038.925 | 378.8299 | 100.3275 | 0 | 0 | 34.9555 | 50.6922 | 45.4633 | 47.6928 | 0 | 0 | 0 | 0 | 260.5358 | 634.2354 | 783.6666 | 819.8541 | 0 | 0 | 0 | 0 | -0.16704 | -2.6307 | -10.9071 | -7.9487 | 0 | 0 | 0 | 0 | 245.2718 | 132.6756 | 89.3629 | 179.3268 | 0.37539 | 0.37471 | 0.37695 | 0.16849 | 92.0715 | 49.7153 | 33.685 | 30.215
9 | 27 | 15 | 947.0327 | 944.515 | 938.6228 | 1076.4653 | 378.8299 | 100.3275 | 0 | 0 | 36.9827 | 58.3854 | 52.5178 | 50.4534 | 0 | 0 | 0 | 0 | 251.3164 | 617.8301 | 769.6106 | 812.1001 | 0 | 0 | 0 | 0 | -0.23559 | -0.63362 | -0.81417 | -4.0994 | 0 | 0 | 0 | 0 | 280.1393 | 168.6056 | 117.3086 | 218.0113 | 0.37558 | 0.37413 | 0.37546 | 0.16764 | 105.2138 | 63.0807 | 44.0448 | 36.5465
9 | 27 | 16 | 964.0167 | 964.9808 | 963.0331 | 1108.1775 | 378.8299 | 100.3275 | 0 | 0 | 34.0787 | 62.5259 | 57.948 | 60.3179 | 0 | 0 | 0 | 0 | 260.5466 | 551.2469 | 703.2918 | 753.151 | 0 | 0 | 0 | 0 | -0.17221 | -1.099 | -1.8828 | 0.32329 | 0 | 0 | 0 | 0 | 290.7337 | 251.9795 | 203.6761 | 294.3853 | 0.38077 | 0.3675 | 0.37018 | 0.37865 | 110.7018 | 92.6019 | 75.3967 | 111.4697
9 | 27 | 17 | 968.0928 | 973.0597 | 975.7362 | 1127.0872 | 378.8299 | 100.3275 | 0 | 0 | 36.4097 | 66.6199 | 65.8686 | 64.9803 | 0 | 0 | 0 | 0 | 317.0239 | 483.735 | 628.3461 | 686.417 | 283.1967 | 303.0055 | 303.0055 | 303.0055 | -0.21127 | -1.3047 | -2.285 | -1.0993 | 0 | 0 | 0 | 0 | -47.1562 | 20.6765 | -19.1989 | 73.7837 | 0.38859 | 0.37976 | 0.38475 | 0.37375 | -18.3244 | 7.8521 | -7.3868 | 27.5764
9 | 27 | 18 | 958.6167 | 966.8375 | 973.1137 | 1127.0329 | 378.8299 | 100.3275 | 0 | 0 | 42.2366 | 84.2966 | 72.7874 | 74.6224 | 0 | 0 | 0 | 0 | 382.3713 | 411.1899 | 550.6051 | 629.9331 | 283.1967 | 303.0055 | 303.0055 | 303.0055 | -0.11316 | -1.7963 | -0.3606 | 0 | 0 | 0 | 0 | 0 | -127.9046 | 69.8143 | 47.0763 | 119.472 | 0.39913 | 0.39052 | 0.39482 | 0.38967 | -51.0503 | 27.2642 | 18.5869 | 46.555
9 | 27 | 19 | 936.3416 | 946.4704 | 954.821 | 1107.4892 | 378.8299 | 100.3275 | 0 | 0 | 46.7307 | 94.4836 | 94.6318 | 85.9408 | 0 | 0 | 0 | 0 | 408.8911 | 398.8394 | 549.0335 | 641.6796 | 283.1967 | 303.0055 | 303.0055 | 303.0055 | 0.34367 | 3.7977 | 14.3582 | 41.168 | 0 | 0 | 0 | 0 | -181.6506 | 46.0167 | -6.208 | 35.6953 | 0.40014 | 0.39646 | 0.4013 | 0.39601 | -72.6849 | 18.2438 | -2.4913 | 14.1357
9 | 27 | 20 | 953.3221 | 966.0916 | 977.6369 | 1137.0671 | 378.8299 | 100.3275 | 0 | 0 | 46.0873 | 93.2891 | 97.6813 | 95.5537 | 0 | 0 | 0 | 0 | 388.017 | 380.7086 | 521.9964 | 627.2061 | 283.1967 | 303.0055 | 303.0055 | 303.0055 | -0.18296 | 1.007 | 1.9969 | 36.0576 | 0 | 0 | 0 | 0 | -142.6259 | 87.754 | 52.9568 | 75.2442 | 0.39652 | 0.39181 | 0.39756 | 0.39343 | -56.5541 | 34.3832 | 21.0534 | 29.6035
9 | 27 | 21 | 929.6876 | 943.6988 | 956.9211 | 1115.0278 | 378.8299 | 100.3275 | 0 | 0 | 41.7957 | 95.2958 | 101.6092 | 100.1483 | 0 | 0 | 0 | 0 | 393.6482 | 390.3099 | 521.501 | 615.6917 | 283.1967 | 303.0055 | 303.0055 | 303.0055 | 0.043935 | 1.1367 | 3.4794 | 28.0996 | 0 | 0 | 0 | 0 | -167.8269 | 53.6234 | 27.326 | 68.0827 | 0.39092 | 0.38892 | 0.39029 | 0.38929 | -65.6065 | 20.8552 | 10.6651 | 26.5037
9 | 27 | 22 | 850.6995 | 865.0966 | 879.0948 | 1026.1791 | 378.8299 | 100.3275 | 0 | 0 | 45.0565 | 93.8273 | 94.373 | 102.3945 | 0 | 0 | 0 | 0 | 379.0679 | 382.805 | 514.7977 | 589.3272 | 283.1967 | 303.0055 | 303.0055 | 303.0055 | 0.19955 | 2.0251 | 8.0296 | 42.7249 | 0 | 0 | 0 | 0 | -235.651 | -16.8939 | -41.1109 | -11.273 | 0.38531 | 0.3837 | 0.387 | 0.38422 | -90.7978 | -6.4822 | -15.91 | -4.3313
9 | 27 | 23 | 753.7526 | 766.6502 | 779.1289 | 909.3975 | 378.8299 | 100.3275 | 0 | 0 | 43.665 | 98.5821 | 97.103 | 103.981 | 0 | 0 | 0 | 0 | 383.6853 | 391.1753 | 525.0993 | 594.7013 | 0 | 0 | 0 | 0 | 0.59506 | 1.9037 | 8.2024 | 16.8222 | 0 | 0 | 0 | 0 | -53.0227 | 174.6616 | 148.7242 | 193.8929 | 0.37862 | 0.38317 | 0.38456 | 0.38119 | -20.0757 | 66.9259 | 57.1933 | 73.9107
9 | 27 | 24 | 665.6901 | 674.5926 | 682.6201 | 793.8738 | 378.8299 | 100.3275 | 0 | 0 | 42.9115 | 93.7343 | 83.2448 | 88.5154 | 0 | 0 | 0 | 0 | 402.3477 | 413.7008 | 556.7724 | 628.0656 | 0 | 0 | 0 | 0 | 0.88365 | 6.1267 | 12.8285 | 6.1567 | 0 | 0 | 0 | 0 | -159.2826 | 60.7033 | 29.7744 | 71.1362 | 0.37097 | 0.3792 | 0.38104 | 0.37743 | -59.0888 | 23.0188 | 11.3453 | 26.849
9 | 28 | 1 | 615.8488 | 621.4446 | 625.8754 | 725.2859 | 378.8299 | 100.3275 | 0 | 0 | 32.0025 | 78.3893 | 93.3391 | 82.7196 | 0 | 0 | 0 | 0 | 393.2556 | 405.9967 | 559.2519 | 635.7306 | 0 | 0 | 0 | 0 | -0.1629 | 8.7126 | 6.1395 | 7.524 | 0 | 0 | 0 | 0 | -188.0763 | 28.0185 | -32.8552 | -0.68833 | 0.37067 | 0.37067 | 0.37608 | 0.37093 | -69.715 | 10.3856 | -12.3562 | -0.25532
9 | 28 | 2 | 578.2684 | 580.3709 | 580.8791 | 669.8138 | 378.8299 | 100.3275 | 0 | 0 | 26.1942 | 84.0056 | 79.2914 | 78.4264 | 0 | 0 | 0 | 0 | 420.3099 | 426.6397 | 583.6058 | 671.897 | 0 | 0 | 0 | 0 | -0.12566 | 8.2892 | 5.9855 | 0.54107 | 0 | 0 | 0 | 0 | -246.94 | -38.891 | -88.0037 | -81.0507 | 0.36983 | 0.36895 | 0.37442 | 0.36801 | -91.3254 | -14.3487 | -32.9501 | -29.8276
9 | 28 | 3 | 553.0438 | 552.1982 | 549.4097 | 630.5691 | 378.8299 | 100.3275 | 0 | 0 | 22.9041 | 71.4996 | 72.4953 | 71.1248 | 0 | 0 | 0 | 0 | 427.9761 | 435.1773 | 587.5223 | 671.8653 | 0 | 0 | 0 | 0 | -0.23793 | 5.4706 | 5.5088 | -2.9079 | 0 | 0 | 0 | 0 | -276.4285 | -60.2768 | -116.1166 | -109.5131 | 0.37068 | 0.36878 | 0.37239 | 0.3659 | -102.4656 | -22.2292 | -43.2408 | -40.0708
9 | 28 | 4 | 540.8125 | 536.9148 | 530.5798 | 605.5068 | 378.8299 | 100.3275 | 0 | 0 | 24.6921 | 69.2306 | 70.8137 | 72.6898 | 0 | 0 | 0 | 0 | 439.7678 | 446.5406 | 591.1258 | 669.4923 | 0 | 0 | 0 | 0 | -0.11459 | 0.95882 | 4.7997 | 0 | 0 | 0 | 0 | 0 | -302.3627 | -80.1427 | -136.1595 | -136.6753 | 0.3692 | 0.37208 | 0.37262 | 0.36651 | -111.6336 | -29.8191 | -50.7354 | -50.0922
9 | 28 | 5 | 546.7472 | 539.2627 | 528.623 | 599.0497 | 378.8299 | 100.3275 | 0 | 0 | 34.0022 | 79.0778 | 82.8734 | 77.3418 | 0 | 0 | 0 | 0 | 457.0484 | 458.9476 | 597.5987 | 674.1985 | 0 | 0 | 0 | 0 | -0.075349 | 6.0765 | 1.9742 | -14.6875 | 0 | 0 | 0 | 0 | -323.0579 | -105.1666 | -153.8233 | -137.8031 | 0.36849 | 0.37169 | 0.3739 | 0.36618 | -119.0434 | -39.0889 | -57.5141 | -50.4601
9 | 28 | 6 | 581.4173 | 571.8187 | 558.5972 | 631.1737 | 378.8299 | 100.3275 | 0 | 0 | 35.6461 | 73.9555 | 76.2612 | 74.8531 | 0 | 0 | 0 | 0 | 482.3796 | 477.6834 | 610.8452 | 687.8021 | 0 | 0 | 0 | 0 | -0.053556 | 1.1463 | 10.5802 | -16 | 0 | 0 | 0 | 0 | -315.3848 | -81.2939 | -139.0895 | -115.4815 | 0.37162 | 0.37651 | 0.37574 | 0.37098 | -117.2033 | -30.608 | -52.2611 | -42.8413
9 | 28 | 7 | 660.199 | 649.8286 | 635.5715 | 719.1334 | 378.8299 | 100.3275 | 0 | 0 | 31.7987 | 60.4694 | 59.3716 | 58.0865 | 0 | 0 | 0 | 0 | 482.9375 | 563.7816 | 684.5498 | 748.0125 | 0 | 0 | 0 | 0 | -0.31579 | -3.3316 | -5.1225 | -2.1444 | 0 | 0 | 0 | 0 | -233.0513 | -71.4183 | -103.2274 | -84.8212 | 0.37194 | 0.38123 | 0.37528 | 0.36663 | -86.6804 | -27.227 | -38.7395 | -31.0976
9 | 28 | 8 | 717.2671 | 706.996 | 692.7091 | 785.0294 | 378.8299 | 100.3275 | 0 | 0 | 27.0743 | 44.0153 | 47.8072 | 53.7099 | 0 | 0 | 0 | 0 | 482.0968 | 703.097 | 838.877 | 890.9049 | 0 | 0 | 0 | 0 | -0.18417 | -7.2339 | -9.8843 | -2.1954 | 0 | 0 | 0 | 0 | -170.5498 | -133.2099 | -184.0908 | -157.39 | 0.36962 | 0.37552 | 0.37235 | 0.38036 | -63.0394 | -50.0233 | -68.5458 | -59.8655
9 | 28 | 9 | 752.9966 | 743.3485 | 729.6086 | 827.9565 | 378.8299 | 100.3275 | 0 | 0 | 21.1236 | 38.1845 | 39.6347 | 45.8454 | 0 | 0 | 0 | 0 | 555.3959 | 880.847 | 1048.5463 | 1104.9821 | 0 | 0 | 0 | 0 | -0.25585 | -10.9645 | -16.2099 | -24.2221 | 0 | 0 | 0 | 0 | -202.097 | -265.046 | -342.3626 | -298.649 | 0.37229 | 0.38397 | 0.38397 | 0.17588 | -75.2389 | -101.7709 | -131.4586 | -52.525
9 | 28 | 10 | 792.4308 | 783.5723 | 770.7147 | 876.3132 | 378.8299 | 100.3275 | 0 | 0 | 21.6085 | 39.1411 | 39.0459 | 41.726 | 0 | 0 | 0 | 0 | 674.0971 | 1048.3972 | 1244.6796 | 1323.2925 | 0 | 0 | 0 | 0 | -0.15926 | -14.5921 | -26.1521 | -48.6348 | 0 | 0 | 0 | 0 | -281.9454 | -389.7014 | -486.8588 | -440.0705 | 0.37171 | 0.38397 | 0.38397 | 0.17588 | -104.8026 | -149.6354 | -186.9415 | -77.3975
9 | 28 | 11 | 833.9017 | 826.2226 | 814.6993 | 928.4191 | 378.8299 | 100.3275 | 0 | 0 | 25.4127 | 37.4882 | 39.6055 | 37.508 | 0 | 0 | 0 | 0 | 745.4992 | 1147.3498 | 1380.0669 | 1482.8337 | 0 | 0 | 0 | 0 | -0.10227 | -9.2468 | -20.4643 | -48 | 0 | 0 | 0 | 0 | -315.7379 | -449.6961 | -584.5088 | -543.9226 | 0.37104 | 0.38397 | 0.38397 | 0.17588 | -117.151 | -172.6719 | -224.4366 | -95.6625
9 | 28 | 12 | 868.4713 | 861.9947 | 851.81 | 972.5295 | 378.8299 | 100.3275 | 0 | 0 | 28.5348 | 40.2979 | 41.926 | 38.3366 | 0 | 0 | 0 | 0 | 759.5642 | 1158.9071 | 1384.5332 | 1516.5972 | 0 | 0 | 0 | 0 | -0.099052 | -6.5035 | -13.903 | -44.4781 | 0 | 0 | 0 | 0 | -298.3584 | -431.0342 | -560.7462 | -537.9261 | 0.37287 | 0.38397 | 0.38397 | 0.17588 | -111.2481 | -165.5062 | -215.3124 | -94.6079
9 | 28 | 13 | 897.9589 | 892.7624 | 883.8939 | 1010.5989 | 378.8299 | 100.3275 | 0 | 0 | 34.758 | 39.007 | 40.8006 | 39.5263 | 0 | 0 | 0 | 0 | 756.0686 | 1122.2999 | 1327.113 | 1482.2542 | 0 | 0 | 0 | 0 | -0.21301 | -6.1251 | -13.0071 | -41.4825 | 0 | 0 | 0 | 0 | -271.4846 | -362.747 | -471.0126 | -469.6991 | 0.37446 | 0.38065 | 0.38397 | 0.16813 | -101.6591 | -138.0813 | -180.8569 | -78.9706
9 | 28 | 14 | 937.6402 | 933.9357 | 926.7152 | 1061.559 | 378.8299 | 100.3275 | 0 | 0 | 34.9555 | 50.6922 | 45.4633 | 47.6928 | 0 | 0 | 0 | 0 | 772.4392 | 1122.3528 | 1338.4795 | 1497.7541 | 0 | 0 | 0 | 0 | -0.16704 | -2.6307 | -10.9071 | -7.9487 | 0 | 0 | 0 | 0 | -248.4175 | -336.806 | -446.3205 | -475.9392 | 0.37539 | 0.37471 | 0.37695 | 0.16849 | -93.2524 | -126.2057 | -168.2389 | -80.1915
9 | 28 | 15 | 962.8617 | 960.6953 | 955.2137 | 1096.0802 | 378.8299 | 100.3275 | 0 | 0 | 36.9827 | 58.3854 | 52.5178 | 50.4534 | 0 | 0 | 0 | 0 | 768.4551 | 1094.2373 | 1311.1156 | 1457.2303 | 0 | 0 | 0 | 0 | -0.23559 | -0.63362 | -0.81417 | -4.0994 | 0 | 0 | 0 | 0 | -221.1704 | -291.6212 | -407.6054 | -407.504 | 0.37558 | 0.37413 | 0.37546 | 0.16764 | -83.0665 | -109.1047 | -153.0401 | -68.3122
9 | 28 | 16 | 980.466 | 981.7947 | 980.2729 | 1128.5589 | 378.8299 | 100.3275 | 0 | 0 | 34.0787 | 62.5259 | 57.948 | 60.3179 | 0 | 0 | 0 | 0 | 749.6538 | 1053.9906 | 1281.8007 | 1424.5855 | 0 | 0 | 0 | 0 | -0.17221 | -1.099 | -1.8828 | 0.32329 | 0 | 0 | 0 | 0 | -181.9242 | -233.9503 | -357.593 | -356.6678 | 0.38077 | 0.3675 | 0.37018 | 0.37865 | -69.2707 | -85.9762 | -132.3737 | -135.0532
9 | 28 | 17 | 987.7666 | 993.202 | 996.4282 | 1151.5837 | 378.8299 | 100.3275 | 0 | 0 | 36.4097 | 66.6199 | 65.8686 | 64.9803 | 0 | 0 | 0 | 0 | 702.2119 | 926.5745 | 1133.3335 | 1259.4911 | 283.1967 | 303.0055 | 303.0055 | 303.0055 | -0.21127 | -1.3047 | -2.285 | -1.0993 | 0 | 0 | 0 | 0 | -412.6704 | -402.0207 | -503.4942 | -474.7939 | 0.38859 | 0.37976 | 0.38475 | 0.37375 | -160.3597 | -152.6704 | -193.7197 | -177.4525
9 | 28 | 18 | 972.6901 | 981.2377 | 987.897 | 1144.5258 | 378.8299 | 100.3275 | 0 | 0 | 42.2366 | 84.2966 | 72.7874 | 74.6224 | 0 | 0 | 0 | 0 | 650.9931 | 740.581 | 919.7942 | 1021.9975 | 283.1967 | 303.0055 | 303.0055 | 303.0055 | -0.11316 | -1.7963 | -0.3606 | 0 | 0 | 0 | 0 | 0 | -382.4531 | -245.1766 | -307.3295 | -255.0995 | 0.39913 | 0.39052 | 0.39482 | 0.38967 | -152.6477 | -95.7476 | -121.3411 | -99.4054
9 | 28 | 19 | 936.4193 | 946.4836 | 954.7538 | 1107.341 | 378.8299 | 100.3275 | 0 | 0 | 46.7307 | 94.4836 | 94.6318 | 85.9408 | 0 | 0 | 0 | 0 | 665.6792 | 714.5467 | 898.4272 | 988.6695 | 283.1967 | 303.0055 | 303.0055 | 303.0055 | 0.34367 | 3.7977 | 14.3582 | 41.168 | 0 | 0 | 0 | 0 | -438.3609 | -269.6774 | -355.6689 | -311.4428 | 0.40014 | 0.39646 | 0.4013 | 0.39601 | -175.404 | -106.9165 | -142.7299 | -123.3347
9 | 28 | 20 | 940.2204 | 952.558 | 963.5877 | 1120.3108 | 378.8299 | 100.3275 | 0 | 0 | 46.0873 | 93.2891 | 97.6813 | 95.5537 | 0 | 0 | 0 | 0 | 674.0425 | 719.5436 | 894.6845 | 977.6556 | 283.1967 | 303.0055 | 303.0055 | 303.0055 | -0.18296 | 1.007 | 1.9969 | 36.0576 | 0 | 0 | 0 | 0 | -441.7531 | -264.6146 | -333.7804 | -291.9616 | 0.39652 | 0.39181 | 0.39756 | 0.39343 | -175.1642 | -103.6797 | -132.6972 | -114.8671
9 | 28 | 21 | 920.4759 | 934.1808 | 947.0376 | 1103.2372 | 378.8299 | 100.3275 | 0 | 0 | 41.7957 | 95.2958 | 101.6092 | 100.1483 | 0 | 0 | 0 | 0 | 643.6038 | 690.0489 | 876.0304 | 965.3224 | 283.1967 | 303.0055 | 303.0055 | 303.0055 | 0.043935 | 1.1367 | 3.4794 | 28.0996 | 0 | 0 | 0 | 0 | -426.9941 | -255.6335 | -337.0868 | -293.3386 | 0.39092 | 0.38892 | 0.39029 | 0.38929 | -166.9195 | -99.4209 | -131.562 | -114.1928
9 | 28 | 22 | 853.0486 | 867.4836 | 881.525 | 1029.0373 | 378.8299 | 100.3275 | 0 | 0 | 45.0565 | 93.8273 | 94.373 | 102.3945 | 0 | 0 | 0 | 0 | 561.0284 | 614.357 | 811.5887 | 909.7395 | 283.1967 | 303.0055 | 303.0055 | 303.0055 | 0.19955 | 2.0251 | 8.0296 | 42.7249 | 0 | 0 | 0 | 0 | -415.2624 | -246.0589 | -335.4718 | -328.8271 | 0.38531 | 0.3837 | 0.387 | 0.38422 | -160.0032 | -94.4127 | -129.8279 | -126.3412
9 | 28 | 23 | 768.0773 | 781.3577 | 794.2886 | 927.3877 | 378.8299 | 100.3275 | 0 | 0 | 43.665 | 98.5821 | 97.103 | 103.981 | 0 | 0 | 0 | 0 | 531.3333 | 588.4523 | 756.7623 | 865.2747 | 0 | 0 | 0 | 0 | 0.59506 | 1.9037 | 8.2024 | 16.8222 | 0 | 0 | 0 | 0 | -186.346 | -7.9078 | -67.7791 | -58.6901 | 0.37862 | 0.38317 | 0.38456 | 0.38119 | -70.5552 | -3.0301 | -26.0651 | -22.3723
9 | 28 | 24 | 684.8843 | 694.2998 | 702.9333 | 817.9797 | 378.8299 | 100.3275 | 0 | 0 | 42.9115 | 93.7343 | 83.2448 | 88.5154 | 0 | 0 | 0 | 0 | 533.9862 | 594.9905 | 750.9737 | 872.1627 | 0 | 0 | 0 | 0 | 0.88365 | 6.1267 | 12.8285 | 6.1567 | 0 | 0 | 0 | 0 | -271.7269 | -100.8792 | -144.1137 | -148.8552 | 0.37097 | 0.3792 | 0.38104 | 0.37743 | -100.8021 | -38.2536 | -54.9136 | -56.1825
9 | 29 | 1 | 624.5867 | 630.406 | 635.1003 | 736.2229 | 378.8299 | 100.3275 | 0 | 0 | 32.0025 | 78.3893 | 93.3391 | 82.7196 | 0 | 0 | 0 | 0 | 590.5307 | 647.9913 | 802.0321 | 930.2557 | 0 | 0 | 0 | 0 | -0.1629 | 8.7126 | 6.1395 | 7.524 | 0 | 0 | 0 | 0 | -376.6135 | -205.0146 | -266.4105 | -284.2765 | 0.37067 | 0.37067 | 0.37608 | 0.37093 | -139.6008 | -75.9926 | -100.1919 | -105.4464
9 | 29 | 2 | 582.4896 | 584.6872 | 585.3067 | 675.0499 | 378.8299 | 100.3275 | 0 | 0 | 26.1942 | 84.0056 | 79.2914 | 78.4264 | 0 | 0 | 0 | 0 | 584.1889 | 647.0289 | 799.3084 | 932.8661 | 0 | 0 | 0 | 0 | -0.12566 | 8.2892 | 5.9855 | 0.54107 | 0 | 0 | 0 | 0 | -406.5978 | -254.9639 | -299.2787 | -336.7837 | 0.36983 | 0.36895 | 0.37442 | 0.36801 | -150.3714 | -94.0681 | -112.055 | -123.9405
9 | 29 | 3 | 555.2949 | 554.4868 | 551.7412 | 633.3125 | 378.8299 | 100.3275 | 0 | 0 | 22.9041 | 71.4996 | 72.4953 | 71.1248 | 0 | 0 | 0 | 0 | 540.9758 | 607.4714 | 758.2945 | 889.2825 | 0 | 0 | 0 | 0 | -0.23793 | 5.4706 | 5.5088 | -2.9079 | 0 | 0 | 0 | 0 | -387.177 | -230.2823 | -284.5573 | -324.1869 | 0.37068 | 0.36878 | 0.37239 | 0.3659 | -143.5175 | -84.9245 | -105.9665 | -118.6199
9 | 29 | 4 | 537.5199 | 533.497 | 527.0116 | 601.234 | 378.8299 | 100.3275 | 0 | 0 | 24.6921 | 69.2306 | 70.8137 | 72.6898 | 0 | 0 | 0 | 0 | 526.34 | 595.1885 | 740.9474 | 874.9651 | 0 | 0 | 0 | 0 | -0.11459 | 0.95882 | 4.7997 | 0 | 0 | 0 | 0 | 0 | -392.2275 | -232.2084 | -289.5493 | -346.4208 | 0.3692 | 0.37208 | 0.37262 | 0.36651 | -144.8121 | -86.3991 | -107.8911 | -126.965
9 | 29 | 5 | 533.2501 | 525.3335 | 514.1789 | 581.8353 | 378.8299 | 100.3275 | 0 | 0 | 34.0022 | 79.0778 | 82.8734 | 77.3418 | 0 | 0 | 0 | 0 | 556.2169 | 623.622 | 771.3522 | 905.391 | 0 | 0 | 0 | 0 | -0.075349 | 6.0765 | 1.9742 | -14.6875 | 0 | 0 | 0 | 0 | -435.7235 | -283.7703 | -342.0209 | -386.2099 | 0.36849 | 0.37169 | 0.3739 | 0.36618 | -160.5595 | -105.4732 | -127.8808 | -141.4205
9 | 29 | 6 | 543.4831 | 532.7364 | 518.1501 | 583.0366 | 378.8299 | 100.3275 | 0 | 0 | 35.6461 | 73.9555 | 76.2612 | 74.8531 | 0 | 0 | 0 | 0 | 562.5717 | 626.7175 | 762.4053 | 896.4812 | 0 | 0 | 0 | 0 | -0.053556 | 1.1463 | 10.5802 | -16 | 0 | 0 | 0 | 0 | -433.511 | -269.4104 | -331.0966 | -372.2977 | 0.37162 | 0.37651 | 0.37574 | 0.37098 | -161.1014 | -101.4359 | -124.4053 | -138.115
9 | 29 | 7 | 569.3475 | 556.3268 | 538.925 | 604.2139 | 378.8299 | 100.3275 | 0 | 0 | 31.7987 | 60.4694 | 59.3716 | 58.0865 | 0 | 0 | 0 | 0 | 608.307 | 790.8592 | 942.4152 | 1070.6221 | 0 | 0 | 0 | 0 | -0.31579 | -3.3316 | -5.1225 | -2.1444 | 0 | 0 | 0 | 0 | -449.2724 | -391.9977 | -457.7393 | -522.3503 | 0.37194 | 0.38123 | 0.37528 | 0.36663 | -167.101 | -149.4421 | -171.7821 | -191.5069
9 | 29 | 8 | 593.3117 | 579.476 | 560.9622 | 628.4255 | 378.8299 | 100.3275 | 0 | 0 | 27.0743 | 44.0153 | 47.8072 | 53.7099 | 0 | 0 | 0 | 0 | 703.6548 | 1030.2733 | 1230.0343 | 1383.6835 | 0 | 0 | 0 | 0 | -0.18417 | -7.2339 | -9.8843 | -2.1954 | 0 | 0 | 0 | 0 | -516.0631 | -587.9062 | -706.995 | -806.7725 | 0.36962 | 0.37552 | 0.37235 | 0.38036 | -190.7496 | -220.7722 | -263.2481 | -306.8673
9 | 29 | 9 | 644.2861 | 631.5038 | 614.047 | 690.5835 | 378.8299 | 100.3275 | 0 | 0 | 21.1236 | 38.1845 | 39.6347 | 45.8454 | 0 | 0 | 0 | 0 | 722.588 | 1145.2664 | 1366.6275 | 1558.7135 | 0 | 0 | 0 | 0 | -0.25585 | -10.9645 | -16.2099 | -24.2221 | 0 | 0 | 0 | 0 | -477.9995 | -641.3101 | -776.0053 | -889.7533 | 0.37229 | 0.38397 | 0.38397 | 0.17588 | -177.9549 | -246.2468 | -297.9664 | -156.4856
9 | 29 | 10 | 694.2618 | 682.5673 | 666.3462 | 752.24 | 378.8299 | 100.3275 | 0 | 0 | 21.6085 | 39.1411 | 39.0459 | 41.726 | 0 | 0 | 0 | 0 | 642.2046 | 1109.4007 | 1352.0282 | 1563.2989 | 0 | 0 | 0 | 0 | -0.15926 | -14.5921 | -26.1521 | -48.6348 | 0 | 0 | 0 | 0 | -348.222 | -551.7099 | -698.576 | -804.15 | 0.37171 | 0.38397 | 0.38397 | 0.17588 | -129.4384 | -211.8426 | -268.2355 | -141.4301
9 | 29 | 11 | 741.8171 | 731.4748 | 716.7925 | 812.0245 | 378.8299 | 100.3275 | 0 | 0 | 25.4127 | 37.4882 | 39.6055 | 37.508 | 0 | 0 | 0 | 0 | 575.6192 | 1060.7138 | 1304.3357 | 1511.2835 | 0 | 0 | 0 | 0 | -0.10227 | -9.2468 | -20.4643 | -48 | 0 | 0 | 0 | 0 | -237.9425 | -457.8079 | -606.6844 | -688.767 | 0.37104 | 0.38397 | 0.38397 | 0.17588 | -88.2859 | -175.7866 | -232.9515 | -121.1371
9 | 29 | 12 | 776.5188 | 767.3895 | 754.0589 | 856.3269 | 378.8299 | 100.3275 | 0 | 0 | 28.5348 | 40.2979 | 41.926 | 38.3366 | 0 | 0 | 0 | 0 | 481.713 | 982.209 | 1209.3563 | 1426.6047 | 0 | 0 | 0 | 0 | -0.099052 | -6.5035 | -13.903 | -44.4781 | 0 | 0 | 0 | 0 | -112.4598 | -348.9413 | -483.3204 | -564.1363 | 0.37287 | 0.38397 | 0.38397 | 0.17588 | -41.9326 | -133.9846 | -185.5828 | -99.2176
9 | 29 | 13 | 804.1868 | 796.2889 | 784.217 | 892.1108 | 378.8299 | 100.3275 | 0 | 0 | 34.758 | 39.007 | 40.8006 | 39.5263 | 0 | 0 | 0 | 0 | 409.1221 | 893.0646 | 1092.948 | 1308.3071 | 0 | 0 | 0 | 0 | -0.21301 | -6.1251 | -13.0071 | -41.4825 | 0 | 0 | 0 | 0 | -18.3102 | -229.9851 | -336.5245 | -414.2401 | 0.37446 | 0.38065 | 0.38397 | 0.16813 | -6.8564 | -87.5448 | -129.2169 | -69.6463
9 | 29 | 14 | 832.0007 | 825.2655 | 814.4517 | 928.1219 | 378.8299 | 100.3275 | 0 | 0 | 34.9555 | 50.6922 | 45.4633 | 47.6928 | 0 | 0 | 0 | 0 | 382.2809 | 889.437 | 1100.3703 | 1302.5058 | 0 | 0 | 0 | 0 | -0.16704 | -2.6307 | -10.9071 | -7.9487 | 0 | 0 | 0 | 0 | 36.1014 | -212.5605 | -320.4747 | -414.128 | 0.37539 | 0.37471 | 0.37695 | 0.16849 | 13.5519 | -79.6493 | -120.8018 | -69.7769
9 | 29 | 15 | 861.1591 | 856.0803 | 847.1459 | 967.6355 | 378.8299 | 100.3275 | 0 | 0 | 36.9827 | 58.3854 | 52.5178 | 50.4534 | 0 | 0 | 0 | 0 | 346.7191 | 829.1749 | 1010.9797 | 1209.9369 | 0 | 0 | 0 | 0 | -0.23559 | -0.63362 | -0.81417 | -4.0994 | 0 | 0 | 0 | 0 | 98.863 | -131.1739 | -215.5374 | -288.6552 | 0.37558 | 0.37413 | 0.37546 | 0.16764 | 37.1306 | -49.0763 | -80.9259 | -48.3889
9 | 29 | 16 | 876.7823 | 875.1526 | 870.1242 | 997.652 | 378.8299 | 100.3275 | 0 | 0 | 34.0787 | 62.5259 | 57.948 | 60.3179 | 0 | 0 | 0 | 0 | 295.5421 | 711.8746 | 888.4913 | 1072.9273 | 0 | 0 | 0 | 0 | -0.17221 | -1.099 | -1.8828 | 0.32329 | 0 | 0 | 0 | 0 | 168.5038 | 1.5236 | -74.4324 | -135.9166 | 0.38077 | 0.3675 | 0.37018 | 0.37865 | 64.1607 | 0.55992 | -27.5533 | -51.4652
9 | 29 | 17 | 889.1238 | 891.7509 | 891.6491 | 1027.0647 | 378.8299 | 100.3275 | 0 | 0 | 36.4097 | 66.6199 | 65.8686 | 64.9803 | 0 | 0 | 0 | 0 | 212.2508 | 486.1461 | 611.1624 | 751.198 | 283.1967 | 303.0055 | 303.0055 | 303.0055 | -0.21127 | -1.3047 | -2.285 | -1.0993 | 0 | 0 | 0 | 0 | -21.3521 | -63.0433 | -86.1024 | -91.0197 | 0.38859 | 0.37976 | 0.38475 | 0.37375 | -8.2972 | -23.9412 | -33.1279 | -34.0183
9 | 29 | 18 | 890.8703 | 897.0836 | 900.9761 | 1041.2244 | 378.8299 | 100.3275 | 0 | 0 | 42.2366 | 84.2966 | 72.7874 | 74.6224 | 0 | 0 | 0 | 0 | 142.8595 | 222.6463 | 311.8793 | 423.6135 | 283.1967 | 303.0055 | 303.0055 | 303.0055 | -0.11316 | -1.7963 | -0.3606 | 0 | 0 | 0 | 0 | 0 | 43.8607 | 188.604 | 213.6645 | 239.9831 | 0.39913 | 0.39052 | 0.39482 | 0.38967 | 17.506 | 73.6546 | 84.3599 | 93.5149
9 | 29 | 19 | 876.3425 | 884.6884 | 890.9215 | 1031.4747 | 378.8299 | 100.3275 | 0 | 0 | 46.7307 | 94.4836 | 94.6318 | 85.9408 | 0 | 0 | 0 | 0 | 182.2447 | 205.1908 | 295.316 | 402.8581 | 283.1967 | 303.0055 | 303.0055 | 303.0055 | 0.34367 | 3.7977 | 14.3582 | 41.168 | 0 | 0 | 0 | 0 | -15.0032 | 177.8833 | 183.61 | 198.5023 | 0.40014 | 0.39646 | 0.4013 | 0.39601 | -6.0033 | 70.5238 | 73.6826 | 78.609
9 | 29 | 20 | 892.7052 | 903.679 | 913.0917 | 1060.2902 | 378.8299 | 100.3275 | 0 | 0 | 46.0873 | 93.2891 | 97.6813 | 95.5537 | 0 | 0 | 0 | 0 | 203.0799 | 226.7178 | 306.416 | 430.8014 | 283.1967 | 303.0055 | 303.0055 | 303.0055 | -0.18296 | 1.007 | 1.9969 | 36.0576 | 0 | 0 | 0 | 0 | -18.3057 | 179.3322 | 203.992 | 194.872 | 0.39652 | 0.39181 | 0.39756 | 0.39343 | -7.2586 | 70.2648 | 81.0987 | 76.6689
9 | 29 | 21 | 870.8014 | 883.083 | 894.2523 | 1040.498 | 378.8299 | 100.3275 | 0 | 0 | 41.7957 | 95.2958 | 101.6092 | 100.1483 | 0 | 0 | 0 | 0 | 180.2056 | 203.2632 | 277.5919 | 424.8384 | 283.1967 | 303.0055 | 303.0055 | 303.0055 | 0.043935 | 1.1367 | 3.4794 | 28.0996 | 0 | 0 | 0 | 0 | -13.2704 | 180.0543 | 208.5664 | 184.4063 | 0.39092 | 0.38892 | 0.39029 | 0.38929 | -5.1876 | 70.0266 | 81.4016 | 71.7869
9 | 29 | 22 | 811.3861 | 824.6287 | 837.2568 | 976.4229 | 378.8299 | 100.3275 | 0 | 0 | 45.0565 | 93.8273 | 94.373 | 102.3945 | 0 | 0 | 0 | 0 | 165.064 | 185.8366 | 256.4218 | 402.4317 | 283.1967 | 303.0055 | 303.0055 | 303.0055 | 0.19955 | 2.0251 | 8.0296 | 42.7249 | 0 | 0 | 0 | 0 | -60.9606 | 139.6067 | 175.4269 | 125.8663 | 0.38531 | 0.3837 | 0.387 | 0.38422 | -23.4885 | 53.567 | 67.8903 | 48.3601
9 | 29 | 23 | 732.0423 | 744.2907 | 755.9982 | 881.8773 | 378.8299 | 100.3275 | 0 | 0 | 43.665 | 98.5821 | 97.103 | 103.981 | 0 | 0 | 0 | 0 | 165.7226 | 176.552 | 246.4352 | 377.363 | 0 | 0 | 0 | 0 | 0.59506 | 1.9037 | 8.2024 | 16.8222 | 0 | 0 | 0 | 0 | 143.2297 | 366.9254 | 404.2576 | 383.711 | 0.37862 | 0.38317 | 0.38456 | 0.38119 | 54.2303 | 140.5964 | 155.461 | 146.2682
9 | 29 | 24 | 660.6123 | 669.3332 | 677.1434 | 787.3274 | 378.8299 | 100.3275 | 0 | 0 | 42.9115 | 93.7343 | 83.2448 | 88.5154 | 0 | 0 | 0 | 0 | 163.6 | 167.7082 | 234.8351 | 362.2085 | 0 | 0 | 0 | 0 | 0.88365 | 6.1267 | 12.8285 | 6.1567 | 0 | 0 | 0 | 0 | 74.3872 | 301.4365 | 346.235 | 330.4468 | 0.37097 | 0.3792 | 0.38104 | 0.37743 | 27.5953 | 114.3054 | 131.9306 | 124.7207
9 | 30 | 1 | 607.0578 | 612.3725 | 616.4683 | 714.075 | 378.8299 | 100.3275 | 0 | 0 | 32.0025 | 78.3893 | 93.3391 | 82.7196 | 0 | 0 | 0 | 0 | 158.1719 | 153.7367 | 221.7879 | 334.3692 | 0 | 0 | 0 | 0 | -0.1629 | 8.7126 | 6.1395 | 7.524 | 0 | 0 | 0 | 0 | 38.2163 | 271.2064 | 295.2018 | 289.4621 | 0.37067 | 0.37067 | 0.37608 | 0.37093 | 14.1658 | 100.5278 | 111.0198 | 107.3699
9 | 30 | 2 | 567.4165 | 569.1783 | 569.2807 | 655.9979 | 378.8299 | 100.3275 | 0 | 0 | 26.1942 | 84.0056 | 79.2914 | 78.4264 | 0 | 0 | 0 | 0 | 147.3243 | 139.6657 | 199.6123 | 313.6843 | 0 | 0 | 0 | 0 | -0.12566 | 8.2892 | 5.9855 | 0.54107 | 0 | 0 | 0 | 0 | 15.1937 | 236.8903 | 284.3915 | 263.3461 | 0.36983 | 0.36895 | 0.37442 | 0.36801 | 5.6191 | 87.3999 | 106.481 | 96.9145
9 | 30 | 3 | 541.7925 | 540.5934 | 537.384 | 616.2437 | 378.8299 | 100.3275 | 0 | 0 | 22.9041 | 71.4996 | 72.4953 | 71.1248 | 0 | 0 | 0 | 0 | 122.1224 | 116.7495 | 180.9521 | 302.7816 | 0 | 0 | 0 | 0 | -0.23793 | 5.4706 | 5.5088 | -2.9079 | 0 | 0 | 0 | 0 | 18.1739 | 246.5461 | 278.4279 | 245.2453 | 0.37068 | 0.36878 | 0.37239 | 0.3659 | 6.7366 | 90.9223 | 103.684 | 89.7352
9 | 30 | 4 | 525.3457 | 520.9662 | 514.0578 | 585.8296 | 378.8299 | 100.3275 | 0 | 0 | 24.6921 | 69.2306 | 70.8137 | 72.6898 | 0 | 0 | 0 | 0 | 102.1056 | 98.4209 | 178.2534 | 300.2337 | 0 | 0 | 0 | 0 | -0.11459 | 0.95882 | 4.7997 | 0 | 0 | 0 | 0 | 0 | 19.8327 | 252.0284 | 260.1909 | 212.9061 | 0.3692 | 0.37208 | 0.37262 | 0.36651 | 7.3223 | 93.7736 | 96.9517 | 78.0312
9 | 30 | 5 | 517.5745 | 509.2015 | 497.5054 | 562.0103 | 378.8299 | 100.3275 | 0 | 0 | 34.0022 | 79.0778 | 82.8734 | 77.3418 | 0 | 0 | 0 | 0 | 87.2997 | 84.077 | 176.7987 | 289.9308 | 0 | 0 | 0 | 0 | -0.075349 | 6.0765 | 1.9742 | -14.6875 | 0 | 0 | 0 | 0 | 17.5181 | 239.6428 | 235.8592 | 209.4252 | 0.36849 | 0.37169 | 0.3739 | 0.36618 | 6.4552 | 89.0717 | 88.1872 | 76.6863
9 | 30 | 6 | 523.5439 | 512.2156 | 496.9393 | 557.8157 | 378.8299 | 100.3275 | 0 | 0 | 35.6461 | 73.9555 | 76.2612 | 74.8531 | 0 | 0 | 0 | 0 | 81.9115 | 81.9269 | 183.0776 | 289.4215 | 0 | 0 | 0 | 0 | -0.053556 | 1.1463 | 10.5802 | -16 | 0 | 0 | 0 | 0 | 27.2099 | 254.8595 | 227.0203 | 209.541 | 0.37162 | 0.37651 | 0.37574 | 0.37098 | 10.1117 | 95.9573 | 85.2999 | 77.7356
9 | 30 | 7 | 539.3765 | 525.4893 | 507.0596 | 566.3317 | 378.8299 | 100.3275 | 0 | 0 | 31.7987 | 60.4694 | 59.3716 | 58.0865 | 0 | 0 | 0 | 0 | 114.8452 | 259.3247 | 378.2042 | 480.9948 | 0 | 0 | 0 | 0 | -0.31579 | -3.3316 | -5.1225 | -2.1444 | 0 | 0 | 0 | 0 | 14.2185 | 108.6992 | 74.6064 | 29.3948 | 0.37194 | 0.38123 | 0.37528 | 0.36663 | 5.2884 | 41.4396 | 27.9986 | 10.7769
9 | 30 | 8 | 555.9815 | 541.0651 | 521.2695 | 581.2365 | 378.8299 | 100.3275 | 0 | 0 | 27.0743 | 44.0153 | 47.8072 | 53.7099 | 0 | 0 | 0 | 0 | 191.6038 | 507.5849 | 654.2107 | 765.7435 | 0 | 0 | 0 | 0 | -0.18417 | -7.2339 | -9.8843 | -2.1954 | 0 | 0 | 0 | 0 | -41.3424 | -103.6287 | -170.8641 | -236.0215 | 0.36962 | 0.37552 | 0.37235 | 0.38036 | -15.2811 | -38.915 | -63.6209 | -89.7741
9 | 30 | 9 | 605.0208 | 591.1029 | 572.2992 | 640.9524 | 378.8299 | 100.3275 | 0 | 0 | 21.1236 | 38.1845 | 39.6347 | 45.8454 | 0 | 0 | 0 | 0 | 250.4126 | 665.6011 | 835.7005 | 963.5544 | 0 | 0 | 0 | 0 | -0.25585 | -10.9645 | -16.2099 | -24.2221 | 0 | 0 | 0 | 0 | -45.0895 | -202.0457 | -286.8262 | -344.2253 | 0.37229 | 0.38397 | 0.38397 | 0.17588 | -16.7864 | -77.5804 | -110.134 | -60.5407
9 | 30 | 10 | 656.9032 | 644.1316 | 626.633 | 705.0311 | 378.8299 | 100.3275 | 0 | 0 | 21.6085 | 39.1411 | 39.0459 | 41.726 | 0 | 0 | 0 | 0 | 294.0241 | 764.9309 | 955.5295 | 1101.7847 | 0 | 0 | 0 | 0 | -0.15926 | -14.5921 | -26.1521 | -48.6348 | 0 | 0 | 0 | 0 | -37.4 | -245.6758 | -341.7904 | -389.8448 | 0.37171 | 0.38397 | 0.38397 | 0.17588 | -13.902 | -94.3333 | -131.2388 | -68.564
9 | 30 | 11 | 699.977 | 688.443 | 672.3484 | 759.2069 | 378.8299 | 100.3275 | 0 | 0 | 25.4127 | 37.4882 | 39.6055 | 37.508 | 0 | 0 | 0 | 0 | 319.253 | 814.6534 | 1021.4589 | 1174.5 | 0 | 0 | 0 | 0 | -0.10227 | -9.2468 | -20.4643 | -48 | 0 | 0 | 0 | 0 | -23.4164 | -254.7793 | -368.2516 | -404.8012 | 0.37104 | 0.38397 | 0.38397 | 0.17588 | -8.6884 | -97.8288 | -141.3993 | -71.1945
9 | 30 | 12 | 733.519 | 723.1773 | 708.4103 | 802.0904 | 378.8299 | 100.3275 | 0 | 0 | 28.5348 | 40.2979 | 41.926 | 38.3366 | 0 | 0 | 0 | 0 | 342.4026 | 836.6505 | 1063.7982 | 1217.3954 | 0 | 0 | 0 | 0 | -0.099052 | -6.5035 | -13.903 | -44.4781 | 0 | 0 | 0 | 0 | -16.1492 | -247.5951 | -383.4108 | -409.1635 | 0.37287 | 0.38397 | 0.38397 | 0.17588 | -6.0215 | -95.0702 | -147.2201 | -71.9617
9 | 30 | 13 | 760.2407 | 751.1134 | 737.5856 | 836.7164 | 378.8299 | 100.3275 | 0 | 0 | 34.758 | 39.007 | 40.8006 | 39.5263 | 0 | 0 | 0 | 0 | 366.4538 | 815.8047 | 1047.4268 | 1195.0817 | 0 | 0 | 0 | 0 | -0.21301 | -6.1251 | -13.0071 | -41.4825 | 0 | 0 | 0 | 0 | -19.5879 | -197.9007 | -337.6347 | -356.4091 | 0.37446 | 0.38065 | 0.38397 | 0.16813 | -7.3348 | -75.3318 | -129.6432 | -59.9232
9 | 30 | 14 | 786.5372 | 778.5421 | 766.237 | 870.8589 | 378.8299 | 100.3275 | 0 | 0 | 34.9555 | 50.6922 | 45.4633 | 47.6928 | 0 | 0 | 0 | 0 | 413.8489 | 865.531 | 1107.8889 | 1247.3426 | 0 | 0 | 0 | 0 | -0.16704 | -2.6307 | -10.9071 | -7.9487 | 0 | 0 | 0 | 0 | -40.93 | -235.3779 | -376.2081 | -416.2278 | 0.37539 | 0.37471 | 0.37695 | 0.16849 | -15.3646 | -88.1993 | -141.8103 | -70.1307
9 | 30 | 15 | 815.3711 | 809.0358 | 798.6152 | 910.0101 | 378.8299 | 100.3275 | 0 | 0 | 36.9827 | 58.3854 | 52.5178 | 50.4534 | 0 | 0 | 0 | 0 | 463.0602 | 879.7926 | 1124.6459 | 1249.8443 | 0 | 0 | 0 | 0 | -0.23559 | -0.63362 | -0.81417 | -4.0994 | 0 | 0 | 0 | 0 | -63.2662 | -228.8361 | -377.7343 | -386.1881 | 0.37558 | 0.37413 | 0.37546 | 0.16764 | -23.7613 | -85.6148 | -141.8246 | -64.7389
9 | 30 | 16 | 839.4369 | 836.7927 | 830.5649 | 950.6899 | 378.8299 | 100.3275 | 0 | 0 | 34.0787 | 62.5259 | 57.948 | 60.3179 | 0 | 0 | 0 | 0 | 495.1143 | 834.4004 | 1066.8591 | 1169.8273 | 0 | 0 | 0 | 0 | -0.17221 | -1.099 | -1.8828 | 0.32329 | 0 | 0 | 0 | 0 | -68.4138 | -159.3621 | -292.3594 | -279.7786 | 0.38077 | 0.3675 | 0.37018 | 0.37865 | -26.0497 | -58.5652 | -108.2255 | -105.9389
9 | 30 | 17 | 859.2753 | 861.1046 | 860.0602 | 989.5779 | 378.8299 | 100.3275 | 0 | 0 | 36.4097 | 66.6199 | 65.8686 | 64.9803 | 0 | 0 | 0 | 0 | 382.8528 | 572.8452 | 776.825 | 845.4041 | 283.1967 | 303.0055 | 303.0055 | 303.0055 | -0.21127 | -1.3047 | -2.285 | -1.0993 | 0 | 0 | 0 | 0 | -221.8026 | -180.3888 | -283.3538 | -222.7127 | 0.38859 | 0.37976 | 0.38475 | 0.37375 | -86.1903 | -68.504 | -109.0205 | -83.2381
9 | 30 | 18 | 875.6216 | 881.4448 | 884.8774 | 1022.1378 | 378.8299 | 100.3275 | 0 | 0 | 42.2366 | 84.2966 | 72.7874 | 74.6224 | 0 | 0 | 0 | 0 | 311.5901 | 328.9675 | 522.3761 | 578.421 | 283.1967 | 303.0055 | 303.0055 | 303.0055 | -0.11316 | -1.7963 | -0.3606 | 0 | 0 | 0 | 0 | 0 | -140.1185 | 66.644 | -12.931 | 66.089 | 0.39913 | 0.39052 | 0.39482 | 0.38967 | -55.9252 | 26.0261 | -5.1055 | 25.7531
9 | 30 | 19 | 869.4403 | 877.6307 | 883.6819 | 1022.9133 | 378.8299 | 100.3275 | 0 | 0 | 46.7307 | 94.4836 | 94.6318 | 85.9408 | 0 | 0 | 0 | 0 | 268.1135 | 244.306 | 422.2971 | 477.9315 | 283.1967 | 303.0055 | 303.0055 | 303.0055 | 0.34367 | 3.7977 | 14.3582 | 41.168 | 0 | 0 | 0 | 0 | -107.7742 | 131.7103 | 49.3893 | 114.8675 | 0.40014 | 0.39646 | 0.4013 | 0.39601 | -43.1243 | 52.218 | 19.8199 | 45.4888
9 | 30 | 20 | 895.6784 | 906.7684 | 916.3208 | 1064.1601 | 378.8299 | 100.3275 | 0 | 0 | 46.0873 | 93.2891 | 97.6813 | 95.5537 | 0 | 0 | 0 | 0 | 326.8699 | 298.5662 | 463.0671 | 521.1649 | 283.1967 | 303.0055 | 303.0055 | 303.0055 | -0.18296 | 1.007 | 1.9969 | 36.0576 | 0 | 0 | 0 | 0 | -139.1226 | 110.5732 | 50.5701 | 108.3785 | 0.39652 | 0.39181 | 0.39756 | 0.39343 | -55.165 | 43.3241 | 20.1046 | 42.6396
9 | 30 | 21 | 887.944 | 900.7232 | 912.4828 | 1062.1728 | 378.8299 | 100.3275 | 0 | 0 | 41.7957 | 95.2958 | 101.6092 | 100.1483 | 0 | 0 | 0 | 0 | 277.568 | 258.5093 | 406.0885 | 464.8706 | 283.1967 | 303.0055 | 303.0055 | 303.0055 | 0.043935 | 1.1367 | 3.4794 | 28.0996 | 0 | 0 | 0 | 0 | -93.4902 | 142.4485 | 98.3003 | 166.0489 | 0.39092 | 0.38892 | 0.39029 | 0.38929 | -36.547 | 55.401 | 38.3657 | 64.6406
9 | 30 | 22 | 821.8032 | 835.3407 | 848.318 | 989.5662 | 378.8299 | 100.3275 | 0 | 0 | 45.0565 | 93.8273 | 94.373 | 102.3945 | 0 | 0 | 0 | 0 | 256.6195 | 246.0395 | 380.2027 | 442.6731 | 283.1967 | 303.0055 | 303.0055 | 303.0055 | 0.19955 | 2.0251 | 8.0296 | 42.7249 | 0 | 0 | 0 | 0 | -142.0989 | 90.1158 | 62.7073 | 98.7681 | 0.38531 | 0.3837 | 0.387 | 0.38422 | -54.7516 | 34.5774 | 24.2678 | 37.9485
9 | 30 | 23 | 731.0185 | 743.2371 | 754.9094 | 880.5828 | 378.8299 | 100.3275 | 0 | 0 | 43.665 | 98.5821 | 97.103 | 103.981 | 0 | 0 | 0 | 0 | 290.8014 | 284.2203 | 414.4951 | 482.8523 | 0 | 0 | 0 | 0 | 0.59506 | 1.9037 | 8.2024 | 16.8222 | 0 | 0 | 0 | 0 | 17.1271 | 258.2036 | 235.1089 | 276.9273 | 0.37862 | 0.38317 | 0.38456 | 0.38119 | 6.4847 | 98.937 | 90.4133 | 105.5629
9 | 30 | 24 | 645.5399 | 653.8347 | 661.1401 | 768.3123 | 378.8299 | 100.3275 | 0 | 0 | 42.9115 | 93.7343 | 83.2448 | 88.5154 | 0 | 0 | 0 | 0 | 306.0089 | 302.3899 | 435.3793 | 505.9438 | 0 | 0 | 0 | 0 | 0.88365 | 6.1267 | 12.8285 | 6.1567 | 0 | 0 | 0 | 0 | -83.094 | 151.2563 | 129.6874 | 167.6963 | 0.37097 | 0.3792 | 0.38104 | 0.37743 | -30.8253 | 57.3567 | 49.4166 | 63.2937
10 | 1 | 1 | 539.2804 | 543.6389 | 546.6622 | 632.3042 | 378.8299 | 100.3275 | 0 | 0 | 27.5282 | 67.2667 | 67.8955 | 68.6681 | 0 | 0 | 0 | 0 | 321.7072 | 321.1328 | 440.1493 | 510.7215 | 0 | 0 | 0 | 0 | -0.39135 | 4.7599 | 13.79 | -0.47776 | 0 | 0 | 0 | 0 | -188.3936 | 50.152 | 24.8274 | 53.3924 | 0.37115 | 0.38254 | 0.37827 | 0.36417 | -69.9216 | 19.1852 | 9.3915 | 19.444
10 | 1 | 2 | 511.0444 | 512.356 | 511.9915 | 589.3108 | 378.8299 | 100.3275 | 0 | 0 | 22.5423 | 68.0484 | 67.2136 | 62.0061 | 0 | 0 | 0 | 0 | 308.1 | 311.5493 | 430.1361 | 507.2679 | 0 | 0 | 0 | 0 | -0.2795 | 2.5097 | 2.9362 | -4.929 | 0 | 0 | 0 | 0 | -198.1483 | 29.9211 | 11.7057 | 24.9657 | 0.37051 | 0.38125 | 0.37759 | 0.36407 | -73.4161 | 11.4073 | 4.42 | 9.0892
10 | 1 | 3 | 496.694 | 495.3444 | 492.0155 | 563.6803 | 378.8299 | 100.3275 | 0 | 0 | 21.424 | 71.5448 | 66.9481 | 47.9212 | 0 | 0 | 0 | 0 | 306.338 | 314.399 | 430.3964 | 522.6577 | 0 | 0 | 0 | 0 | -0.22147 | 8.7731 | 6.7691 | -9.699 | 0 | 0 | 0 | 0 | -209.6764 | 0.30009 | -12.0981 | 2.8004 | 0.36947 | 0.37677 | 0.37471 | 0.36399 | -77.4685 | 0.11307 | -4.5333 | 1.0193
10 | 1 | 4 | 492.7837 | 488.7838 | 482.3943 | 549.7619 | 378.8299 | 100.3275 | 0 | 0 | 30.4989 | 68.1445 | 67.9779 | 46.6887 | 0 | 0 | 0 | 0 | 278.4371 | 292.3767 | 397.7838 | 507.4024 | 0 | 0 | 0 | 0 | -0.20784 | 0.4125 | 3.0404 | -10.3462 | 0 | 0 | 0 | 0 | -194.7744 | 27.5226 | 13.5923 | 6.017 | 0.36665 | 0.38012 | 0.37574 | 0.364 | -71.4132 | 10.462 | 5.1072 | 2.1902
10 | 1 | 5 | 505.2724 | 498.4149 | 488.6211 | 553.7013 | 378.8299 | 100.3275 | 0 | 0 | 37.4395 | 68.302 | 68.5416 | 67.1646 | 0 | 0 | 0 | 0 | 254.9408 | 269.0251 | 366.8005 | 468.7663 | 0 | 0 | 0 | 0 | 0.8064 | 2.7993 | 0.81142 | -3.7083 | 0 | 0 | 0 | 0 | -166.7442 | 57.961 | 52.4675 | 21.4788 | 0.36507 | 0.38413 | 0.37673 | 0.36411 | -60.8733 | 22.2647 | 19.7662 | 7.8206
10 | 1 | 6 | 550.7173 | 541.5258 | 528.8578 | 597.3798 | 378.8299 | 100.3275 | 0 | 0 | 40.7202 | 75.1409 | 75.803 | 78.6534 | 0 | 0 | 0 | 0 | 273.6186 | 291.2055 | 367.1481 | 462.0001 | 0 | 0 | 0 | 0 | 0.70362 | 8.5328 | 6.4823 | -2.1246 | 0 | 0 | 0 | 0 | -143.1551 | 66.3191 | 79.4245 | 58.8508 | 0.37565 | 0.38754 | 0.38116 | 0.36427 | -53.7759 | 25.7012 | 30.2737 | 21.4373
10 | 1 | 7 | 636.7799 | 627.6197 | 614.9127 | 696.8815 | 378.8299 | 100.3275 | 0 | 0 | 38.9548 | 67.2036 | 69.053 | 56.9775 | 0 | 0 | 0 | 0 | 353.5809 | 465.3574 | 523.4589 | 616.6271 | 0 | 0 | 0 | 0 | 0.056027 | -0.34918 | -5.8208 | -2.5414 | 0 | 0 | 0 | 0 | -134.6418 | -4.9196 | 28.2215 | 25.8182 | 0.37409 | 0.38456 | 0.38293 | 0.3729 | -50.3676 | -1.8919 | 10.8069 | 9.6277
10 | 1 | 8 | 702.8013 | 694.2611 | 682.1608 | 775.1259 | 378.8299 | 100.3275 | 0 | 0 | 29.833 | 48.0603 | 48.1742 | 52.491 | 0 | 0 | 0 | 0 | 473.6329 | 716.7978 | 781.7771 | 875.1458 | 0 | 0 | 0 | 0 | -0.22147 | -2.7289 | -2.4571 | 1.1412 | 0 | 0 | 0 | 0 | -179.273 | -168.1956 | -145.3334 | -153.6521 | 0.36583 | 0.38953 | 0.37971 | 0.39001 | -65.5838 | -65.5174 | -55.1847 | -59.9257
10 | 1 | 9 | 722.382 | 714.2416 | 702.4463 | 798.6172 | 378.8299 | 100.3275 | 0 | 0 | 23.342 | 47.3204 | 47.3125 | 52.4815 | 0 | 0 | 0 | 0 | 550.0661 | 913.4321 | 992.1619 | 1105.2438 | 0 | 0 | 0 | 0 | -0.22147 | -4.4703 | -10.651 | -8.7033 | 0 | 0 | 0 | 0 | -229.6345 | -342.3681 | -326.3771 | -350.4048 | 0.37083 | 0.014884 | 0.38398 | 0.014047 | -85.1552 | -5.0957 | -125.3214 | -4.9222
10 | 1 | 10 | 758.4283 | 751.0029 | 739.9963 | 842.7549 | 378.8299 | 100.3275 | 0 | 0 | 20.5941 | 37.8638 | 37.8638 | 45.8793 | 0 | 0 | 0 | 0 | 631.5554 | 1064.2771 | 1163.3745 | 1313.1921 | 0 | 0 | 0 | 0 | -0.00049229 | -10.7507 | -22.8503 | -48.0894 | 0 | 0 | 0 | 0 | -272.5506 | -440.7147 | -438.3917 | -468.2271 | 0.38038 | 0.014884 | 0.38398 | 0.014884 | -103.6726 | -6.5594 | -168.3324 | -6.9689
10 | 1 | 11 | 786.6206 | 780.225 | 770.3872 | 878.9753 | 378.8299 | 100.3275 | 0 | 0 | 21.3171 | 37.8638 | 37.8638 | 37.8638 | 0 | 0 | 0 | 0 | 732.8707 | 1224.7343 | 1359.0368 | 1523.5218 | 0 | 0 | 0 | 0 | -1.0122 | -10.4528 | -22.4923 | -48 | 0 | 0 | 0 | 0 | -345.3849 | -572.2478 | -604.0211 | -634.4103 | 0.3836 | 0.014884 | 0.38398 | 0.014884 | -132.4899 | -8.5171 | -231.9304 | -9.4424
10 | 1 | 12 | 801.1175 | 795.7755 | 787.1246 | 899.3834 | 378.8299 | 100.3275 | 0 | 0 | 20.91 | 37.8638 | 37.8638 | 37.8638 | 0 | 0 | 0 | 0 | 841.001 | 1363.6441 | 1505.0775 | 1671.4935 | 0 | 0 | 0 | 0 | -0.91306 | -11.1815 | -22.473 | -50.2599 | 0 | 0 | 0 | 0 | -438.7102 | -694.8784 | -733.3437 | -759.714 | 0.38344 | 0.014884 | 0.38398 | 0.014884 | -168.2183 | -10.3423 | -281.5873 | -11.3073
10 | 1 | 13 | 806.7023 | 802.8777 | 795.8798 | 910.8438 | 378.8299 | 100.3275 | 0 | 0 | 20.9784 | 37.8638 | 39.6177 | 37.8638 | 0 | 0 | 0 | 0 | 888.1925 | 1406.3445 | 1547.4806 | 1703.7093 | 0 | 0 | 0 | 0 | -0.23172 | -13.3457 | -22.3887 | -47.6529 | 0 | 0 | 0 | 0 | -481.0668 | -728.3124 | -768.8298 | -783.0764 | 0.38056 | 0.014884 | 0.38398 | 0.014884 | -183.0739 | -10.84 | -295.2132 | -11.6551
10 | 1 | 14 | 819.5357 | 817.2077 | 811.8977 | 930.8537 | 378.8299 | 100.3275 | 0 | 0 | 22.3221 | 37.8638 | 37.8638 | 37.8638 | 0 | 0 | 0 | 0 | 935.3876 | 1451.7087 | 1599.8241 | 1758.8701 | 0 | 0 | 0 | 0 | -0.39135 | -5.3643 | -13.0427 | -33.9046 | 0 | 0 | 0 | 0 | -516.6125 | -767.3279 | -812.7475 | -831.9756 | 0.37634 | 0.014773 | 0.38398 | 0.013952 | -194.4232 | -11.3356 | -312.0765 | -11.6075
10 | 1 | 15 | 822.294 | 821.0893 | 817.0413 | 937.8928 | 378.8299 | 100.3275 | 0 | 0 | 23.233 | 47.1302 | 43.0104 | 37.9303 | 0 | 0 | 0 | 0 | 943.8629 | 1445.4249 | 1593.7415 | 1787.7093 | 0 | 0 | 0 | 0 | -0.39135 | -7.1243 | -1.3753 | 5.8443 | 0 | 0 | 0 | 0 | -523.2404 | -764.6689 | -818.3354 | -893.5911 | 0.3716 | 0.014335 | 0.38347 | 0.014454 | -194.438 | -10.9612 | -313.8049 | -12.9158
10 | 1 | 16 | 821.4622 | 823.2397 | 822.5588 | 947.1986 | 378.8299 | 100.3275 | 0 | 0 | 27.8013 | 50.2279 | 47.4882 | 58.0565 | 0 | 0 | 0 | 0 | 893.2856 | 1323.1201 | 1452.2361 | 1631.9235 | 0 | 0 | 0 | 0 | -0.39087 | -0.74809 | -1.1535 | 15.3171 | 0 | 0 | 0 | 0 | -478.0637 | -649.6876 | -676.012 | -758.0985 | 0.36606 | 0.39562 | 0.37317 | 0.38507 | -175.0006 | -257.0321 | -252.2697 | -291.9233
10 | 1 | 17 | 818.0683 | 822.5479 | 824.8958 | 952.4897 | 378.8299 | 100.3275 | 0 | 0 | 32.1759 | 64.5914 | 54.5082 | 69.1862 | 0 | 0 | 0 | 0 | 803.8349 | 1097.1573 | 1197.3112 | 1359.2146 | 283.1967 | 303.0055 | 303.0055 | 303.0055 | -0.39087 | -3.8986 | -0.063704 | 0 | 0 | 0 | 0 | 0 | -679.5782 | -738.6351 | -729.8653 | -778.9166 | 0.3796 | 0.40231 | 0.39727 | 0.39167 | -257.9705 | -297.1635 | -289.9532 | -305.0769
10 | 1 | 18 | 820.9114 | 827.3475 | 831.6796 | 961.6596 | 378.8299 | 100.3275 | 0 | 0 | 40.4323 | 76.3071 | 74.2233 | 81.7332 | 0 | 0 | 0 | 0 | 698.4966 | 803.2923 | 870.8866 | 1039.9809 | 283.1967 | 303.0055 | 303.0055 | 303.0055 | -0.089256 | -0.65891 | 2.4293 | 25.5661 | 0 | 0 | 0 | 0 | -579.9548 | -454.926 | -418.8651 | -488.626 | 0.38763 | 0.39764 | 0.3935 | 0.37855 | -224.8078 | -180.8959 | -164.824 | -184.9713
10 | 1 | 19 | 842.4302 | 852.5984 | 861.2236 | 999.7304 | 378.8299 | 100.3275 | 0 | 0 | 40.8735 | 82.5247 | 84.0862 | 84.7933 | 0 | 0 | 0 | 0 | 649.1199 | 712.787 | 789.69 | 958.2673 | 283.1967 | 303.0055 | 303.0055 | 303.0055 | 0.53225 | -0.10432 | 4.9024 | 43.2762 | 0 | 0 | 0 | 0 | -510.122 | -345.9419 | -320.4605 | -389.6118 | 0.39128 | 0.40086 | 0.39698 | 0.38389 | -199.6015 | -138.6752 | -127.2175 | -149.5688
10 | 1 | 20 | 859.4757 | 871.648 | 882.6715 | 1026.8967 | 378.8299 | 100.3275 | 0 | 0 | 38.5367 | 83.2846 | 84.7545 | 90.3232 | 0 | 0 | 0 | 0 | 585.2292 | 644.8034 | 735.5002 | 895.6999 | 283.1967 | 303.0055 | 303.0055 | 303.0055 | 0.13095 | 6.0395 | 5.4016 | 29.3636 | 0 | 0 | 0 | 0 | -426.4477 | -265.8125 | -245.9902 | -291.4956 | 0.39034 | 0.40015 | 0.39617 | 0.38289 | -166.4615 | -106.366 | -97.4548 | -111.6102
10 | 1 | 21 | 826.3082 | 839.2563 | 851.3799 | 992.0155 | 378.8299 | 100.3275 | 0 | 0 | 37.8707 | 79.3381 | 85.2314 | 91.5475 | 0 | 0 | 0 | 0 | 601.1795 | 644.9508 | 748.8692 | 900.2846 | 283.1967 | 303.0055 | 303.0055 | 303.0055 | 0.64822 | 7.0857 | 4.5578 | 31.3459 | 0 | 0 | 0 | 0 | -475.4169 | -295.4513 | -290.284 | -334.168 | 0.38547 | 0.3963 | 0.39241 | 0.3776 | -183.2573 | -117.0882 | -113.911 | -126.1806
10 | 1 | 22 | 759.9958 | 773.0486 | 785.5525 | 916.581 | 378.8299 | 100.3275 | 0 | 0 | 43.7359 | 76.2507 | 83.9535 | 86.888 | 0 | 0 | 0 | 0 | 599.1114 | 628.8769 | 733.4431 | 863.9841 | 283.1967 | 303.0055 | 303.0055 | 303.0055 | 0.75288 | 9.0423 | 6.9867 | 39.9204 | 0 | 0 | 0 | 0 | -545.631 | -344.4542 | -341.8362 | -377.217 | 0.37586 | 0.38944 | 0.38588 | 0.36712 | -205.081 | -134.1439 | -131.9063 | -138.4832
10 | 1 | 23 | 679.3586 | 691.3042 | 702.744 | 820.0899 | 378.8299 | 100.3275 | 0 | 0 | 38.1179 | 71.906 | 74.6561 | 77.3203 | 0 | 0 | 0 | 0 | 544.6158 | 567.0351 | 689.1608 | 833.0145 | 0 | 0 | 0 | 0 | 0.8627 | 0.1299 | 17.9199 | 1.7906 | 0 | 0 | 0 | 0 | -283.0678 | -48.0943 | -78.9929 | -92.0355 | 0.36524 | 0.38446 | 0.37959 | 0.36444 | -103.3887 | -18.4902 | -29.9845 | -33.5414
10 | 1 | 24 | 602.7802 | 611.3753 | 619.1341 | 720.2509 | 378.8299 | 100.3275 | 0 | 0 | 28.113 | 68.4408 | 68.4479 | 62.1882 | 0 | 0 | 0 | 0 | 503.7993 | 511.7823 | 649.5809 | 795.8948 | 0 | 0 | 0 | 0 | -0.38091 | 2.8406 | 10.714 | -6.6877 | 0 | 0 | 0 | 0 | -307.5811 | -72.0159 | -109.6087 | -131.1445 | 0.36532 | 0.37062 | 0.37486 | 0.36426 | -112.3644 | -26.6904 | -41.0884 | -47.7708
10 | 2 | 1 | 552.3366 | 557.0816 | 560.5638 | 648.8399 | 378.8299 | 100.3275 | 0 | 0 | 27.5282 | 67.2667 | 67.8955 | 68.6681 | 0 | 0 | 0 | 0 | 451.5035 | 447.569 | 589.3367 | 731.1702 | 0 | 0 | 0 | 0 | -0.39135 | 4.7599 | 13.79 | -0.47776 | 0 | 0 | 0 | 0 | -305.1337 | -62.8416 | -110.4584 | -150.5206 | 0.37115 | 0.38254 | 0.37827 | 0.36417 | -113.2492 | -24.0395 | -41.7836 | -54.8154
10 | 2 | 2 | 525.2543 | 526.9827 | 527.113 | 607.2935 | 378.8299 | 100.3275 | 0 | 0 | 22.5423 | 68.0484 | 67.2136 | 62.0061 | 0 | 0 | 0 | 0 | 424.9966 | 412.0059 | 567.4407 | 732.3478 | 0 | 0 | 0 | 0 | -0.2795 | 2.5097 | 2.9362 | -4.929 | 0 | 0 | 0 | 0 | -300.835 | -55.9088 | -110.4775 | -182.1314 | 0.37051 | 0.38125 | 0.37759 | 0.36407 | -111.4626 | -21.3149 | -41.7155 | -66.3082
10 | 2 | 3 | 508.4564 | 507.4523 | 504.5335 | 578.5675 | 378.8299 | 100.3275 | 0 | 0 | 21.424 | 71.5448 | 66.9481 | 47.9212 | 0 | 0 | 0 | 0 | 439.311 | 419.7301 | 583.3769 | 757.9437 | 0 | 0 | 0 | 0 | -0.22147 | 8.7731 | 6.7691 | -9.699 | 0 | 0 | 0 | 0 | -330.887 | -92.9232 | -152.5606 | -217.5983 | 0.36947 | 0.37677 | 0.37471 | 0.36399 | -122.2518 | -35.011 | -57.1665 | -79.2029
10 | 2 | 4 | 502.5043 | 498.7881 | 492.7352 | 562.0581 | 378.8299 | 100.3275 | 0 | 0 | 30.4989 | 68.1445 | 67.9779 | 46.6887 | 0 | 0 | 0 | 0 | 453.9733 | 429.3353 | 593.4206 | 756.1425 | 0 | 0 | 0 | 0 | -0.20784 | 0.4125 | 3.0404 | -10.3462 | 0 | 0 | 0 | 0 | -360.5899 | -99.4317 | -171.7036 | -230.4269 | 0.36665 | 0.38012 | 0.37574 | 0.364 | -132.2088 | -37.7964 | -64.5163 | -83.8759
10 | 2 | 5 | 512.0351 | 505.3769 | 495.8197 | 562.263 | 378.8299 | 100.3275 | 0 | 0 | 37.4395 | 68.302 | 68.5416 | 67.1646 | 0 | 0 | 0 | 0 | 443.7309 | 419.0627 | 583.1859 | 727.0257 | 0 | 0 | 0 | 0 | 0.8064 | 2.7993 | 0.81142 | -3.7083 | 0 | 0 | 0 | 0 | -348.7716 | -85.1146 | -156.7192 | -228.2189 | 0.36507 | 0.38413 | 0.37673 | 0.36411 | -127.3261 | -32.6953 | -59.041 | -83.0969
10 | 2 | 6 | 553.7469 | 544.6558 | 532.1076 | 601.2564 | 378.8299 | 100.3275 | 0 | 0 | 40.7202 | 75.1409 | 75.803 | 78.6534 | 0 | 0 | 0 | 0 | 416.1623 | 396.2963 | 560.8431 | 694.6853 | 0 | 0 | 0 | 0 | 0.70362 | 8.5328 | 6.4823 | -2.1246 | 0 | 0 | 0 | 0 | -282.6692 | -35.6417 | -111.0208 | -169.9578 | 0.37565 | 0.38754 | 0.38116 | 0.36427 | -106.1841 | -13.8125 | -42.3171 | -61.9098
10 | 2 | 7 | 639.1437 | 630.0527 | 617.4278 | 699.8724 | 378.8299 | 100.3275 | 0 | 0 | 38.9548 | 67.2036 | 69.053 | 56.9775 | 0 | 0 | 0 | 0 | 386.2461 | 512.7976 | 693.406 | 815.5499 | 0 | 0 | 0 | 0 | 0.056027 | -0.34918 | -5.8208 | -2.5414 | 0 | 0 | 0 | 0 | -164.9431 | -49.9268 | -139.2104 | -170.1136 | 0.37409 | 0.38456 | 0.38293 | 0.3729 | -61.7029 | -19.1997 | -53.3079 | -63.4361
10 | 2 | 8 | 709.1908 | 700.8322 | 688.9471 | 783.1905 | 378.8299 | 100.3275 | 0 | 0 | 29.833 | 48.0603 | 48.1742 | 52.491 | 0 | 0 | 0 | 0 | 417.3341 | 725.0032 | 925.3796 | 1053.3626 | 0 | 0 | 0 | 0 | -0.22147 | -2.7289 | -2.4571 | 1.1412 | 0 | 0 | 0 | 0 | -116.5847 | -169.8299 | -282.1496 | -323.8043 | 0.36583 | 0.38953 | 0.37971 | 0.39001 | -42.6504 | -66.154 | -107.1354 | -126.2866
10 | 2 | 9 | 722.481 | 714.3499 | 702.5661 | 798.7663 | 378.8299 | 100.3275 | 0 | 0 | 23.342 | 47.3204 | 47.3125 | 52.4815 | 0 | 0 | 0 | 0 | 480.496 | 892.9652 | 1078.1086 | 1227.1132 | 0 | 0 | 0 | 0 | -0.22147 | -4.4703 | -10.651 | -8.7033 | 0 | 0 | 0 | 0 | -159.9655 | -321.7929 | -412.204 | -472.1251 | 0.37083 | 0.014884 | 0.38398 | 0.014047 | -59.3199 | -4.7895 | -158.2769 | -6.632
10 | 2 | 10 | 748.0933 | 740.3867 | 729.0475 | 829.7567 | 378.8299 | 100.3275 | 0 | 0 | 20.5941 | 37.8638 | 37.8638 | 45.8793 | 0 | 0 | 0 | 0 | 562.9215 | 1033.5142 | 1214.6213 | 1376.2705 | 0 | 0 | 0 | 0 | -0.00049229 | -10.7507 | -22.8503 | -48.0894 | 0 | 0 | 0 | 0 | -214.2517 | -420.5681 | -500.5872 | -544.3037 | 0.38038 | 0.014884 | 0.38398 | 0.014884 | -81.4969 | -6.2596 | -192.2141 | -8.1012
10 | 2 | 11 | 773.9162 | 767.179 | 756.9373 | 863.012 | 378.8299 | 100.3275 | 0 | 0 | 21.3171 | 37.8638 | 37.8638 | 37.8638 | 0 | 0 | 0 | 0 | 652.9873 | 1145.3356 | 1323.7932 | 1490.3147 | 0 | 0 | 0 | 0 | -1.0122 | -10.4528 | -22.4923 | -48 | 0 | 0 | 0 | 0 | -278.2058 | -505.8952 | -582.2274 | -617.1665 | 0.3836 | 0.014884 | 0.38398 | 0.014884 | -106.72 | -7.5296 | -223.5621 | -9.1857
10 | 2 | 12 | 788.5129 | 782.8379 | 773.7939 | 883.5678 | 378.8299 | 100.3275 | 0 | 0 | 20.91 | 37.8638 | 37.8638 | 37.8638 | 0 | 0 | 0 | 0 | 705.9078 | 1199.9024 | 1375.6616 | 1545.4834 | 0 | 0 | 0 | 0 | -0.91306 | -11.1815 | -22.473 | -50.2599 | 0 | 0 | 0 | 0 | -316.2217 | -544.0742 | -617.2585 | -649.5195 | 0.38344 | 0.014884 | 0.38398 | 0.014884 | -121.2515 | -8.0978 | -237.0132 | -9.6672
10 | 2 | 13 | 796.0693 | 791.9715 | 784.6515 | 897.5304 | 378.8299 | 100.3275 | 0 | 0 | 20.9784 | 37.8638 | 39.6177 | 37.8638 | 0 | 0 | 0 | 0 | 699.4572 | 1177.5364 | 1353.6716 | 1522.6949 | 0 | 0 | 0 | 0 | -0.23172 | -13.3457 | -22.3887 | -47.6529 | 0 | 0 | 0 | 0 | -302.9644 | -510.4105 | -586.2491 | -615.3754 | 0.38056 | 0.014884 | 0.38398 | 0.014884 | -115.2956 | -7.5968 | -225.1063 | -9.1591
10 | 2 | 14 | 804.8665 | 802.156 | 796.3947 | 912.4659 | 378.8299 | 100.3275 | 0 | 0 | 22.3221 | 37.8638 | 37.8638 | 37.8638 | 0 | 0 | 0 | 0 | 671.9577 | 1145.8012 | 1325.7127 | 1491.9143 | 0 | 0 | 0 | 0 | -0.39135 | -5.3643 | -13.0427 | -33.9046 | 0 | 0 | 0 | 0 | -267.8519 | -476.4723 | -554.1391 | -583.4076 | 0.37634 | 0.014773 | 0.38398 | 0.013952 | -100.804 | -7.0389 | -212.7768 | -8.1395
10 | 2 | 15 | 808.3286 | 806.7688 | 802.3027 | 920.4212 | 378.8299 | 100.3275 | 0 | 0 | 23.233 | 47.1302 | 43.0104 | 37.9303 | 0 | 0 | 0 | 0 | 633.728 | 1072.9526 | 1251.4067 | 1409.1213 | 0 | 0 | 0 | 0 | -0.39135 | -7.1243 | -1.3753 | 5.8443 | 0 | 0 | 0 | 0 | -227.071 | -406.5171 | -490.7392 | -532.4748 | 0.3716 | 0.014335 | 0.38347 | 0.014454 | -84.3804 | -5.8273 | -188.1825 | -7.6963
10 | 2 | 16 | 807.8535 | 809.2889 | 808.2051 | 930.1869 | 378.8299 | 100.3275 | 0 | 0 | 27.8013 | 50.2279 | 47.4882 | 58.0565 | 0 | 0 | 0 | 0 | 611.6647 | 971.742 | 1143.607 | 1288.291 | 0 | 0 | 0 | 0 | -0.39087 | -0.74809 | -1.1535 | 15.3171 | 0 | 0 | 0 | 0 | -210.0515 | -312.2603 | -381.7367 | -431.4776 | 0.36606 | 0.39562 | 0.37317 | 0.38507 | -76.8917 | -123.5377 | -142.454 | -166.1504
10 | 2 | 17 | 798.7918 | 802.768 | 804.5219 | 928.3239 | 378.8299 | 100.3275 | 0 | 0 | 32.1759 | 64.5914 | 54.5082 | 69.1862 | 0 | 0 | 0 | 0 | 542.4225 | 745.1067 | 878.8663 | 996.3305 | 283.1967 | 303.0055 | 303.0055 | 303.0055 | -0.39087 | -3.8986 | -0.063704 | 0 | 0 | 0 | 0 | 0 | -437.4424 | -406.3646 | -431.7943 | -440.1983 | 0.3796 | 0.40231 | 0.39727 | 0.39167 | -166.0548 | -163.4863 | -171.5387 | -172.4117
10 | 2 | 18 | 801.2387 | 807.1542 | 810.8718 | 936.9722 | 378.8299 | 100.3275 | 0 | 0 | 40.4323 | 76.3071 | 74.2233 | 81.7332 | 0 | 0 | 0 | 0 | 428.4259 | 455.7553 | 557.9348 | 661.0643 | 283.1967 | 303.0055 | 303.0055 | 303.0055 | -0.089256 | -0.65891 | 2.4293 | 25.5661 | 0 | 0 | 0 | 0 | -329.5568 | -127.5822 | -126.7211 | -134.3968 | 0.38763 | 0.39764 | 0.3935 | 0.37855 | -127.7461 | -50.7316 | -49.8649 | -50.8764
10 | 2 | 19 | 827.7878 | 837.5678 | 845.7346 | 981.3527 | 378.8299 | 100.3275 | 0 | 0 | 40.8735 | 82.5247 | 84.0862 | 84.7933 | 0 | 0 | 0 | 0 | 326.7772 | 333.5808 | 435.398 | 523.87 | 283.1967 | 303.0055 | 303.0055 | 303.0055 | 0.53225 | -0.10432 | 4.9024 | 43.2762 | 0 | 0 | 0 | 0 | -202.4218 | 18.2337 | 18.3425 | 26.4078 | 0.39128 | 0.40086 | 0.39698 | 0.38389 | -79.204 | 7.3092 | 7.2817 | 10.1377
10 | 2 | 20 | 850.9802 | 862.9299 | 873.6909 | 1016.244 | 378.8299 | 100.3275 | 0 | 0 | 38.5367 | 83.2846 | 84.7545 | 90.3232 | 0 | 0 | 0 | 0 | 258.9593 | 280.6271 | 392.0841 | 472.0181 | 283.1967 | 303.0055 | 303.0055 | 303.0055 | 0.13095 | 6.0395 | 5.4016 | 29.3636 | 0 | 0 | 0 | 0 | -108.6734 | 89.6458 | 88.4453 | 121.5336 | 0.39034 | 0.40015 | 0.39617 | 0.38289 | -42.42 | 35.8721 | 35.0397 | 46.5337
10 | 2 | 21 | 820.8656 | 833.6706 | 845.6252 | 985.1886 | 378.8299 | 100.3275 | 0 | 0 | 37.8707 | 79.3381 | 85.2314 | 91.5475 | 0 | 0 | 0 | 0 | 284.7083 | 309.9549 | 419.3405 | 504.5298 | 283.1967 | 303.0055 | 303.0055 | 303.0055 | 0.64822 | 7.0857 | 4.5578 | 31.3459 | 0 | 0 | 0 | 0 | -164.3883 | 33.9589 | 33.49 | 54.7599 | 0.38547 | 0.3963 | 0.39241 | 0.3776 | -63.3662 | 13.458 | 13.1419 | 20.6771
10 | 2 | 22 | 758.4412 | 771.4574 | 783.9185 | 914.6469 | 378.8299 | 100.3275 | 0 | 0 | 43.7359 | 76.2507 | 83.9535 | 86.888 | 0 | 0 | 0 | 0 | 306.1523 | 329.5247 | 438.6906 | 531.477 | 283.1967 | 303.0055 | 303.0055 | 303.0055 | 0.75288 | 9.0423 | 6.9867 | 39.9204 | 0 | 0 | 0 | 0 | -254.2265 | -46.6933 | -48.7178 | -46.6439 | 0.37586 | 0.38944 | 0.38588 | 0.36712 | -95.5536 | -18.1842 | -18.799 | -17.1238
10 | 2 | 23 | 675.6477 | 687.4989 | 698.8273 | 815.4468 | 378.8299 | 100.3275 | 0 | 0 | 38.1179 | 71.906 | 74.6561 | 77.3203 | 0 | 0 | 0 | 0 | 292.797 | 312.2733 | 420.3142 | 517.2152 | 0 | 0 | 0 | 0 | 0.8627 | 0.1299 | 17.9199 | 1.7906 | 0 | 0 | 0 | 0 | -34.9598 | 202.8622 | 185.9371 | 219.1207 | 0.36524 | 0.38446 | 0.37959 | 0.36444 | -12.7689 | 77.9917 | 70.579 | 79.8564
10 | 2 | 24 | 600.2024 | 608.7319 | 616.4137 | 717.0261 | 378.8299 | 100.3275 | 0 | 0 | 28.113 | 68.4408 | 68.4479 | 62.1882 | 0 | 0 | 0 | 0 | 339.8297 | 345.4446 | 443.6107 | 543.218 | 0 | 0 | 0 | 0 | -0.38091 | 2.8406 | 10.714 | -6.6877 | 0 | 0 | 0 | 0 | -146.1894 | 91.6785 | 93.641 | 118.3075 | 0.36532 | 0.37062 | 0.37486 | 0.36426 | -53.4054 | 33.9777 | 35.1026 | 43.0947
10 | 3 | 1 | 551.597 | 556.3261 | 559.7897 | 647.9253 | 378.8299 | 100.3275 | 0 | 0 | 27.5282 | 67.2667 | 67.8955 | 68.6681 | 0 | 0 | 0 | 0 | 334.7282 | 331.7641 | 424.279 | 539.1101 | 0 | 0 | 0 | 0 | -0.39135 | 4.7599 | 13.79 | -0.47776 | 0 | 0 | 0 | 0 | -189.0981 | 52.2078 | 53.8252 | 40.6249 | 0.37115 | 0.38254 | 0.37827 | 0.36417 | -70.183 | 19.9717 | 20.3607 | 14.7945
10 | 3 | 2 | 523.4947 | 525.1779 | 525.2549 | 605.0905 | 378.8299 | 100.3275 | 0 | 0 | 22.5423 | 68.0484 | 67.2136 | 62.0061 | 0 | 0 | 0 | 0 | 397.5789 | 382.8886 | 469.4683 | 576.4338 | 0 | 0 | 0 | 0 | -0.2795 | 2.5097 | 2.9362 | -4.929 | 0 | 0 | 0 | 0 | -275.1769 | -28.5963 | -14.3632 | -28.4204 | 0.37051 | 0.38125 | 0.37759 | 0.36407 | -101.956 | -10.9022 | -5.4234 | -10.347
10 | 3 | 3 | 506.5881 | 505.5353 | 502.5591 | 576.2258 | 378.8299 | 100.3275 | 0 | 0 | 21.424 | 71.5448 | 66.9481 | 47.9212 | 0 | 0 | 0 | 0 | 491.6373 | 463.6674 | 542.0686 | 637.7966 | 0 | 0 | 0 | 0 | -0.22147 | 8.7731 | 6.7691 | -9.699 | 0 | 0 | 0 | 0 | -385.0816 | -138.7774 | -113.2268 | -99.793 | 0.36947 | 0.37677 | 0.37471 | 0.36399 | -142.2749 | -52.2877 | -42.4276 | -36.3233
10 | 3 | 4 | 501.1282 | 497.3762 | 491.2811 | 560.3336 | 378.8299 | 100.3275 | 0 | 0 | 30.4989 | 68.1445 | 67.9779 | 46.6887 | 0 | 0 | 0 | 0 | 492.714 | 459.949 | 526.6736 | 618.9087 | 0 | 0 | 0 | 0 | -0.20784 | 0.4125 | 3.0404 | -10.3462 | 0 | 0 | 0 | 0 | -400.7067 | -131.4573 | -106.4107 | -94.9176 | 0.36665 | 0.38012 | 0.37574 | 0.364 | -146.9175 | -49.9701 | -39.983 | -34.5502
10 | 3 | 5 | 509.6035 | 502.8804 | 493.2464 | 559.2094 | 378.8299 | 100.3275 | 0 | 0 | 37.4395 | 68.302 | 68.5416 | 67.1646 | 0 | 0 | 0 | 0 | 452.6373 | 419.455 | 478.9615 | 568.9121 | 0 | 0 | 0 | 0 | 0.8064 | 2.7993 | 0.81142 | -3.7083 | 0 | 0 | 0 | 0 | -360.1096 | -88.0034 | -55.0681 | -73.1589 | 0.36507 | 0.38413 | 0.37673 | 0.36411 | -131.4653 | -33.805 | -20.7459 | -26.6379
10 | 3 | 6 | 553.0402 | 543.9322 | 531.3641 | 600.376 | 378.8299 | 100.3275 | 0 | 0 | 40.7202 | 75.1409 | 75.803 | 78.6534 | 0 | 0 | 0 | 0 | 449.7515 | 416.9848 | 477.2714 | 567.3912 | 0 | 0 | 0 | 0 | 0.70362 | 8.5328 | 6.4823 | -2.1246 | 0 | 0 | 0 | 0 | -316.9651 | -57.0538 | -28.1926 | -43.5441 | 0.37565 | 0.38754 | 0.38116 | 0.36427 | -119.0673 | -22.1106 | -10.746 | -15.8616
10 | 3 | 7 | 640.3003 | 631.2465 | 618.6659 | 701.3481 | 378.8299 | 100.3275 | 0 | 0 | 38.9548 | 67.2036 | 69.053 | 56.9775 | 0 | 0 | 0 | 0 | 490.3283 | 589.4978 | 670.2775 | 761.5328 | 0 | 0 | 0 | 0 | 0.056027 | -0.34918 | -5.8208 | -2.5414 | 0 | 0 | 0 | 0 | -267.8687 | -125.4332 | -114.8438 | -114.6207 | 0.37409 | 0.38456 | 0.38293 | 0.3729 | -100.2059 | -48.2362 | -43.9772 | -42.7425
10 | 3 | 8 | 710.0335 | 701.6989 | 689.8423 | 784.2544 | 378.8299 | 100.3275 | 0 | 0 | 29.833 | 48.0603 | 48.1742 | 52.491 | 0 | 0 | 0 | 0 | 506.7613 | 787.5977 | 900.3778 | 1002.854 | 0 | 0 | 0 | 0 | -0.22147 | -2.7289 | -2.4571 | 1.1412 | 0 | 0 | 0 | 0 | -205.1693 | -231.5576 | -256.2526 | -272.2318 | 0.36583 | 0.38953 | 0.37971 | 0.39001 | -75.0575 | -90.1989 | -97.302 | -106.1728
10 | 3 | 9 | 726.5104 | 718.4925 | 706.8427 | 803.847 | 378.8299 | 100.3275 | 0 | 0 | 23.342 | 47.3204 | 47.3125 | 52.4815 | 0 | 0 | 0 | 0 | 533.3681 | 927.2292 | 1060.4708 | 1193.8857 | 0 | 0 | 0 | 0 | -0.22147 | -4.4703 | -10.651 | -8.7033 | 0 | 0 | 0 | 0 | -208.8081 | -351.9143 | -390.2896 | -433.817 | 0.37083 | 0.014884 | 0.38398 | 0.014047 | -77.4322 | -5.2378 | -149.8623 | -6.0939
10 | 3 | 10 | 749.5834 | 741.9201 | 730.6324 | 831.6411 | 378.8299 | 100.3275 | 0 | 0 | 20.5941 | 37.8638 | 37.8638 | 45.8793 | 0 | 0 | 0 | 0 | 596.5347 | 1055.0831 | 1219.5399 | 1370.2013 | 0 | 0 | 0 | 0 | -0.00049229 | -10.7507 | -22.8503 | -48.0894 | 0 | 0 | 0 | 0 | -246.3749 | -440.6035 | -503.921 | -536.3501 | 0.38038 | 0.014884 | 0.38398 | 0.014884 | -93.7159 | -6.5578 | -193.4942 | -7.9829
10 | 3 | 11 | 774.4737 | 767.7526 | 757.53 | 863.7166 | 378.8299 | 100.3275 | 0 | 0 | 21.3171 | 37.8638 | 37.8638 | 37.8638 | 0 | 0 | 0 | 0 | 663.53 | 1155.6453 | 1333.5831 | 1492.5715 | 0 | 0 | 0 | 0 | -1.0122 | -10.4528 | -22.4923 | -48 | 0 | 0 | 0 | 0 | -288.1911 | -515.6312 | -591.4246 | -618.7186 | 0.3836 | 0.014884 | 0.38398 | 0.014884 | -110.5503 | -7.6745 | -227.0936 | -9.2088
10 | 3 | 12 | 782.1978 | 776.3422 | 767.0841 | 875.5931 | 378.8299 | 100.3275 | 0 | 0 | 20.91 | 37.8638 | 37.8638 | 37.8638 | 0 | 0 | 0 | 0 | 676.7632 | 1187.3474 | 1375.9489 | 1543.489 | 0 | 0 | 0 | 0 | -0.91306 | -11.1815 | -22.473 | -50.2599 | 0 | 0 | 0 | 0 | -293.3922 | -538.0149 | -624.2556 | -655.4998 | 0.38344 | 0.014884 | 0.38398 | 0.014884 | -112.4978 | -8.0076 | -239.6999 | -9.7562
10 | 3 | 13 | 786.6126 | 782.2447 | 774.6044 | 885.5896 | 378.8299 | 100.3275 | 0 | 0 | 20.9784 | 37.8638 | 39.6177 | 37.8638 | 0 | 0 | 0 | 0 | 684.1781 | 1187.7448 | 1384.2659 | 1554.5754 | 0 | 0 | 0 | 0 | -0.23172 | -13.3457 | -22.3887 | -47.6529 | 0 | 0 | 0 | 0 | -297.142 | -530.3457 | -626.8905 | -659.1968 | 0.38056 | 0.014884 | 0.38398 | 0.014884 | -113.0798 | -7.8935 | -240.7117 | -9.8113
10 | 3 | 14 | 795.6464 | 792.6736 | 786.6015 | 900.8281 | 378.8299 | 100.3275 | 0 | 0 | 22.3221 | 37.8638 | 37.8638 | 37.8638 | 0 | 0 | 0 | 0 | 739.5708 | 1267.8712 | 1487.2998 | 1659.5705 | 0 | 0 | 0 | 0 | -0.39135 | -5.3643 | -13.0427 | -33.9046 | 0 | 0 | 0 | 0 | -344.6851 | -608.0246 | -725.5194 | -762.7016 | 0.37634 | 0.014773 | 0.38398 | 0.013952 | -129.7196 | -8.9823 | -278.5829 | -10.641
10 | 3 | 15 | 802.1707 | 800.4287 | 795.746 | 912.6221 | 378.8299 | 100.3275 | 0 | 0 | 23.233 | 47.1302 | 43.0104 | 37.9303 | 0 | 0 | 0 | 0 | 841.6877 | 1329.8488 | 1548.5063 | 1712.1048 | 0 | 0 | 0 | 0 | -0.39135 | -7.1243 | -1.3753 | 5.8443 | 0 | 0 | 0 | 0 | -441.1885 | -669.7534 | -794.3955 | -843.2574 | 0.3716 | 0.014335 | 0.38347 | 0.014454 | -163.9472 | -9.6007 | -304.6248 | -12.1883
10 | 3 | 16 | 799.9004 | 801.0995 | 799.7351 | 920.1112 | 378.8299 | 100.3275 | 0 | 0 | 27.8013 | 50.2279 | 47.4882 | 58.0565 | 0 | 0 | 0 | 0 | 826.1301 | 1245.5013 | 1460.4653 | 1610.5694 | 0 | 0 | 0 | 0 | -0.39087 | -0.74809 | -1.1535 | 15.3171 | 0 | 0 | 0 | 0 | -432.47 | -594.209 | -707.0649 | -763.8318 | 0.36606 | 0.39562 | 0.37317 | 0.38507 | -158.3105 | -235.0834 | -263.8579 | -294.131
10 | 3 | 17 | 796.5188 | 800.4144 | 802.0719 | 925.3961 | 378.8299 | 100.3275 | 0 | 0 | 32.1759 | 64.5914 | 54.5082 | 69.1862 | 0 | 0 | 0 | 0 | 684.1508 | 967.5009 | 1160.184 | 1267.4739 | 283.1967 | 303.0055 | 303.0055 | 303.0055 | -0.39087 | -3.8986 | -0.063704 | 0 | 0 | 0 | 0 | 0 | -581.4437 | -631.1123 | -715.562 | -714.2694 | 0.3796 | 0.40231 | 0.39727 | 0.39167 | -220.7183 | -253.9055 | -284.2709 | -279.7567
10 | 3 | 18 | 793.235 | 798.9068 | 802.3346 | 926.8104 | 378.8299 | 100.3275 | 0 | 0 | 40.4323 | 76.3071 | 74.2233 | 81.7332 | 0 | 0 | 0 | 0 | 573.8072 | 683.411 | 833.7671 | 912.5863 | 283.1967 | 303.0055 | 303.0055 | 303.0055 | -0.089256 | -0.65891 | 2.4293 | 25.5661 | 0 | 0 | 0 | 0 | -482.9418 | -363.4853 | -411.0906 | -396.0806 | 0.38763 | 0.39764 | 0.3935 | 0.37855 | -187.2027 | -144.5356 | -161.7647 | -149.9379
10 | 3 | 19 | 820.3721 | 829.9289 | 837.8304 | 971.947 | 378.8299 | 100.3275 | 0 | 0 | 40.8735 | 82.5247 | 84.0862 | 84.7933 | 0 | 0 | 0 | 0 | 496.7182 | 582.772 | 724.2802 | 801.359 | 283.1967 | 303.0055 | 303.0055 | 303.0055 | 0.53225 | -0.10432 | 4.9024 | 43.2762 | 0 | 0 | 0 | 0 | -379.7784 | -238.5964 | -278.4439 | -260.4869 | 0.39128 | 0.40086 | 0.39698 | 0.38389 | -148.6004 | -95.6444 | -110.5377 | -99.9988
10 | 3 | 20 | 838.001 | 849.5756 | 859.8916 | 999.8392 | 378.8299 | 100.3275 | 0 | 0 | 38.5367 | 83.2846 | 84.7545 | 90.3232 | 0 | 0 | 0 | 0 | 407.437 | 504.9075 | 637.9567 | 716.6208 | 283.1967 | 303.0055 | 303.0055 | 303.0055 | 0.13095 | 6.0395 | 5.4016 | 29.3636 | 0 | 0 | 0 | 0 | -270.1303 | -147.9889 | -171.2266 | -139.474 | 0.39034 | 0.40015 | 0.39617 | 0.38289 | -105.4439 | -59.2184 | -67.8355 | -53.4029
10 | 3 | 21 | 809.3153 | 821.7917 | 833.357 | 970.6094 | 378.8299 | 100.3275 | 0 | 0 | 37.8707 | 79.3381 | 85.2314 | 91.5475 | 0 | 0 | 0 | 0 | 359.4048 | 464.576 | 589.5234 | 676.2641 | 283.1967 | 303.0055 | 303.0055 | 303.0055 | 0.64822 | 7.0857 | 4.5578 | 31.3459 | 0 | 0 | 0 | 0 | -250.6351 | -132.541 | -148.9612 | -131.5536 | 0.38547 | 0.3963 | 0.39241 | 0.3776 | -96.6114 | -52.5264 | -58.4542 | -49.6742
10 | 3 | 22 | 752.0419 | 764.8752 | 777.1194 | 906.5663 | 378.8299 | 100.3275 | 0 | 0 | 43.7359 | 76.2507 | 83.9535 | 86.888 | 0 | 0 | 0 | 0 | 339.7704 | 451.5031 | 573.3786 | 664.5152 | 283.1967 | 303.0055 | 303.0055 | 303.0055 | 0.75288 | 9.0423 | 6.9867 | 39.9204 | 0 | 0 | 0 | 0 | -294.2439 | -175.2539 | -190.2048 | -187.7628 | 0.37586 | 0.38944 | 0.38588 | 0.36712 | -110.5946 | -68.2507 | -73.3954 | -68.9311
10 | 3 | 23 | 672.2027 | 683.9556 | 695.1677 | 811.0976 | 378.8299 | 100.3275 | 0 | 0 | 38.1179 | 71.906 | 74.6561 | 77.3203 | 0 | 0 | 0 | 0 | 320.0613 | 434.5569 | 554.3128 | 651.5684 | 0 | 0 | 0 | 0 | 0.8627 | 0.1299 | 17.9199 | 1.7906 | 0 | 0 | 0 | 0 | -65.6692 | 77.0353 | 48.2789 | 80.4183 | 0.36524 | 0.38446 | 0.37959 | 0.36444 | -23.9853 | 29.6167 | 18.326 | 29.3077
10 | 3 | 24 | 597.9667 | 606.4326 | 614.0388 | 714.2036 | 378.8299 | 100.3275 | 0 | 0 | 28.113 | 68.4408 | 68.4479 | 62.1882 | 0 | 0 | 0 | 0 | 295.2646 | 411.4132 | 529.1318 | 644.0745 | 0 | 0 | 0 | 0 | -0.38091 | 2.8406 | 10.714 | -6.6877 | 0 | 0 | 0 | 0 | -103.8598 | 23.4104 | 5.745 | 14.6286 | 0.36532 | 0.37062 | 0.37486 | 0.36426 | -37.9417 | 8.6763 | 2.1536 | 5.3286
10 | 4 | 1 | 549.9743 | 554.6591 | 558.0702 | 645.8837 | 378.8299 | 100.3275 | 0 | 0 | 27.5282 | 67.2667 | 67.8955 | 68.6681 | 0 | 0 | 0 | 0 | 319.7903 | 433.7001 | 547.0669 | 670.1638 | 0 | 0 | 0 | 0 | -0.39135 | 4.7599 | 13.79 | -0.47776 | 0 | 0 | 0 | 0 | -175.7828 | -51.3952 | -70.6822 | -92.4704 | 0.37115 | 0.38254 | 0.37827 | 0.36417 | -65.2411 | -19.6608 | -26.7372 | -33.6752
10 | 4 | 2 | 521.4988 | 523.1257 | 523.1362 | 602.5732 | 378.8299 | 100.3275 | 0 | 0 | 22.5423 | 68.0484 | 67.2136 | 62.0061 | 0 | 0 | 0 | 0 | 340.6375 | 451.0129 | 562.0473 | 679.5885 | 0 | 0 | 0 | 0 | -0.2795 | 2.5097 | 2.9362 | -4.929 | 0 | 0 | 0 | 0 | -220.2314 | -98.7727 | -109.0609 | -134.0925 | 0.37051 | 0.38125 | 0.37759 | 0.36407 | -81.5981 | -37.6566 | -41.1806 | -48.8188
10 | 4 | 3 | 506.5703 | 505.5164 | 502.539 | 576.2013 | 378.8299 | 100.3275 | 0 | 0 | 21.424 | 71.5448 | 66.9481 | 47.9212 | 0 | 0 | 0 | 0 | 292.3312 | 405.3361 | 512.0064 | 637.8089 | 0 | 0 | 0 | 0 | -0.22147 | 8.7731 | 6.7691 | -9.699 | 0 | 0 | 0 | 0 | -185.7933 | -80.465 | -83.1846 | -99.8298 | 0.36947 | 0.37677 | 0.37471 | 0.36399 | -68.6445 | -30.3171 | -31.1704 | -36.3367
10 | 4 | 4 | 501.3795 | 497.6348 | 491.5483 | 560.6512 | 378.8299 | 100.3275 | 0 | 0 | 30.4989 | 68.1445 | 67.9779 | 46.6887 | 0 | 0 | 0 | 0 | 257.3364 | 371.8108 | 477.773 | 604.8771 | 0 | 0 | 0 | 0 | -0.20784 | 0.4125 | 3.0404 | -10.3462 | 0 | 0 | 0 | 0 | -165.0778 | -43.0606 | -57.243 | -80.5684 | 0.36665 | 0.38012 | 0.37574 | 0.364 | -60.5251 | -16.3683 | -21.5086 | -29.3271
10 | 4 | 5 | 510.863 | 504.1749 | 494.5823 | 560.796 | 378.8299 | 100.3275 | 0 | 0 | 37.4395 | 68.302 | 68.5416 | 67.1646 | 0 | 0 | 0 | 0 | 268.0626 | 378.0763 | 485.8054 | 601.2023 | 0 | 0 | 0 | 0 | 0.8064 | 2.7993 | 0.81142 | -3.7083 | 0 | 0 | 0 | 0 | -174.2753 | -45.3302 | -60.576 | -103.8625 | 0.36507 | 0.38413 | 0.37673 | 0.36411 | -63.6227 | -17.4128 | -22.8209 | -37.8174
10 | 4 | 6 | 557.251 | 548.255 | 535.8192 | 605.6624 | 378.8299 | 100.3275 | 0 | 0 | 40.7202 | 75.1409 | 75.803 | 78.6534 | 0 | 0 | 0 | 0 | 261.1731 | 366.57 | 471.2902 | 571.9894 | 0 | 0 | 0 | 0 | 0.70362 | 8.5328 | 6.4823 | -2.1246 | 0 | 0 | 0 | 0 | -124.1759 | -2.3162 | -17.7563 | -42.8559 | 0.37565 | 0.38754 | 0.38116 | 0.36427 | -46.6464 | -0.8976 | -6.768 | -15.6109
10 | 4 | 7 | 645.5408 | 636.6326 | 624.2244 | 707.9502 | 378.8299 | 100.3275 | 0 | 0 | 38.9548 | 67.2036 | 69.053 | 56.9775 | 0 | 0 | 0 | 0 | 298.7738 | 521.1332 | 623.4764 | 711.1545 | 0 | 0 | 0 | 0 | 0.056027 | -0.34918 | -5.8208 | -2.5414 | 0 | 0 | 0 | 0 | -71.0737 | -51.6825 | -62.4842 | -57.6404 | 0.37409 | 0.38456 | 0.38293 | 0.3729 | -26.5877 | -19.8749 | -23.9271 | -21.4944
10 | 4 | 8 | 715.1095 | 706.9149 | 695.2239 | 790.6451 | 378.8299 | 100.3275 | 0 | 0 | 29.833 | 48.0603 | 48.1742 | 52.491 | 0 | 0 | 0 | 0 | 394.2773 | 781.7931 | 891.0479 | 978.3544 | 0 | 0 | 0 | 0 | -0.22147 | -2.7289 | -2.4571 | 1.1412 | 0 | 0 | 0 | 0 | -87.6092 | -220.5371 | -241.5411 | -241.3415 | 0.36583 | 0.38953 | 0.37971 | 0.39001 | -32.0502 | -85.9061 | -91.7159 | -94.1253
10 | 4 | 9 | 730.622 | 722.7114 | 711.1881 | 809.001 | 378.8299 | 100.3275 | 0 | 0 | 23.342 | 47.3204 | 47.3125 | 52.4815 | 0 | 0 | 0 | 0 | 484.3962 | 999.0309 | 1142.1016 | 1247.1684 | 0 | 0 | 0 | 0 | -0.22147 | -4.4703 | -10.651 | -8.7033 | 0 | 0 | 0 | 0 | -155.7247 | -419.4972 | -467.5749 | -481.9456 | 0.37083 | 0.014884 | 0.38398 | 0.014047 | -57.7473 | -6.2437 | -179.5381 | -6.77
10 | 4 | 10 | 755.6124 | 748.1008 | 736.9916 | 839.1779 | 378.8299 | 100.3275 | 0 | 0 | 20.5941 | 37.8638 | 37.8638 | 45.8793 | 0 | 0 | 0 | 0 | 549.035 | 1133.3769 | 1291.8985 | 1404.1206 | 0 | 0 | 0 | 0 | -0.00049229 | -10.7507 | -22.8503 | -48.0894 | 0 | 0 | 0 | 0 | -192.8461 | -512.7166 | -569.9204 | -562.7326 | 0.38038 | 0.014884 | 0.38398 | 0.014884 | -73.3546 | -7.6311 | -218.8365 | -8.3755
10 | 4 | 11 | 780.1104 | 773.52 | 763.4506 | 870.7222 | 378.8299 | 100.3275 | 0 | 0 | 21.3171 | 37.8638 | 37.8638 | 37.8638 | 0 | 0 | 0 | 0 | 589.8907 | 1198.3695 | 1366.139 | 1482.2259 | 0 | 0 | 0 | 0 | -1.0122 | -10.4528 | -22.4923 | -48 | 0 | 0 | 0 | 0 | -208.9152 | -552.588 | -618.0599 | -601.3675 | 0.3836 | 0.014884 | 0.38398 | 0.014884 | -80.14 | -8.2245 | -237.321 | -8.9506
10 | 4 | 12 | 792.1166 | 786.5056 | 777.535 | 887.9741 | 378.8299 | 100.3275 | 0 | 0 | 20.91 | 37.8638 | 37.8638 | 37.8638 | 0 | 0 | 0 | 0 | 598.5043 | 1208.7502 | 1384.5625 | 1499.4837 | 0 | 0 | 0 | 0 | -0.91306 | -11.1815 | -22.473 | -50.2599 | 0 | 0 | 0 | 0 | -205.2145 | -549.2544 | -622.4183 | -599.1135 | 0.38344 | 0.014884 | 0.38398 | 0.014884 | -78.6871 | -8.1749 | -238.9945 | -8.917
10 | 4 | 13 | 795.6571 | 791.5018 | 784.1109 | 896.841 | 378.8299 | 100.3275 | 0 | 0 | 20.9784 | 37.8638 | 39.6177 | 37.8638 | 0 | 0 | 0 | 0 | 596.7497 | 1161.8272 | 1321.0529 | 1446.0704 | 0 | 0 | 0 | 0 | -0.23172 | -13.3457 | -22.3887 | -47.6529 | 0 | 0 | 0 | 0 | -200.6691 | -495.171 | -554.171 | -539.4403 | 0.38056 | 0.014884 | 0.38398 | 0.014884 | -76.3663 | -7.37 | -212.7891 | -8.0289
10 | 4 | 14 | 800.9581 | 798.0853 | 792.1288 | 907.3442 | 378.8299 | 100.3275 | 0 | 0 | 22.3221 | 37.8638 | 37.8638 | 37.8638 | 0 | 0 | 0 | 0 | 596.677 | 1163.4975 | 1333.0615 | 1480.7826 | 0 | 0 | 0 | 0 | -0.39135 | -5.3643 | -13.0427 | -33.9046 | 0 | 0 | 0 | 0 | -196.4796 | -498.2391 | -565.7539 | -577.3977 | 0.37634 | 0.014773 | 0.38398 | 0.013952 | -73.9436 | -7.3604 | -217.2366 | -8.0557
10 | 4 | 15 | 801.2697 | 799.4486 | 794.6692 | 911.2877 | 378.8299 | 100.3275 | 0 | 0 | 23.233 | 47.1302 | 43.0104 | 37.9303 | 0 | 0 | 0 | 0 | 570.2415 | 1104.4331 | 1279.8307 | 1451.5186 | 0 | 0 | 0 | 0 | -0.39135 | -7.1243 | -1.3753 | 5.8443 | 0 | 0 | 0 | 0 | -170.6434 | -445.3178 | -526.7967 | -584.0055 | 0.3716 | 0.014335 | 0.38347 | 0.014454 | -63.4117 | -6.3835 | -202.0093 | -8.4411
10 | 4 | 16 | 796.36 | 797.4019 | 795.8478 | 915.4337 | 378.8299 | 100.3275 | 0 | 0 | 27.8013 | 50.2279 | 47.4882 | 58.0565 | 0 | 0 | 0 | 0 | 516.985 | 981.4725 | 1167.0011 | 1348.7599 | 0 | 0 | 0 | 0 | -0.39087 | -0.74809 | -1.1535 | 15.3171 | 0 | 0 | 0 | 0 | -126.8653 | -333.8779 | -417.488 | -506.6998 | 0.36606 | 0.39562 | 0.37317 | 0.38507 | -46.4405 | -132.0902 | -155.7955 | -195.1164
10 | 4 | 17 | 790.1825 | 793.845 | 795.2231 | 917.2031 | 378.8299 | 100.3275 | 0 | 0 | 32.1759 | 64.5914 | 54.5082 | 69.1862 | 0 | 0 | 0 | 0 | 431.1288 | 747.4559 | 907.0061 | 1070.7798 | 283.1967 | 303.0055 | 303.0055 | 303.0055 | -0.39087 | -3.8986 | -0.063704 | 0 | 0 | 0 | 0 | 0 | -334.758 | -417.6367 | -469.2329 | -525.7685 | 0.3796 | 0.40231 | 0.39727 | 0.39167 | -127.0754 | -168.0212 | -186.4119 | -205.9268
10 | 4 | 18 | 788.5678 | 794.0773 | 797.3111 | 920.8104 | 378.8299 | 100.3275 | 0 | 0 | 40.4323 | 76.3071 | 74.2233 | 81.7332 | 0 | 0 | 0 | 0 | 364.89 | 519.1706 | 654.2053 | 811.8805 | 283.1967 | 303.0055 | 303.0055 | 303.0055 | -0.089256 | -0.65891 | 2.4293 | 25.5661 | 0 | 0 | 0 | 0 | -278.6919 | -204.0745 | -236.5523 | -301.3749 | 0.38763 | 0.39764 | 0.3935 | 0.37855 | -108.0293 | -81.1478 | -93.0837 | -114.0866
10 | 4 | 19 | 818.8462 | 828.3288 | 836.1405 | 969.9073 | 378.8299 | 100.3275 | 0 | 0 | 40.8735 | 82.5247 | 84.0862 | 84.7933 | 0 | 0 | 0 | 0 | 414.5152 | 546.2905 | 674.4753 | 814.7732 | 283.1967 | 303.0055 | 303.0055 | 303.0055 | 0.53225 | -0.10432 | 4.9024 | 43.2762 | 0 | 0 | 0 | 0 | -299.1014 | -203.715 | -230.3289 | -275.9408 | 0.39128 | 0.40086 | 0.39698 | 0.38389 | -117.0329 | -81.6618 | -91.4368 | -105.9314
10 | 4 | 20 | 837.9664 | 849.5135 | 859.7953 | 999.6975 | 378.8299 | 100.3275 | 0 | 0 | 38.5367 | 83.2846 | 84.7545 | 90.3232 | 0 | 0 | 0 | 0 | 451.4775 | 579.8037 | 702.8463 | 816.3582 | 283.1967 | 303.0055 | 303.0055 | 303.0055 | 0.13095 | 6.0395 | 5.4016 | 29.3636 | 0 | 0 | 0 | 0 | -314.2054 | -222.9472 | -236.2125 | -239.3529 | 0.39034 | 0.40015 | 0.39617 | 0.38289 | -122.6483 | -89.2133 | -93.5812 | -91.6454
10 | 4 | 21 | 810.3169 | 822.7993 | 834.3702 | 971.7903 | 378.8299 | 100.3275 | 0 | 0 | 37.8707 | 79.3381 | 85.2314 | 91.5475 | 0 | 0 | 0 | 0 | 424.6841 | 556.0284 | 658.0115 | 757.7851 | 283.1967 | 303.0055 | 303.0055 | 303.0055 | 0.64822 | 7.0857 | 4.5578 | 31.3459 | 0 | 0 | 0 | 0 | -314.9127 | -222.9859 | -216.4361 | -211.8936 | 0.38547 | 0.3963 | 0.39241 | 0.3776 | -121.3883 | -88.37 | -84.9322 | -80.0102
10 | 4 | 22 | 754.6902 | 767.5841 | 779.8992 | 909.8546 | 378.8299 | 100.3275 | 0 | 0 | 43.7359 | 76.2507 | 83.9535 | 86.888 | 0 | 0 | 0 | 0 | 387.5695 | 523.9595 | 615.8643 | 704.8254 | 283.1967 | 303.0055 | 303.0055 | 303.0055 | 0.75288 | 9.0423 | 6.9867 | 39.9204 | 0 | 0 | 0 | 0 | -339.3947 | -245.0014 | -229.9107 | -224.7846 | 0.37586 | 0.38944 | 0.38588 | 0.36712 | -127.565 | -95.4131 | -88.717 | -82.5225
10 | 4 | 23 | 678.5094 | 690.4295 | 701.8389 | 819.0129 | 378.8299 | 100.3275 | 0 | 0 | 38.1179 | 71.906 | 74.6561 | 77.3203 | 0 | 0 | 0 | 0 | 373.6288 | 510.1708 | 607.4082 | 689.2923 | 0 | 0 | 0 | 0 | 0.8627 | 0.1299 | 17.9199 | 1.7906 | 0 | 0 | 0 | 0 | -112.9299 | 7.8953 | 1.8548 | 50.6097 | 0.36524 | 0.38446 | 0.37959 | 0.36444 | -41.2469 | 3.0354 | 0.70404 | 18.4442
10 | 4 | 24 | 603.0953 | 611.6975 | 619.4646 | 720.6417 | 378.8299 | 100.3275 | 0 | 0 | 28.113 | 68.4408 | 68.4479 | 62.1882 | 0 | 0 | 0 | 0 | 383.4925 | 518.0738 | 621.2274 | 693.0051 | 0 | 0 | 0 | 0 | -0.38091 | 2.8406 | 10.714 | -6.6877 | 0 | 0 | 0 | 0 | -186.9592 | -77.9852 | -80.9248 | -27.8639 | 0.36532 | 0.37062 | 0.37486 | 0.36426 | -68.2992 | -28.9028 | -30.3358 | -10.1497
10 | 5 | 1 | 556.4248 | 561.2856 | 564.9051 | 653.9985 | 378.8299 | 100.3275 | 0 | 0 | 27.5282 | 67.2667 | 67.8955 | 68.6681 | 0 | 0 | 0 | 0 | 360.8539 | 494.6035 | 587.6413 | 671.461 | 0 | 0 | 0 | 0 | -0.39135 | 4.7599 | 13.79 | -0.47776 | 0 | 0 | 0 | 0 | -210.3959 | -105.672 | -104.4218 | -85.6528 | 0.37115 | 0.38254 | 0.37827 | 0.36417 | -78.0877 | -40.4239 | -39.5001 | -31.1924
10 | 5 | 2 | 529.3152 | 531.157 | 531.4217 | 612.4118 | 378.8299 | 100.3275 | 0 | 0 | 22.5423 | 68.0484 | 67.2136 | 62.0061 | 0 | 0 | 0 | 0 | 360.2048 | 491.8853 | 571.4817 | 654.4344 | 0 | 0 | 0 | 0 | -0.2795 | 2.5097 | 2.9362 | -4.929 | 0 | 0 | 0 | 0 | -231.9823 | -131.6138 | -110.2098 | -99.0997 | 0.37051 | 0.38125 | 0.37759 | 0.36407 | -85.952 | -50.1771 | -41.6145 | -36.079
10 | 5 | 3 | 511.6295 | 510.7137 | 507.8996 | 582.5659 | 378.8299 | 100.3275 | 0 | 0 | 21.424 | 71.5448 | 66.9481 | 47.9212 | 0 | 0 | 0 | 0 | 344.5333 | 472.1048 | 549.4295 | 632.6672 | 0 | 0 | 0 | 0 | -0.22147 | 8.7731 | 6.7691 | -9.699 | 0 | 0 | 0 | 0 | -232.9363 | -142.0364 | -115.247 | -88.3235 | 0.36947 | 0.37677 | 0.37471 | 0.36399 | -86.0623 | -53.5156 | -43.1846 | -32.1486
10 | 5 | 4 | 506.1406 | 502.5266 | 496.5948 | 566.6435 | 378.8299 | 100.3275 | 0 | 0 | 30.4989 | 68.1445 | 67.9779 | 46.6887 | 0 | 0 | 0 | 0 | 320.6933 | 444.5208 | 531.6606 | 615.4414 | 0 | 0 | 0 | 0 | -0.20784 | 0.4125 | 3.0404 | -10.3462 | 0 | 0 | 0 | 0 | -223.6737 | -110.8787 | -106.0841 | -85.1404 | 0.36665 | 0.38012 | 0.37574 | 0.364 | -82.0091 | -42.1477 | -39.8602 | -30.9913
10 | 5 | 5 | 516.9001 | 510.3775 | 500.9806 | 568.3932 | 378.8299 | 100.3275 | 0 | 0 | 37.4395 | 68.302 | 68.5416 | 67.1646 | 0 | 0 | 0 | 0 | 301.4007 | 424.2437 | 512.9662 | 604.8536 | 0 | 0 | 0 | 0 | 0.8064 | 2.7993 | 0.81142 | -3.7083 | 0 | 0 | 0 | 0 | -201.5763 | -85.295 | -81.3386 | -99.9166 | 0.36507 | 0.38413 | 0.37673 | 0.36411 | -73.5895 | -32.7646 | -30.6428 | -36.3807
10 | 5 | 6 | 558.6801 | 549.7205 | 537.3274 | 607.4503 | 378.8299 | 100.3275 | 0 | 0 | 40.7202 | 75.1409 | 75.803 | 78.6534 | 0 | 0 | 0 | 0 | 297.4926 | 422.17 | 508.4504 | 606.5378 | 0 | 0 | 0 | 0 | 0.70362 | 8.5328 | 6.4823 | -2.1246 | 0 | 0 | 0 | 0 | -159.0662 | -56.4507 | -53.4082 | -75.6164 | 0.37565 | 0.38754 | 0.38116 | 0.36427 | -59.7529 | -21.8768 | -20.3573 | -27.5444
10 | 5 | 7 | 643.9063 | 634.9493 | 622.4831 | 705.8784 | 378.8299 | 100.3275 | 0 | 0 | 38.9548 | 67.2036 | 69.053 | 56.9775 | 0 | 0 | 0 | 0 | 334.4559 | 545.8142 | 639.9664 | 731.6517 | 0 | 0 | 0 | 0 | 0.056027 | -0.34918 | -5.8208 | -2.5414 | 0 | 0 | 0 | 0 | -108.3903 | -78.0468 | -80.7155 | -80.2093 | 0.37409 | 0.38456 | 0.38293 | 0.3729 | -40.5473 | -30.0134 | -30.9084 | -29.9104
10 | 5 | 8 | 713.9533 | 705.7182 | 693.9787 | 789.1576 | 378.8299 | 100.3275 | 0 | 0 | 29.833 | 48.0603 | 48.1742 | 52.491 | 0 | 0 | 0 | 0 | 401.0336 | 752.2149 | 874.7688 | 980.0437 | 0 | 0 | 0 | 0 | -0.22147 | -2.7289 | -2.4571 | 1.1412 | 0 | 0 | 0 | 0 | -95.5218 | -192.1557 | -226.5072 | -244.5183 | 0.36583 | 0.38953 | 0.37971 | 0.39001 | -34.9449 | -74.8506 | -86.0073 | -95.3643
10 | 5 | 9 | 732.0582 | 724.1741 | 712.6815 | 810.7611 | 378.8299 | 100.3275 | 0 | 0 | 23.342 | 47.3204 | 47.3125 | 52.4815 | 0 | 0 | 0 | 0 | 463.4777 | 910.1539 | 1047.9781 | 1172.2398 | 0 | 0 | 0 | 0 | -0.22147 | -4.4703 | -10.651 | -8.7033 | 0 | 0 | 0 | 0 | -133.3699 | -329.1574 | -371.9581 | -405.257 | 0.37083 | 0.014884 | 0.38398 | 0.014047 | -49.4575 | -4.8991 | -142.8235 | -5.6927
10 | 5 | 10 | 761.1462 | 753.7707 | 742.8215 | 846.0842 | 378.8299 | 100.3275 | 0 | 0 | 20.5941 | 37.8638 | 37.8638 | 45.8793 | 0 | 0 | 0 | 0 | 499.7591 | 985.3556 | 1141.5569 | 1277.9156 | 0 | 0 | 0 | 0 | -0.00049229 | -10.7507 | -22.8503 | -48.0894 | 0 | 0 | 0 | 0 | -138.0363 | -359.0254 | -413.7489 | -429.6213 | 0.38038 | 0.014884 | 0.38398 | 0.014884 | -52.5062 | -5.3436 | -158.8702 | -6.3943
10 | 5 | 11 | 781.581 | 775.005 | 764.951 | 872.4772 | 378.8299 | 100.3275 | 0 | 0 | 21.3171 | 37.8638 | 37.8638 | 37.8638 | 0 | 0 | 0 | 0 | 535.5271 | 1036.7362 | 1196.9841 | 1335.3777 | 0 | 0 | 0 | 0 | -1.0122 | -10.4528 | -22.4923 | -48 | 0 | 0 | 0 | 0 | -153.0809 | -389.4697 | -447.4046 | -452.7643 | 0.3836 | 0.014884 | 0.38398 | 0.014884 | -58.722 | -5.7967 | -171.7932 | -6.7388
10 | 5 | 12 | 790.3723 | 784.6821 | 775.6162 | 885.6636 | 378.8299 | 100.3275 | 0 | 0 | 20.91 | 37.8638 | 37.8638 | 37.8638 | 0 | 0 | 0 | 0 | 540.1076 | 1040.226 | 1201.7878 | 1342.2561 | 0 | 0 | 0 | 0 | -0.91306 | -11.1815 | -22.473 | -50.2599 | 0 | 0 | 0 | 0 | -148.5622 | -382.5537 | -441.5624 | -444.1964 | 0.38344 | 0.014884 | 0.38398 | 0.014884 | -56.9644 | -5.6938 | -169.5499 | -6.6113
10 | 5 | 13 | 794.285 | 790.0477 | 782.557 | 894.9503 | 378.8299 | 100.3275 | 0 | 0 | 20.9784 | 37.8638 | 39.6177 | 37.8638 | 0 | 0 | 0 | 0 | 524.4061 | 988.08 | 1148.3333 | 1285.8827 | 0 | 0 | 0 | 0 | -0.23172 | -13.3457 | -22.3887 | -47.6529 | 0 | 0 | 0 | 0 | -129.6976 | -322.8779 | -383.0053 | -381.1432 | 0.38056 | 0.014884 | 0.38398 | 0.014884 | -49.3575 | -4.8056 | -147.0653 | -5.6728
10 | 5 | 14 | 798.4258 | 795.4322 | 789.3295 | 903.9676 | 378.8299 | 100.3275 | 0 | 0 | 22.3221 | 37.8638 | 37.8638 | 37.8638 | 0 | 0 | 0 | 0 | 534.904 | 1012.5244 | 1179.6887 | 1318.2109 | 0 | 0 | 0 | 0 | -0.39135 | -5.3643 | -13.0427 | -33.9046 | 0 | 0 | 0 | 0 | -137.2389 | -349.9192 | -415.1803 | -418.2026 | 0.37634 | 0.014773 | 0.38398 | 0.013952 | -51.6488 | -5.1693 | -159.4198 | -5.8346
10 | 5 | 15 | 795.8867 | 793.8592 | 788.8319 | 904.2962 | 378.8299 | 100.3275 | 0 | 0 | 23.233 | 47.1302 | 43.0104 | 37.9303 | 0 | 0 | 0 | 0 | 517.032 | 961.0424 | 1142.4498 | 1275.8567 | 0 | 0 | 0 | 0 | -0.39135 | -7.1243 | -1.3753 | 5.8443 | 0 | 0 | 0 | 0 | -122.8168 | -307.5165 | -395.2531 | -415.3351 | 0.3716 | 0.014335 | 0.38347 | 0.014454 | -45.6392 | -4.4081 | -151.5667 | -6.0032
10 | 5 | 16 | 789.4694 | 790.2643 | 788.4145 | 906.5481 | 378.8299 | 100.3275 | 0 | 0 | 27.8013 | 50.2279 | 47.4882 | 58.0565 | 0 | 0 | 0 | 0 | 498.7822 | 908.527 | 1088.8755 | 1216.5199 | 0 | 0 | 0 | 0 | -0.39087 | -0.74809 | -1.1535 | 15.3171 | 0 | 0 | 0 | 0 | -115.5531 | -268.0699 | -346.7957 | -383.3454 | 0.36606 | 0.39562 | 0.37317 | 0.38507 | -42.2995 | -106.0549 | -129.4149 | -147.616
10 | 5 | 17 | 786.1439 | 789.6448 | 790.8286 | 911.9329 | 378.8299 | 100.3275 | 0 | 0 | 32.1759 | 64.5914 | 54.5082 | 69.1862 | 0 | 0 | 0 | 0 | 474.3053 | 757.3874 | 912.2848 | 1009.8307 | 283.1967 | 303.0055 | 303.0055 | 303.0055 | -0.39087 | -3.8986 | -0.063704 | 0 | 0 | 0 | 0 | 0 | -381.973 | -431.7684 | -478.906 | -470.0895 | 0.3796 | 0.40231 | 0.39727 | 0.39167 | -144.9984 | -173.7066 | -190.2548 | -184.1191
10 | 5 | 18 | 782.2952 | 787.5848 | 790.5555 | 912.7397 | 378.8299 | 100.3275 | 0 | 0 | 40.4323 | 76.3071 | 74.2233 | 81.7332 | 0 | 0 | 0 | 0 | 515.0669 | 646.9731 | 772.3324 | 850.743 | 283.1967 | 303.0055 | 303.0055 | 303.0055 | -0.089256 | -0.65891 | 2.4293 | 25.5661 | 0 | 0 | 0 | 0 | -435.1413 | -338.3694 | -361.435 | -348.308 | 0.38763 | 0.39764 | 0.3935 | 0.37855 | -168.6738 | -134.5486 | -142.2252 | -131.8534
10 | 5 | 19 | 796.244 | 805.0499 | 812.0577 | 941.2533 | 378.8299 | 100.3275 | 0 | 0 | 40.8735 | 82.5247 | 84.0862 | 84.7933 | 0 | 0 | 0 | 0 | 562.8714 | 675.8519 | 804.3151 | 888.8029 | 283.1967 | 303.0055 | 303.0055 | 303.0055 | 0.53225 | -0.10432 | 4.9024 | 43.2762 | 0 | 0 | 0 | 0 | -470.0598 | -356.5554 | -384.2516 | -378.6245 | 0.39128 | 0.40086 | 0.39698 | 0.38389 | -183.9259 | -142.9298 | -152.5416 | -145.3508
10 | 5 | 20 | 810.7087 | 821.4514 | 830.7783 | 965.1848 | 378.8299 | 100.3275 | 0 | 0 | 38.5367 | 83.2846 | 84.7545 | 90.3232 | 0 | 0 | 0 | 0 | 519.0632 | 629.0341 | 769.516 | 872.2763 | 283.1967 | 303.0055 | 303.0055 | 303.0055 | 0.13095 | 6.0395 | 5.4016 | 29.3636 | 0 | 0 | 0 | 0 | -409.0488 | -300.2397 | -331.8993 | -329.7838 | 0.39034 | 0.40015 | 0.39617 | 0.38289 | -159.6699 | -120.1422 | -131.4898 | -126.2702
10 | 5 | 21 | 785.3356 | 797.0867 | 807.7897 | 940.1817 | 378.8299 | 100.3275 | 0 | 0 | 37.8707 | 79.3381 | 85.2314 | 91.5475 | 0 | 0 | 0 | 0 | 488.9605 | 595.5323 | 752.168 | 856.2967 | 283.1967 | 303.0055 | 303.0055 | 303.0055 | 0.64822 | 7.0857 | 4.5578 | 31.3459 | 0 | 0 | 0 | 0 | -404.1705 | -288.2024 | -337.173 | -342.0139 | 0.38547 | 0.3963 | 0.39241 | 0.3776 | -155.7941 | -114.2154 | -132.3108 | -129.1432
10 | 5 | 22 | 738.6825 | 751.1115 | 762.875 | 889.6137 | 378.8299 | 100.3275 | 0 | 0 | 43.7359 | 76.2507 | 83.9535 | 86.888 | 0 | 0 | 0 | 0 | 466.8481 | 576.0396 | 735.9795 | 837.2906 | 283.1967 | 303.0055 | 303.0055 | 303.0055 | 0.75288 | 9.0423 | 6.9867 | 39.9204 | 0 | 0 | 0 | 0 | -434.681 | -313.5541 | -367.0501 | -377.4908 | 0.37586 | 0.38944 | 0.38588 | 0.36712 | -163.3793 | -122.1102 | -141.6357 | -138.5838
10 | 5 | 23 | 676.5197 | 688.3712 | 699.6987 | 816.4572 | 378.8299 | 100.3275 | 0 | 0 | 38.1179 | 71.906 | 74.6561 | 77.3203 | 0 | 0 | 0 | 0 | 479.5948 | 588.3517 | 734.9202 | 839.7293 | 0 | 0 | 0 | 0 | 0.8627 | 0.1299 | 17.9199 | 1.7906 | 0 | 0 | 0 | 0 | -220.8857 | -72.3439 | -127.7976 | -102.383 | 0.36524 | 0.38446 | 0.37959 | 0.36444 | -80.6771 | -27.8131 | -48.5101 | -37.3125
10 | 5 | 24 | 610.5835 | 619.3843 | 627.3861 | 730.0407 | 378.8299 | 100.3275 | 0 | 0 | 28.113 | 68.4408 | 68.4479 | 62.1882 | 0 | 0 | 0 | 0 | 500.5622 | 599.4937 | 732.9028 | 817.545 | 0 | 0 | 0 | 0 | -0.38091 | 2.8406 | 10.714 | -6.6877 | 0 | 0 | 0 | 0 | -296.5407 | -151.7182 | -184.6787 | -143.0048 | 0.36532 | 0.37062 | 0.37486 | 0.36426 | -108.3312 | -56.2296 | -69.2294 | -52.091
10 | 6 | 1 | 560.3287 | 565.2846 | 569.0159 | 658.8673 | 378.8299 | 100.3275 | 0 | 0 | 27.5282 | 67.2667 | 67.8955 | 68.6681 | 0 | 0 | 0 | 0 | 535.0073 | 621.8619 | 754.4321 | 824.5233 | 0 | 0 | 0 | 0 | -0.39135 | 4.7599 | 13.79 | -0.47776 | 0 | 0 | 0 | 0 | -380.6454 | -228.9314 | -267.1018 | -233.8463 | 0.37115 | 0.38254 | 0.37827 | 0.36417 | -141.2751 | -87.5758 | -101.0377 | -85.1604
10 | 6 | 2 | 529.5877 | 531.4243 | 531.6819 | 612.7077 | 378.8299 | 100.3275 | 0 | 0 | 22.5423 | 68.0484 | 67.2136 | 62.0061 | 0 | 0 | 0 | 0 | 516.8466 | 595.2432 | 737.3168 | 818.8717 | 0 | 0 | 0 | 0 | -0.2795 | 2.5097 | 2.9362 | -4.929 | 0 | 0 | 0 | 0 | -388.3516 | -234.7045 | -275.7847 | -263.2411 | 0.37051 | 0.38125 | 0.37759 | 0.36407 | -143.8885 | -89.4799 | -104.1344 | -95.8376
10 | 6 | 3 | 509.5879 | 508.6008 | 505.7015 | 579.9401 | 378.8299 | 100.3275 | 0 | 0 | 21.424 | 71.5448 | 66.9481 | 47.9212 | 0 | 0 | 0 | 0 | 472.2605 | 546.1962 | 688.9168 | 786.0967 | 0 | 0 | 0 | 0 | -0.22147 | 8.7731 | 6.7691 | -9.699 | 0 | 0 | 0 | 0 | -362.7051 | -218.2407 | -256.9325 | -244.3788 | 0.36947 | 0.37677 | 0.37471 | 0.36399 | -134.0075 | -82.2273 | -96.2761 | -88.9506
10 | 6 | 4 | 499.2914 | 495.4648 | 489.2799 | 557.9325 | 378.8299 | 100.3275 | 0 | 0 | 30.4989 | 68.1445 | 67.9779 | 46.6887 | 0 | 0 | 0 | 0 | 440.3583 | 508.7892 | 645.1278 | 737.7311 | 0 | 0 | 0 | 0 | -0.20784 | 0.4125 | 3.0404 | -10.3462 | 0 | 0 | 0 | 0 | -350.1878 | -182.2089 | -226.8661 | -216.1411 | 0.36665 | 0.38012 | 0.37574 | 0.364 | -128.395 | -69.262 | -85.2431 | -78.6759
10 | 6 | 5 | 498.8642 | 491.7957 | 481.75 | 545.5065 | 378.8299 | 100.3275 | 0 | 0 | 37.4395 | 68.302 | 68.5416 | 67.1646 | 0 | 0 | 0 | 0 | 405.5177 | 471.2681 | 602.881 | 709.1987 | 0 | 0 | 0 | 0 | 0.8064 | 2.7993 | 0.81142 | -3.7083 | 0 | 0 | 0 | 0 | -323.7293 | -150.9012 | -190.484 | -227.1484 | 0.36507 | 0.38413 | 0.37673 | 0.36411 | -118.1839 | -57.9661 | -71.7613 | -82.7071
10 | 6 | 6 | 517.0966 | 506.8929 | 493.0218 | 554.736 | 378.8299 | 100.3275 | 0 | 0 | 40.7202 | 75.1409 | 75.803 | 78.6534 | 0 | 0 | 0 | 0 | 368.2229 | 430.3413 | 569.1244 | 674.6385 | 0 | 0 | 0 | 0 | 0.70362 | 8.5328 | 6.4823 | -2.1246 | 0 | 0 | 0 | 0 | -271.3801 | -107.4497 | -158.3878 | -196.4313 | 0.37565 | 0.38754 | 0.38116 | 0.36427 | -101.9434 | -41.6409 | -60.3717 | -71.5531
10 | 6 | 7 | 548.7475 | 537.0298 | 521.2887 | 585.5666 | 378.8299 | 100.3275 | 0 | 0 | 38.9548 | 67.2036 | 69.053 | 56.9775 | 0 | 0 | 0 | 0 | 363.0444 | 550.2477 | 700.3388 | 787.7749 | 0 | 0 | 0 | 0 | 0.056027 | -0.34918 | -5.8208 | -2.5414 | 0 | 0 | 0 | 0 | -232.1376 | -180.3998 | -242.2824 | -256.6444 | 0.37409 | 0.38456 | 0.38293 | 0.3729 | -86.8394 | -69.374 | -92.7773 | -95.7038
10 | 6 | 8 | 581.4851 | 569.4566 | 553.2201 | 621.8581 | 378.8299 | 100.3275 | 0 | 0 | 29.833 | 48.0603 | 48.1742 | 52.491 | 0 | 0 | 0 | 0 | 442.8967 | 796.8749 | 976.1991 | 1059.8444 | 0 | 0 | 0 | 0 | -0.22147 | -2.7289 | -2.4571 | 1.1412 | 0 | 0 | 0 | 0 | -269.8531 | -373.0772 | -468.6961 | -491.6184 | 0.36583 | 0.38953 | 0.37971 | 0.39001 | -98.7209 | -145.3252 | -177.9692 | -191.7356
10 | 6 | 9 | 622.5671 | 611.5369 | 596.3138 | 672.4406 | 378.8299 | 100.3275 | 0 | 0 | 23.342 | 47.3204 | 47.3125 | 52.4815 | 0 | 0 | 0 | 0 | 513.2548 | 983.6871 | 1170.4324 | 1269.3798 | 0 | 0 | 0 | 0 | -0.22147 | -4.4703 | -10.651 | -8.7033 | 0 | 0 | 0 | 0 | -292.6381 | -515.3279 | -610.7801 | -640.7175 | 0.37083 | 0.014884 | 0.38398 | 0.014047 | -108.5188 | -7.67 | -234.5257 | -9.0003
10 | 6 | 10 | 661.9274 | 651.6934 | 637.3545 | 720.713 | 378.8299 | 100.3275 | 0 | 0 | 20.5941 | 37.8638 | 37.8638 | 45.8793 | 0 | 0 | 0 | 0 | 568.1398 | 1112.0966 | 1311.094 | 1410.3712 | 0 | 0 | 0 | 0 | -0.00049229 | -10.7507 | -22.8503 | -48.0894 | 0 | 0 | 0 | 0 | -305.6359 | -587.8438 | -688.7531 | -687.448 | 0.38038 | 0.014884 | 0.38398 | 0.014884 | -116.2575 | -8.7493 | -264.4655 | -10.2318
10 | 6 | 11 | 688.8883 | 679.6389 | 666.4145 | 755.3415 | 378.8299 | 100.3275 | 0 | 0 | 21.3171 | 37.8638 | 37.8638 | 37.8638 | 0 | 0 | 0 | 0 | 602.7409 | 1176.4766 | 1383.9587 | 1477.1536 | 0 | 0 | 0 | 0 | -1.0122 | -10.4528 | -22.4923 | -48 | 0 | 0 | 0 | 0 | -312.9873 | -624.5762 | -732.9157 | -711.6758 | 0.3836 | 0.014884 | 0.38398 | 0.014884 | -120.0622 | -9.296 | -281.423 | -10.5924
10 | 6 | 12 | 696.8589 | 688.4711 | 676.2059 | 767.4887 | 378.8299 | 100.3275 | 0 | 0 | 20.91 | 37.8638 | 37.8638 | 37.8638 | 0 | 0 | 0 | 0 | 623.4837 | 1203.8616 | 1414.9117 | 1509.0224 | 0 | 0 | 0 | 0 | -0.91306 | -11.1815 | -22.473 | -50.2599 | 0 | 0 | 0 | 0 | -325.4517 | -642.4003 | -754.0966 | -729.1377 | 0.38344 | 0.014884 | 0.38398 | 0.014884 | -124.7906 | -9.5613 | -289.556 | -10.8523
10 | 6 | 13 | 698.9155 | 691.9313 | 681.1833 | 774.4459 | 378.8299 | 100.3275 | 0 | 0 | 20.9784 | 37.8638 | 39.6177 | 37.8638 | 0 | 0 | 0 | 0 | 630.268 | 1214.125 | 1423.3719 | 1510.4042 | 0 | 0 | 0 | 0 | -0.23172 | -13.3457 | -22.3887 | -47.6529 | 0 | 0 | 0 | 0 | -330.9291 | -647.0393 | -759.4176 | -726.1692 | 0.38056 | 0.014884 | 0.38398 | 0.014884 | -125.9378 | -9.6303 | -291.5991 | -10.8081
10 | 6 | 14 | 702.018 | 696.2494 | 686.8561 | 782.1578 | 378.8299 | 100.3275 | 0 | 0 | 22.3221 | 37.8638 | 37.8638 | 37.8638 | 0 | 0 | 0 | 0 | 609.6499 | 1179.1609 | 1385.6386 | 1464.9972 | 0 | 0 | 0 | 0 | -0.39135 | -5.3643 | -13.0427 | -33.9046 | 0 | 0 | 0 | 0 | -308.3925 | -615.7385 | -723.6036 | -686.7987 | 0.37634 | 0.014773 | 0.38398 | 0.013952 | -116.0612 | -9.0962 | -277.8473 | -9.582
10 | 6 | 15 | 700.2769 | 695.5056 | 687.2252 | 783.5251 | 378.8299 | 100.3275 | 0 | 0 | 23.233 | 47.1302 | 43.0104 | 37.9303 | 0 | 0 | 0 | 0 | 604.2232 | 1143.3527 | 1335.3469 | 1420.1843 | 0 | 0 | 0 | 0 | -0.39135 | -7.1243 | -1.3753 | 5.8443 | 0 | 0 | 0 | 0 | -305.6179 | -588.1804 | -689.7568 | -680.4339 | 0.3716 | 0.014335 | 0.38347 | 0.014454 | -113.5687 | -8.4313 | -264.4992 | -9.8349
10 | 6 | 16 | 705.2942 | 703.6756 | 698.9643 | 800.2283 | 378.8299 | 100.3275 | 0 | 0 | 27.8013 | 50.2279 | 47.4882 | 58.0565 | 0 | 0 | 0 | 0 | 563.6763 | 1020.8839 | 1186.9838 | 1274.2812 | 0 | 0 | 0 | 0 | -0.39087 | -0.74809 | -1.1535 | 15.3171 | 0 | 0 | 0 | 0 | -264.6224 | -467.0156 | -534.3542 | -547.4265 | 0.36606 | 0.39562 | 0.37317 | 0.38507 | -96.868 | -184.7626 | -199.4068 | -210.7992
10 | 6 | 17 | 710.4177 | 711.7568 | 710.3782 | 816.32 | 378.8299 | 100.3275 | 0 | 0 | 32.1759 | 64.5914 | 54.5082 | 69.1862 | 0 | 0 | 0 | 0 | 464.8591 | 734.3249 | 846.3164 | 937.3335 | 283.1967 | 303.0055 | 303.0055 | 303.0055 | -0.39087 | -3.8986 | -0.063704 | 0 | 0 | 0 | 0 | 0 | -448.2531 | -486.5938 | -493.3881 | -493.2052 | 0.3796 | 0.40231 | 0.39727 | 0.39167 | -170.1586 | -195.7637 | -196.008 | -193.1728
10 | 6 | 18 | 723.7714 | 727.3848 | 728.3684 | 838.8266 | 378.8299 | 100.3275 | 0 | 0 | 40.4323 | 76.3071 | 74.2233 | 81.7332 | 0 | 0 | 0 | 0 | 404.2532 | 491.4818 | 559.0214 | 665.3432 | 283.1967 | 303.0055 | 303.0055 | 303.0055 | -0.089256 | -0.65891 | 2.4293 | 25.5661 | 0 | 0 | 0 | 0 | -382.8515 | -243.0781 | -210.311 | -236.8213 | 0.38763 | 0.39764 | 0.3935 | 0.37855 | -148.4047 | -96.6571 | -82.7577 | -89.6496
10 | 6 | 19 | 759.749 | 767.4986 | 773.2536 | 895.1211 | 378.8299 | 100.3275 | 0 | 0 | 40.8735 | 82.5247 | 84.0862 | 84.7933 | 0 | 0 | 0 | 0 | 410.7577 | 476.4636 | 541.2613 | 669.9501 | 283.1967 | 303.0055 | 303.0055 | 303.0055 | 0.53225 | -0.10432 | 4.9024 | 43.2762 | 0 | 0 | 0 | 0 | -354.4411 | -194.7183 | -160.0018 | -205.904 | 0.39128 | 0.40086 | 0.39698 | 0.38389 | -138.6864 | -78.0553 | -63.5181 | -79.0448
10 | 6 | 20 | 779.7478 | 789.5897 | 797.8478 | 926.0305 | 378.8299 | 100.3275 | 0 | 0 | 38.5367 | 83.2846 | 84.7545 | 90.3232 | 0 | 0 | 0 | 0 | 404.1391 | 469.2147 | 539.8434 | 672.9207 | 283.1967 | 303.0055 | 303.0055 | 303.0055 | 0.13095 | 6.0395 | 5.4016 | 29.3636 | 0 | 0 | 0 | 0 | -325.0855 | -172.282 | -135.1572 | -169.5825 | 0.39034 | 0.40015 | 0.39617 | 0.38289 | -126.8953 | -68.9394 | -53.5457 | -64.9311
10 | 6 | 21 | 757.2269 | 768.1622 | 777.8974 | 904.6419 | 378.8299 | 100.3275 | 0 | 0 | 37.8707 | 79.3381 | 85.2314 | 91.5475 | 0 | 0 | 0 | 0 | 388.0512 | 446.8471 | 508.073 | 622.9533 | 283.1967 | 303.0055 | 303.0055 | 303.0055 | 0.64822 | 7.0857 | 4.5578 | 31.3459 | 0 | 0 | 0 | 0 | -331.3698 | -168.4416 | -122.9702 | -144.2103 | 0.38547 | 0.3963 | 0.39241 | 0.3776 | -127.7319 | -66.7539 | -48.255 | -54.4533
10 | 6 | 22 | 715.0386 | 726.7782 | 737.7238 | 859.7075 | 378.8299 | 100.3275 | 0 | 0 | 43.7359 | 76.2507 | 83.9535 | 86.888 | 0 | 0 | 0 | 0 | 372.9918 | 424.9779 | 483.0039 | 567.5523 | 283.1967 | 303.0055 | 303.0055 | 303.0055 | 0.75288 | 9.0423 | 6.9867 | 39.9204 | 0 | 0 | 0 | 0 | -364.4686 | -186.8256 | -139.2257 | -137.6587 | 0.37586 | 0.38944 | 0.38588 | 0.36712 | -136.9892 | -72.7572 | -53.7238 | -50.537
10 | 6 | 23 | 658.7595 | 670.0962 | 680.8131 | 794.0044 | 378.8299 | 100.3275 | 0 | 0 | 38.1179 | 71.906 | 74.6561 | 77.3203 | 0 | 0 | 0 | 0 | 369.0617 | 415.6198 | 490.5024 | 559.0919 | 0 | 0 | 0 | 0 | 0.8627 | 0.1299 | 17.9199 | 1.7906 | 0 | 0 | 0 | 0 | -128.1128 | 82.1131 | 97.7347 | 155.8016 | 0.36524 | 0.38446 | 0.37959 | 0.36444 | -46.7924 | 31.5689 | 37.0987 | 56.7804
10 | 6 | 24 | 595.5378 | 603.9015 | 611.3846 | 711.0157 | 378.8299 | 100.3275 | 0 | 0 | 28.113 | 68.4408 | 68.4479 | 62.1882 | 0 | 0 | 0 | 0 | 372.0978 | 412.8904 | 500.3719 | 560.0295 | 0 | 0 | 0 | 0 | -0.38091 | 2.8406 | 10.714 | -6.6877 | 0 | 0 | 0 | 0 | -183.122 | 19.4022 | 31.8508 | 95.4856 | 0.36532 | 0.37062 | 0.37486 | 0.36426 | -66.8975 | 7.1908 | 11.9397 | 34.7816
10 | 7 | 1 | 549.5311 | 554.1693 | 557.5233 | 645.1991 | 378.8299 | 100.3275 | 0 | 0 | 27.5282 | 67.2667 | 67.8955 | 68.6681 | 0 | 0 | 0 | 0 | 358.0047 | 388.7702 | 487.5582 | 542.5494 | 0 | 0 | 0 | 0 | -0.39135 | 4.7599 | 13.79 | -0.47776 | 0 | 0 | 0 | 0 | -214.4405 | -6.9551 | -11.7204 | 34.4594 | 0.37115 | 0.38254 | 0.37827 | 0.36417 | -79.5888 | -2.6606 | -4.4335 | 12.5492
10 | 7 | 2 | 516.939 | 518.4063 | 518.2258 | 596.7071 | 378.8299 | 100.3275 | 0 | 0 | 22.5423 | 68.0484 | 67.2136 | 62.0061 | 0 | 0 | 0 | 0 | 326.7211 | 347.6507 | 449.0821 | 506.6697 | 0 | 0 | 0 | 0 | -0.2795 | 2.5097 | 2.9362 | -4.929 | 0 | 0 | 0 | 0 | -210.8748 | -0.12994 | -1.0061 | 32.9603 | 0.37051 | 0.38125 | 0.37759 | 0.36407 | -78.1314 | -0.049539 | -0.37991 | 11.9998
10 | 7 | 3 | 500.9069 | 499.6627 | 496.458 | 568.9449 | 378.8299 | 100.3275 | 0 | 0 | 21.424 | 71.5448 | 66.9481 | 47.9212 | 0 | 0 | 0 | 0 | 269.6789 | 277.1719 | 377.4247 | 437.2381 | 0 | 0 | 0 | 0 | -0.22147 | 8.7731 | 6.7691 | -9.699 | 0 | 0 | 0 | 0 | -168.8045 | 41.8455 | 45.3161 | 93.4847 | 0.36947 | 0.37677 | 0.37471 | 0.36399 | -62.3677 | 15.7663 | 16.9806 | 34.0272
10 | 7 | 4 | 489.9594 | 485.8551 | 479.3403 | 546.108 | 378.8299 | 100.3275 | 0 | 0 | 30.4989 | 68.1445 | 67.9779 | 46.6887 | 0 | 0 | 0 | 0 | 224.4843 | 225.9645 | 325.9431 | 378.2618 | 0 | 0 | 0 | 0 | -0.20784 | 0.4125 | 3.0404 | -10.3462 | 0 | 0 | 0 | 0 | -143.6458 | 91.0061 | 82.3789 | 131.5037 | 0.36665 | 0.38012 | 0.37574 | 0.364 | -52.6672 | 34.5936 | 30.9532 | 47.8677
10 | 7 | 5 | 488.8509 | 481.4821 | 471.0795 | 532.8101 | 378.8299 | 100.3275 | 0 | 0 | 37.4395 | 68.302 | 68.5416 | 67.1646 | 0 | 0 | 0 | 0 | 180.779 | 181.5662 | 269.4694 | 320.7449 | 0 | 0 | 0 | 0 | 0.8064 | 2.7993 | 0.81142 | -3.7083 | 0 | 0 | 0 | 0 | -109.0039 | 128.4871 | 132.2572 | 148.609 | 0.36507 | 0.38413 | 0.37673 | 0.36411 | -39.7941 | 49.3561 | 49.8254 | 54.1101
10 | 7 | 6 | 500.6748 | 489.9921 | 475.5528 | 533.9643 | 378.8299 | 100.3275 | 0 | 0 | 40.7202 | 75.1409 | 75.803 | 78.6534 | 0 | 0 | 0 | 0 | 164.016 | 164.7101 | 245.879 | 297.3524 | 0 | 0 | 0 | 0 | 0.70362 | 8.5328 | 6.4823 | -2.1246 | 0 | 0 | 0 | 0 | -83.5949 | 141.2808 | 147.3886 | 160.083 | 0.37565 | 0.38754 | 0.38116 | 0.36427 | -31.4023 | 54.7518 | 56.1792 | 58.3127
10 | 7 | 7 | 522.6229 | 510.1422 | 493.4956 | 552.5176 | 378.8299 | 100.3275 | 0 | 0 | 38.9548 | 67.2036 | 69.053 | 56.9775 | 0 | 0 | 0 | 0 | 180.0292 | 316.9264 | 413.3679 | 457.0597 | 0 | 0 | 0 | 0 | 0.056027 | -0.34918 | -5.8208 | -2.5414 | 0 | 0 | 0 | 0 | -75.247 | 26.0339 | 16.8954 | 41.0219 | 0.37409 | 0.38456 | 0.38293 | 0.3729 | -28.1488 | 10.0115 | 6.4698 | 15.2972
10 | 7 | 8 | 548.7252 | 535.7511 | 518.3931 | 580.4566 | 378.8299 | 100.3275 | 0 | 0 | 29.833 | 48.0603 | 48.1742 | 52.491 | 0 | 0 | 0 | 0 | 275.7738 | 606.9052 | 740.7133 | 800.0927 | 0 | 0 | 0 | 0 | -0.22147 | -2.7289 | -2.4571 | 1.1412 | 0 | 0 | 0 | 0 | -135.49 | -216.8129 | -268.0373 | -273.2683 | 0.36583 | 0.38953 | 0.37971 | 0.39001 | -49.5666 | -84.4554 | -101.7768 | -106.5771
10 | 7 | 9 | 588.9533 | 576.9484 | 560.5692 | 629.9437 | 378.8299 | 100.3275 | 0 | 0 | 23.342 | 47.3204 | 47.3125 | 52.4815 | 0 | 0 | 0 | 0 | 353.1594 | 795.8497 | 942.0932 | 1018.3429 | 0 | 0 | 0 | 0 | -0.22147 | -4.4703 | -10.651 | -8.7033 | 0 | 0 | 0 | 0 | -166.1566 | -362.079 | -418.1856 | -432.1775 | 0.37083 | 0.014884 | 0.38398 | 0.014047 | -61.6158 | -5.3891 | -160.5737 | -6.0709
10 | 7 | 10 | 630.9802 | 619.8504 | 604.4489 | 681.5932 | 378.8299 | 100.3275 | 0 | 0 | 20.5941 | 37.8638 | 37.8638 | 45.8793 | 0 | 0 | 0 | 0 | 410.6748 | 917.049 | 1074.9502 | 1159.8362 | 0 | 0 | 0 | 0 | -0.00049229 | -10.7507 | -22.8503 | -48.0894 | 0 | 0 | 0 | 0 | -179.1181 | -424.6391 | -485.5148 | -476.033 | 0.38038 | 0.014884 | 0.38398 | 0.014884 | -68.1328 | -6.3202 | -186.4266 | -7.0851
10 | 7 | 11 | 656.8354 | 646.6653 | 632.3493 | 714.8503 | 378.8299 | 100.3275 | 0 | 0 | 21.3171 | 37.8638 | 37.8638 | 37.8638 | 0 | 0 | 0 | 0 | 453.0584 | 985.017 | 1154.1047 | 1248.6646 | 0 | 0 | 0 | 0 | -1.0122 | -10.4528 | -22.4923 | -48 | 0 | 0 | 0 | 0 | -195.3578 | -466.0902 | -537.1269 | -523.6781 | 0.3836 | 0.014884 | 0.38398 | 0.014884 | -74.9394 | -6.9371 | -206.2445 | -7.7943
10 | 7 | 12 | 668.4087 | 659.209 | 645.9815 | 731.5683 | 378.8299 | 100.3275 | 0 | 0 | 20.91 | 37.8638 | 37.8638 | 37.8638 | 0 | 0 | 0 | 0 | 462.4199 | 999.6823 | 1173.6413 | 1269.8031 | 0 | 0 | 0 | 0 | -0.91306 | -11.1815 | -22.473 | -50.2599 | 0 | 0 | 0 | 0 | -192.8381 | -467.483 | -543.0506 | -525.8387 | 0.38344 | 0.014884 | 0.38398 | 0.014884 | -73.9415 | -6.9579 | -208.5191 | -7.8264
10 | 7 | 13 | 677.5893 | 670.0003 | 658.5358 | 747.5341 | 378.8299 | 100.3275 | 0 | 0 | 20.9784 | 37.8638 | 39.6177 | 37.8638 | 0 | 0 | 0 | 0 | 460.5744 | 996.751 | 1174.3327 | 1274.3799 | 0 | 0 | 0 | 0 | -0.23172 | -13.3457 | -22.3887 | -47.6529 | 0 | 0 | 0 | 0 | -182.5617 | -451.5962 | -533.026 | -517.0567 | 0.38056 | 0.014884 | 0.38398 | 0.014884 | -69.4753 | -6.7214 | -204.6699 | -7.6957
10 | 7 | 14 | 683.1872 | 676.8916 | 666.8743 | 758.4207 | 378.8299 | 100.3275 | 0 | 0 | 22.3221 | 37.8638 | 37.8638 | 37.8638 | 0 | 0 | 0 | 0 | 457.4232 | 971.6946 | 1149.1675 | 1252.3356 | 0 | 0 | 0 | 0 | -0.39135 | -5.3643 | -13.0427 | -33.9046 | 0 | 0 | 0 | 0 | -174.9967 | -427.63 | -507.1143 | -497.8741 | 0.37634 | 0.014773 | 0.38398 | 0.013952 | -65.8587 | -6.3173 | -194.7204 | -6.9462
10 | 7 | 15 | 683.1186 | 677.8738 | 669.033 | 761.9207 | 378.8299 | 100.3275 | 0 | 0 | 23.233 | 47.1302 | 43.0104 | 37.9303 | 0 | 0 | 0 | 0 | 456.3598 | 924.3575 | 1092.325 | 1200.5736 | 0 | 0 | 0 | 0 | -0.39135 | -7.1243 | -1.3753 | 5.8443 | 0 | 0 | 0 | 0 | -174.9127 | -386.817 | -464.9271 | -482.4275 | 0.3716 | 0.014335 | 0.38347 | 0.014454 | -64.9982 | -5.5449 | -178.2844 | -6.9729
10 | 7 | 16 | 691.5313 | 689.5411 | 684.3907 | 782.9298 | 378.8299 | 100.3275 | 0 | 0 | 27.8013 | 50.2279 | 47.4882 | 58.0565 | 0 | 0 | 0 | 0 | 446.0433 | 825.0937 | 973.5002 | 1079.2019 | 0 | 0 | 0 | 0 | -0.39087 | -0.74809 | -1.1535 | 15.3171 | 0 | 0 | 0 | 0 | -160.7523 | -285.3598 | -335.4443 | -369.6457 | 0.36606 | 0.39562 | 0.37317 | 0.38507 | -58.8452 | -112.8952 | -125.1789 | -142.3406
10 | 7 | 17 | 710.5331 | 711.8917 | 710.5372 | 816.5254 | 378.8299 | 100.3275 | 0 | 0 | 32.1759 | 64.5914 | 54.5082 | 69.1862 | 0 | 0 | 0 | 0 | 358.438 | 534.3122 | 637.1621 | 731.3081 | 283.1967 | 303.0055 | 303.0055 | 303.0055 | -0.39087 | -3.8986 | -0.063704 | 0 | 0 | 0 | 0 | 0 | -341.7165 | -286.4462 | -284.0749 | -286.9744 | 0.3796 | 0.40231 | 0.39727 | 0.39167 | -129.7169 | -115.2414 | -112.8543 | -112.3988
10 | 7 | 18 | 745.0688 | 749.2974 | 751.0105 | 865.7434 | 378.8299 | 100.3275 | 0 | 0 | 40.4323 | 76.3071 | 74.2233 | 81.7332 | 0 | 0 | 0 | 0 | 292.0469 | 317.9141 | 384.3553 | 474.7937 | 283.1967 | 303.0055 | 303.0055 | 303.0055 | -0.089256 | -0.65891 | 2.4293 | 25.5661 | 0 | 0 | 0 | 0 | -249.3478 | -47.5979 | -13.0028 | -19.3549 | 0.38763 | 0.39764 | 0.3935 | 0.37855 | -96.6547 | -18.9267 | -5.1166 | -7.3269
10 | 7 | 19 | 783.6963 | 792.1371 | 798.7118 | 925.3852 | 378.8299 | 100.3275 | 0 | 0 | 40.8735 | 82.5247 | 84.0862 | 84.7933 | 0 | 0 | 0 | 0 | 261.4628 | 272.1352 | 325.0005 | 419.1897 | 283.1967 | 303.0055 | 303.0055 | 303.0055 | 0.53225 | -0.10432 | 4.9024 | 43.2762 | 0 | 0 | 0 | 0 | -181.1989 | 34.2486 | 81.7172 | 75.1205 | 0.39128 | 0.40086 | 0.39698 | 0.38389 | -70.8999 | 13.729 | 32.4404 | 28.8381
10 | 7 | 20 | 800.2267 | 810.6611 | 819.622 | 951.9166 | 378.8299 | 100.3275 | 0 | 0 | 38.5367 | 83.2846 | 84.7545 | 90.3232 | 0 | 0 | 0 | 0 | 250.545 | 257.5308 | 310.6735 | 412.3626 | 283.1967 | 303.0055 | 303.0055 | 303.0055 | 0.13095 | 6.0395 | 5.4016 | 29.3636 | 0 | 0 | 0 | 0 | -151.0125 | 60.4733 | 115.787 | 116.8618 | 0.39034 | 0.40015 | 0.39617 | 0.38289 | -58.9469 | 24.1987 | 45.8718 | 44.745
10 | 7 | 21 | 774.2287 | 785.6464 | 795.9534 | 926.0979 | 378.8299 | 100.3275 | 0 | 0 | 37.8707 | 79.3381 | 85.2314 | 91.5475 | 0 | 0 | 0 | 0 | 256.4619 | 253.9982 | 318.9456 | 430.7493 | 283.1967 | 303.0055 | 303.0055 | 303.0055 | 0.64822 | 7.0857 | 4.5578 | 31.3459 | 0 | 0 | 0 | 0 | -182.7788 | 41.8915 | 84.213 | 69.4497 | 0.38547 | 0.3963 | 0.39241 | 0.3776 | -70.4551 | 16.6017 | 33.0462 | 26.224
10 | 7 | 22 | 720.7495 | 732.6459 | 743.777 | 866.8951 | 378.8299 | 100.3275 | 0 | 0 | 43.7359 | 76.2507 | 83.9535 | 86.888 | 0 | 0 | 0 | 0 | 244.5395 | 237.4157 | 292.9482 | 418.5002 | 283.1967 | 303.0055 | 303.0055 | 303.0055 | 0.75288 | 9.0423 | 6.9867 | 39.9204 | 0 | 0 | 0 | 0 | -230.3054 | 6.6042 | 56.8831 | 18.581 | 0.37586 | 0.38944 | 0.38588 | 0.36712 | -86.5626 | 2.5719 | 21.9498 | 6.8214
10 | 7 | 23 | 650.149 | 661.2369 | 671.6586 | 783.1214 | 378.8299 | 100.3275 | 0 | 0 | 38.1179 | 71.906 | 74.6561 | 77.3203 | 0 | 0 | 0 | 0 | 231.2191 | 222.3931 | 260.1312 | 404.0897 | 0 | 0 | 0 | 0 | 0.8627 | 0.1299 | 17.9199 | 1.7906 | 0 | 0 | 0 | 0 | 1.1194 | 266.4804 | 318.9514 | 299.9208 | 0.36524 | 0.38446 | 0.37959 | 0.36444 | 0.40884 | 102.4502 | 121.0693 | 109.3032
10 | 7 | 24 | 581.7805 | 589.7522 | 596.7707 | 693.6483 | 378.8299 | 100.3275 | 0 | 0 | 28.113 | 68.4408 | 68.4479 | 62.1882 | 0 | 0 | 0 | 0 | 222.0633 | 211.1658 | 239.8104 | 389.1038 | 0 | 0 | 0 | 0 | -0.38091 | 2.8406 | 10.714 | -6.6877 | 0 | 0 | 0 | 0 | -46.8448 | 206.9775 | 277.7984 | 249.0439 | 0.36532 | 0.37062 | 0.37486 | 0.36426 | -17.1132 | 76.7097 | 104.1366 | 90.7168
10 | 8 | 1 | 539.2743 | 543.6222 | 546.6323 | 632.2579 | 378.8299 | 100.3275 | 0 | 0 | 27.5282 | 67.2667 | 67.8955 | 68.6681 | 0 | 0 | 0 | 0 | 229.0473 | 219.0065 | 239.2231 | 387.6932 | 0 | 0 | 0 | 0 | -0.39135 | 4.7599 | 13.79 | -0.47776 | 0 | 0 | 0 | 0 | -95.7398 | 152.2615 | 225.7236 | 176.3744 | 0.37115 | 0.38254 | 0.37827 | 0.36417 | -35.5335 | 58.2464 | 85.3854 | 64.2307
10 | 8 | 2 | 511.0404 | 512.3449 | 511.9717 | 589.2801 | 378.8299 | 100.3275 | 0 | 0 | 22.5423 | 68.0484 | 67.2136 | 62.0061 | 0 | 0 | 0 | 0 | 227.6665 | 219.3243 | 232.0334 | 383.2612 | 0 | 0 | 0 | 0 | -0.2795 | 2.5097 | 2.9362 | -4.929 | 0 | 0 | 0 | 0 | -117.7188 | 122.135 | 209.7885 | 148.9418 | 0.37051 | 0.38125 | 0.37759 | 0.36407 | -43.6161 | 46.5634 | 79.2147 | 54.2249
10 | 8 | 3 | 496.6899 | 495.333 | 491.9951 | 563.6487 | 378.8299 | 100.3275 | 0 | 0 | 21.424 | 71.5448 | 66.9481 | 47.9212 | 0 | 0 | 0 | 0 | 212.6368 | 205.0408 | 209.6873 | 369.8153 | 0 | 0 | 0 | 0 | -0.22147 | 8.7731 | 6.7691 | -9.699 | 0 | 0 | 0 | 0 | -115.9794 | 109.6469 | 208.5905 | 155.6112 | 0.36947 | 0.37677 | 0.37471 | 0.36399 | -42.8506 | 41.3121 | 78.1617 | 56.6404
10 | 8 | 4 | 492.7789 | 488.7706 | 482.3707 | 549.7254 | 378.8299 | 100.3275 | 0 | 0 | 30.4989 | 68.1445 | 67.9779 | 46.6887 | 0 | 0 | 0 | 0 | 192.7529 | 186.0909 | 192.4522 | 358.3839 | 0 | 0 | 0 | 0 | -0.20784 | 0.4125 | 3.0404 | -10.3462 | 0 | 0 | 0 | 0 | -109.0949 | 133.7952 | 218.9002 | 154.9991 | 0.36665 | 0.38012 | 0.37574 | 0.364 | -39.9992 | 50.8588 | 82.25 | 56.42
10 | 8 | 5 | 505.268 | 498.4028 | 488.5995 | 553.6679 | 378.8299 | 100.3275 | 0 | 0 | 37.4395 | 68.302 | 68.5416 | 67.1646 | 0 | 0 | 0 | 0 | 198.6664 | 192.1784 | 206.7286 | 374.7249 | 0 | 0 | 0 | 0 | 0.8064 | 2.7993 | 0.81142 | -3.7083 | 0 | 0 | 0 | 0 | -110.4742 | 134.7957 | 212.5179 | 115.4868 | 0.36507 | 0.38413 | 0.37673 | 0.36411 | -40.3308 | 51.7795 | 80.0622 | 42.0499
10 | 8 | 6 | 550.7124 | 541.5126 | 528.8341 | 597.3431 | 378.8299 | 100.3275 | 0 | 0 | 40.7202 | 75.1409 | 75.803 | 78.6534 | 0 | 0 | 0 | 0 | 180.4904 | 177.1432 | 211.5717 | 378.2346 | 0 | 0 | 0 | 0 | 0.70362 | 8.5328 | 6.4823 | -2.1246 | 0 | 0 | 0 | 0 | -50.0317 | 180.3682 | 234.9772 | 142.5797 | 0.37565 | 0.38754 | 0.38116 | 0.36427 | -18.7943 | 69.8997 | 89.5648 | 51.9368
10 | 8 | 7 | 636.7718 | 627.5976 | 614.8731 | 696.8203 | 378.8299 | 100.3275 | 0 | 0 | 38.9548 | 67.2036 | 69.053 | 56.9775 | 0 | 0 | 0 | 0 | 181.18 | 305.5789 | 349.607 | 512.0619 | 0 | 0 | 0 | 0 | 0.056027 | -0.34918 | -5.8208 | -2.5414 | 0 | 0 | 0 | 0 | 37.7511 | 154.8368 | 202.0338 | 130.3224 | 0.37409 | 0.38456 | 0.38293 | 0.3729 | 14.1222 | 59.5436 | 77.3649 | 48.5978
10 | 8 | 8 | 702.7915 | 694.2342 | 682.1126 | 775.0515 | 378.8299 | 100.3275 | 0 | 0 | 29.833 | 48.0603 | 48.1742 | 52.491 | 0 | 0 | 0 | 0 | 247.4778 | 563.0264 | 655.2701 | 821.9745 | 0 | 0 | 0 | 0 | -0.22147 | -2.7289 | -2.4571 | 1.1412 | 0 | 0 | 0 | 0 | 46.8723 | -14.4511 | -18.8746 | -100.5552 | 0.36583 | 0.38953 | 0.37971 | 0.39001 | 17.1474 | -5.6292 | -7.1669 | -39.2174
10 | 8 | 9 | 722.3701 | 714.2088 | 702.3876 | 798.5264 | 378.8299 | 100.3275 | 0 | 0 | 23.342 | 47.3204 | 47.3125 | 52.4815 | 0 | 0 | 0 | 0 | 294.0494 | 719.9173 | 840.4258 | 1014.2167 | 0 | 0 | 0 | 0 | -0.22147 | -4.4703 | -10.651 | -8.7033 | 0 | 0 | 0 | 0 | 26.3702 | -148.8861 | -174.6997 | -259.4685 | 0.37083 | 0.014884 | 0.38398 | 0.014047 | 9.7788 | -2.216 | -67.0807 | -3.6448
10 | 8 | 10 | 758.412 | 750.9581 | 739.9161 | 842.6309 | 378.8299 | 100.3275 | 0 | 0 | 20.5941 | 37.8638 | 37.8638 | 45.8793 | 0 | 0 | 0 | 0 | 327.2207 | 817.5163 | 954.0284 | 1134.2079 | 0 | 0 | 0 | 0 | -0.00049229 | -10.7507 | -22.8503 | -48.0894 | 0 | 0 | 0 | 0 | 31.7677 | -193.9987 | -229.1257 | -289.3669 | 0.38038 | 0.014884 | 0.38398 | 0.014884 | 12.0838 | -2.8874 | -87.9791 | -4.3068
10 | 8 | 11 | 786.6026 | 780.1756 | 770.2987 | 878.8385 | 378.8299 | 100.3275 | 0 | 0 | 21.3171 | 37.8638 | 37.8638 | 37.8638 | 0 | 0 | 0 | 0 | 342.3819 | 861.6195 | 1008.1349 | 1185.5482 | 0 | 0 | 0 | 0 | -1.0122 | -10.4528 | -22.4923 | -48 | 0 | 0 | 0 | 0 | 45.0859 | -209.1824 | -253.2077 | -296.5735 | 0.3836 | 0.014884 | 0.38398 | 0.014884 | 17.295 | -3.1134 | -97.226 | -4.4141
10 | 8 | 12 | 801.1045 | 795.7396 | 787.0604 | 899.2841 | 378.8299 | 100.3275 | 0 | 0 | 20.91 | 37.8638 | 37.8638 | 37.8638 | 0 | 0 | 0 | 0 | 344.7172 | 873.8178 | 1024.2003 | 1192.4152 | 0 | 0 | 0 | 0 | -0.91306 | -11.1815 | -22.473 | -50.2599 | 0 | 0 | 0 | 0 | 57.5604 | -205.0879 | -252.5308 | -280.735 | 0.38344 | 0.014884 | 0.38398 | 0.014884 | 22.0709 | -3.0525 | -96.9661 | -4.1784
10 | 8 | 13 | 806.6883 | 802.8393 | 795.8111 | 910.7376 | 378.8299 | 100.3275 | 0 | 0 | 20.9784 | 37.8638 | 39.6177 | 37.8638 | 0 | 0 | 0 | 0 | 349.5682 | 879.7541 | 1033.4983 | 1191.6277 | 0 | 0 | 0 | 0 | -0.23172 | -13.3457 | -22.3887 | -47.6529 | 0 | 0 | 0 | 0 | 57.5435 | -201.7603 | -254.9163 | -271.101 | 0.38056 | 0.014884 | 0.38398 | 0.014884 | 21.8987 | -3.0029 | -97.8821 | -4.035
10 | 8 | 14 | 819.5222 | 817.1706 | 811.8312 | 930.7509 | 378.8299 | 100.3275 | 0 | 0 | 22.3221 | 37.8638 | 37.8638 | 37.8638 | 0 | 0 | 0 | 0 | 339.9754 | 846.5088 | 997.4112 | 1141.3967 | 0 | 0 | 0 | 0 | -0.39135 | -5.3643 | -13.0427 | -33.9046 | 0 | 0 | 0 | 0 | 78.7861 | -162.1653 | -210.4011 | -214.605 | 0.37634 | 0.014773 | 0.38398 | 0.013952 | 29.6506 | -2.3956 | -80.7892 | -2.9941
10 | 8 | 15 | 822.2848 | 821.0639 | 816.9958 | 937.8225 | 378.8299 | 100.3275 | 0 | 0 | 23.233 | 47.1302 | 43.0104 | 37.9303 | 0 | 0 | 0 | 0 | 315.0525 | 781.6001 | 924.0845 | 1044.4176 | 0 | 0 | 0 | 0 | -0.39135 | -7.1243 | -1.3753 | 5.8443 | 0 | 0 | 0 | 0 | 105.5607 | -100.8695 | -148.7238 | -150.3697 | 0.3716 | 0.014335 | 0.38347 | 0.014454 | 39.2267 | -1.4459 | -57.0307 | -2.1734
10 | 8 | 16 | 821.4541 | 823.2175 | 822.5191 | 947.1372 | 378.8299 | 100.3275 | 0 | 0 | 27.8013 | 50.2279 | 47.4882 | 58.0565 | 0 | 0 | 0 | 0 | 263.5122 | 637.1592 | 758.5378 | 847.7813 | 0 | 0 | 0 | 0 | -0.39087 | -0.74809 | -1.1535 | 15.3171 | 0 | 0 | 0 | 0 | 151.7015 | 36.2511 | 17.6466 | 25.9823 | 0.36606 | 0.39562 | 0.37317 | 0.38507 | 55.532 | 14.3418 | 6.5852 | 10.0051
10 | 8 | 17 | 818.0574 | 822.5179 | 824.842 | 952.4065 | 378.8299 | 100.3275 | 0 | 0 | 32.1759 | 64.5914 | 54.5082 | 69.1862 | 0 | 0 | 0 | 0 | 183.6433 | 348.2016 | 424.9837 | 485.3287 | 283.1967 | 303.0055 | 303.0055 | 303.0055 | -0.39087 | -3.8986 | -0.063704 | 0 | 0 | 0 | 0 | 0 | -59.3976 | 10.2906 | 42.4084 | 94.8861 | 0.3796 | 0.40231 | 0.39727 | 0.39167 | -22.5476 | 4.14 | 16.8476 | 37.1639
10 | 8 | 18 | 820.9048 | 827.3292 | 831.6469 | 961.6091 | 378.8299 | 100.3275 | 0 | 0 | 40.4323 | 76.3071 | 74.2233 | 81.7332 | 0 | 0 | 0 | 0 | 158.9116 | 165.4392 | 211.1237 | 267.0549 | 283.1967 | 303.0055 | 303.0055 | 303.0055 | -0.089256 | -0.65891 | 2.4293 | 25.5661 | 0 | 0 | 0 | 0 | -40.3765 | 182.9089 | 240.8651 | 284.2495 | 0.38763 | 0.39764 | 0.3935 | 0.37855 | -15.6511 | 72.7316 | 94.7808 | 107.6038
10 | 8 | 19 | 842.421 | 852.5731 | 861.1783 | 999.6604 | 378.8299 | 100.3275 | 0 | 0 | 40.8735 | 82.5247 | 84.0862 | 84.7933 | 0 | 0 | 0 | 0 | 173.5333 | 162.9355 | 208.4518 | 262.6155 | 283.1967 | 303.0055 | 303.0055 | 303.0055 | 0.53225 | -0.10432 | 4.9024 | 43.2762 | 0 | 0 | 0 | 0 | -34.5447 | 203.8843 | 260.7324 | 305.97 | 0.39128 | 0.40086 | 0.39698 | 0.38389 | -13.5167 | 81.7296 | 103.5065 | 117.4593
10 | 8 | 20 | 859.4616 | 871.6092 | 882.602 | 1026.7893 | 378.8299 | 100.3275 | 0 | 0 | 38.5367 | 83.2846 | 84.7545 | 90.3232 | 0 | 0 | 0 | 0 | 165.7573 | 153.2165 | 209.8208 | 256.3184 | 283.1967 | 303.0055 | 303.0055 | 303.0055 | 0.13095 | 6.0395 | 5.4016 | 29.3636 | 0 | 0 | 0 | 0 | -6.99 | 225.7357 | 279.6197 | 347.7786 | 0.39034 | 0.40015 | 0.39617 | 0.38289 | -2.7285 | 90.3291 | 110.778 | 133.1602
10 | 8 | 21 | 826.2954 | 839.2213 | 851.3173 | 991.9186 | 378.8299 | 100.3275 | 0 | 0 | 37.8707 | 79.3381 | 85.2314 | 91.5475 | 0 | 0 | 0 | 0 | 149.2297 | 135.5115 | 200.1541 | 238.3656 | 283.1967 | 303.0055 | 303.0055 | 303.0055 | 0.64822 | 7.0857 | 4.5578 | 31.3459 | 0 | 0 | 0 | 0 | -23.4799 | 213.953 | 258.3685 | 327.6541 | 0.38547 | 0.3963 | 0.39241 | 0.3776 | -9.0507 | 84.7902 | 101.3869 | 123.721
10 | 8 | 22 | 759.9853 | 773.0199 | 785.501 | 916.5013 | 378.8299 | 100.3275 | 0 | 0 | 43.7359 | 76.2507 | 83.9535 | 86.888 | 0 | 0 | 0 | 0 | 142.5167 | 127.4722 | 196.619 | 229.4655 | 283.1967 | 303.0055 | 303.0055 | 303.0055 | 0.75288 | 9.0423 | 6.9867 | 39.9204 | 0 | 0 | 0 | 0 | -89.0467 | 156.9217 | 194.9364 | 257.222 | 0.37586 | 0.38944 | 0.38588 | 0.36712 | -33.4691 | 61.1114 | 75.2212 | 94.4309
10 | 8 | 23 | 679.3517 | 691.2853 | 702.7102 | 820.0376 | 378.8299 | 100.3275 | 0 | 0 | 38.1179 | 71.906 | 74.6561 | 77.3203 | 0 | 0 | 0 | 0 | 142.2948 | 127.2519 | 205.693 | 237.6495 | 0 | 0 | 0 | 0 | 0.8627 | 0.1299 | 17.9199 | 1.7906 | 0 | 0 | 0 | 0 | 119.2464 | 391.67 | 404.4412 | 503.2772 | 0.36524 | 0.38446 | 0.37959 | 0.36444 | 43.554 | 150.5801 | 153.52 | 183.4145
10 | 8 | 24 | 602.7756 | 611.3625 | 619.1111 | 720.2154 | 378.8299 | 100.3275 | 0 | 0 | 28.113 | 68.4408 | 68.4479 | 62.1882 | 0 | 0 | 0 | 0 | 138.8889 | 124.3604 | 210.1292 | 241.6268 | 0 | 0 | 0 | 0 | -0.38091 | 2.8406 | 10.714 | -6.6877 | 0 | 0 | 0 | 0 | 57.3247 | 315.3932 | 329.82 | 423.0881 | 0.36532 | 0.37062 | 0.37486 | 0.36426 | 20.9416 | 116.8905 | 123.6376 | 154.1143
10 | 9 | 1 | 552.3306 | 557.0651 | 560.5343 | 648.7944 | 378.8299 | 100.3275 | 0 | 0 | 27.5282 | 67.2667 | 67.8955 | 68.6681 | 0 | 0 | 0 | 0 | 152.3274 | 136.6631 | 228.3387 | 262.7597 | 0 | 0 | 0 | 0 | -0.39135 | 4.7599 | 13.79 | -0.47776 | 0 | 0 | 0 | 0 | -5.9637 | 248.0478 | 250.5101 | 317.8444 | 0.37115 | 0.38254 | 0.37827 | 0.36417 | -2.2134 | 94.8886 | 94.7615 | 115.7501
10 | 9 | 2 | 525.2485 | 526.9666 | 527.0842 | 607.2491 | 378.8299 | 100.3275 | 0 | 0 | 22.5423 | 68.0484 | 67.2136 | 62.0061 | 0 | 0 | 0 | 0 | 167.3137 | 149.5697 | 246.1742 | 285.3586 | 0 | 0 | 0 | 0 | -0.2795 | 2.5097 | 2.9362 | -4.929 | 0 | 0 | 0 | 0 | -43.158 | 206.5113 | 210.7602 | 264.8133 | 0.37051 | 0.38125 | 0.37759 | 0.36407 | -15.9905 | 78.7314 | 79.5816 | 96.41
10 | 9 | 3 | 508.4512 | 507.4379 | 504.5078 | 578.5279 | 378.8299 | 100.3275 | 0 | 0 | 21.424 | 71.5448 | 66.9481 | 47.9212 | 0 | 0 | 0 | 0 | 174.1165 | 155.4068 | 256.0415 | 293.6149 | 0 | 0 | 0 | 0 | -0.22147 | 8.7731 | 6.7691 | -9.699 | 0 | 0 | 0 | 0 | -65.6978 | 171.3858 | 174.7492 | 246.6908 | 0.36947 | 0.37677 | 0.37471 | 0.36399 | -24.2731 | 64.5737 | 65.4809 | 89.7921
10 | 9 | 4 | 502.5 | 498.7761 | 492.7137 | 562.0249 | 378.8299 | 100.3275 | 0 | 0 | 30.4989 | 68.1445 | 67.9779 | 46.6887 | 0 | 0 | 0 | 0 | 173.2679 | 154.4216 | 255.5945 | 290.9641 | 0 | 0 | 0 | 0 | -0.20784 | 0.4125 | 3.0404 | -10.3462 | 0 | 0 | 0 | 0 | -79.8889 | 175.47 | 166.101 | 234.7184 | 0.36665 | 0.38012 | 0.37574 | 0.364 | -29.291 | 66.7004 | 62.4111 | 85.4381
10 | 9 | 5 | 512.0307 | 505.3649 | 495.7983 | 562.2299 | 378.8299 | 100.3275 | 0 | 0 | 37.4395 | 68.302 | 68.5416 | 67.1646 | 0 | 0 | 0 | 0 | 193.278 | 172.263 | 272.3622 | 305.0346 | 0 | 0 | 0 | 0 | 0.8064 | 2.7993 | 0.81142 | -3.7083 | 0 | 0 | 0 | 0 | -98.3231 | 161.6731 | 154.0831 | 193.7391 | 0.36507 | 0.38413 | 0.37673 | 0.36411 | -35.8948 | 62.104 | 58.0479 | 70.5424
10 | 9 | 6 | 553.7414 | 544.6407 | 532.0805 | 601.2144 | 378.8299 | 100.3275 | 0 | 0 | 40.7202 | 75.1409 | 75.803 | 78.6534 | 0 | 0 | 0 | 0 | 209.7389 | 190.674 | 290.8031 | 320.7754 | 0 | 0 | 0 | 0 | 0.70362 | 8.5328 | 6.4823 | -2.1246 | 0 | 0 | 0 | 0 | -76.2513 | 169.9655 | 158.9922 | 203.9102 | 0.37565 | 0.38754 | 0.38116 | 0.36427 | -28.6436 | 65.8682 | 60.6021 | 74.2774
10 | 9 | 7 | 639.1399 | 630.0424 | 617.4094 | 699.8439 | 378.8299 | 100.3275 | 0 | 0 | 38.9548 | 67.2036 | 69.053 | 56.9775 | 0 | 0 | 0 | 0 | 235.278 | 337.0062 | 453.0204 | 478.3742 | 0 | 0 | 0 | 0 | 0.056027 | -0.34918 | -5.8208 | -2.5414 | 0 | 0 | 0 | 0 | -13.9788 | 125.8543 | 101.1567 | 167.0336 | 0.37409 | 0.38456 | 0.38293 | 0.3729 | -5.2293 | 48.3981 | 38.736 | 62.2875
10 | 9 | 8 | 709.1812 | 700.8057 | 688.8996 | 783.117 | 378.8299 | 100.3275 | 0 | 0 | 29.833 | 48.0603 | 48.1742 | 52.491 | 0 | 0 | 0 | 0 | 272.1292 | 549.3066 | 698.6383 | 725.9513 | 0 | 0 | 0 | 0 | -0.22147 | -2.7289 | -2.4571 | 1.1412 | 0 | 0 | 0 | 0 | 28.6105 | 5.8402 | -55.4559 | 3.5335 | 0.36583 | 0.38953 | 0.37971 | 0.39001 | 10.4666 | 2.2749 | -21.0572 | 1.3781
10 | 9 | 9 | 722.4657 | 714.3079 | 702.4909 | 798.65 | 378.8299 | 100.3275 | 0 | 0 | 23.342 | 47.3204 | 47.3125 | 52.4815 | 0 | 0 | 0 | 0 | 289.288 | 670.3365 | 821.4873 | 848.0234 | 0 | 0 | 0 | 0 | -0.22147 | -4.4703 | -10.651 | -8.7033 | 0 | 0 | 0 | 0 | 31.2272 | -99.2062 | -155.6579 | -93.1516 | 0.37083 | 0.014884 | 0.38398 | 0.014047 | 11.58 | -1.4766 | -59.7691 | -1.3085
10 | 9 | 10 | 748.0727 | 740.3301 | 728.9462 | 829.6 | 378.8299 | 100.3275 | 0 | 0 | 20.5941 | 37.8638 | 37.8638 | 45.8793 | 0 | 0 | 0 | 0 | 315.7223 | 768.9178 | 953.7405 | 983.9104 | 0 | 0 | 0 | 0 | -0.00049229 | -10.7507 | -22.8503 | -48.0894 | 0 | 0 | 0 | 0 | 32.9269 | -156.0283 | -239.8078 | -152.1003 | 0.38038 | 0.014884 | 0.38398 | 0.014884 | 12.5247 | -2.3223 | -92.0808 | -2.2638
10 | 9 | 11 | 773.8919 | 767.1122 | 756.8178 | 862.8272 | 378.8299 | 100.3275 | 0 | 0 | 21.3171 | 37.8638 | 37.8638 | 37.8638 | 0 | 0 | 0 | 0 | 336.5714 | 823.9388 | 1058.394 | 1094.3476 | 0 | 0 | 0 | 0 | -1.0122 | -10.4528 | -22.4923 | -48 | 0 | 0 | 0 | 0 | 38.1857 | -184.5651 | -316.9477 | -221.3842 | 0.3836 | 0.014884 | 0.38398 | 0.014884 | 14.6481 | -2.747 | -121.7007 | -3.295
10 | 9 | 12 | 788.4848 | 782.7608 | 773.6559 | 883.3544 | 378.8299 | 100.3275 | 0 | 0 | 20.91 | 37.8638 | 37.8638 | 37.8638 | 0 | 0 | 0 | 0 | 353.5039 | 839.164 | 1095.1708 | 1138.0404 | 0 | 0 | 0 | 0 | -0.91306 | -11.1815 | -22.473 | -50.2599 | 0 | 0 | 0 | 0 | 36.1541 | -183.4129 | -336.9058 | -242.29 | 0.38344 | 0.014884 | 0.38398 | 0.014884 | 13.8629 | -2.7299 | -129.3642 | -3.6062
10 | 9 | 13 | 796.0399 | 791.891 | 784.5074 | 897.3075 | 378.8299 | 100.3275 | 0 | 0 | 20.9784 | 37.8638 | 39.6177 | 37.8638 | 0 | 0 | 0 | 0 | 390.968 | 881.973 | 1161.0702 | 1210.625 | 0 | 0 | 0 | 0 | -0.23172 | -13.3457 | -22.3887 | -47.6529 | 0 | 0 | 0 | 0 | 5.4954 | -214.9276 | -393.7919 | -303.5283 | 0.38056 | 0.014884 | 0.38398 | 0.014884 | 2.0913 | -3.1989 | -151.2071 | -4.5176
10 | 9 | 14 | 804.8319 | 802.0609 | 796.2244 | 912.2028 | 378.8299 | 100.3275 | 0 | 0 | 22.3221 | 37.8638 | 37.8638 | 37.8638 | 0 | 0 | 0 | 0 | 406.1862 | 837.6014 | 1092.4253 | 1142.1059 | 0 | 0 | 0 | 0 | -0.39135 | -5.3643 | -13.0427 | -33.9046 | 0 | 0 | 0 | 0 | -2.115 | -168.3675 | -321.022 | -233.8624 | 0.37634 | 0.014773 | 0.38398 | 0.013952 | -0.79597 | -2.4873 | -123.2651 | -3.2628
10 | 9 | 15 | 808.2873 | 806.6555 | 802.0998 | 920.1075 | 378.8299 | 100.3275 | 0 | 0 | 23.233 | 47.1302 | 43.0104 | 37.9303 | 0 | 0 | 0 | 0 | 427.9146 | 804.5153 | 1039.7059 | 1092.84 | 0 | 0 | 0 | 0 | -0.39135 | -7.1243 | -1.3753 | 5.8443 | 0 | 0 | 0 | 0 | -21.2989 | -138.1931 | -279.2412 | -216.5071 | 0.3716 | 0.014335 | 0.38347 | 0.014454 | -7.9148 | -1.9809 | -107.0799 | -3.1294
10 | 9 | 16 | 807.8103 | 809.1703 | 807.9928 | 929.8588 | 378.8299 | 100.3275 | 0 | 0 | 27.8013 | 50.2279 | 47.4882 | 58.0565 | 0 | 0 | 0 | 0 | 391.9643 | 691.2745 | 905.3888 | 958.6189 | 0 | 0 | 0 | 0 | -0.39087 | -0.74809 | -1.1535 | 15.3171 | 0 | 0 | 0 | 0 | 9.6057 | -31.9114 | -143.7306 | -102.1336 | 0.36606 | 0.39562 | 0.37317 | 0.38507 | 3.5163 | -12.6249 | -53.6365 | -39.3289
10 | 9 | 17 | 798.7518 | 802.6584 | 804.3257 | 928.0206 | 378.8299 | 100.3275 | 0 | 0 | 32.1759 | 64.5914 | 54.5082 | 69.1862 | 0 | 0 | 0 | 0 | 320.9092 | 454.5058 | 637.2189 | 684.6026 | 283.1967 | 303.0055 | 303.0055 | 303.0055 | -0.39087 | -3.8986 | -0.063704 | 0 | 0 | 0 | 0 | 0 | -215.9691 | -115.8732 | -190.3431 | -128.7737 | 0.3796 | 0.40231 | 0.39727 | 0.39167 | -81.9827 | -46.6175 | -75.6175 | -50.4366
10 | 9 | 18 | 801.2156 | 807.0908 | 810.7583 | 936.7967 | 378.8299 | 100.3275 | 0 | 0 | 40.4323 | 76.3071 | 74.2233 | 81.7332 | 0 | 0 | 0 | 0 | 303.3948 | 317.4284 | 482.36 | 537.5573 | 283.1967 | 303.0055 | 303.0055 | 303.0055 | -0.089256 | -0.65891 | 2.4293 | 25.5661 | 0 | 0 | 0 | 0 | -204.5489 | 10.6813 | -51.2598 | -11.0653 | 0.38763 | 0.39764 | 0.3935 | 0.37855 | -79.2893 | 4.2473 | -20.1708 | -4.1888
10 | 9 | 19 | 827.7613 | 837.4951 | 845.6044 | 981.1514 | 378.8299 | 100.3275 | 0 | 0 | 40.8735 | 82.5247 | 84.0862 | 84.7933 | 0 | 0 | 0 | 0 | 363.1533 | 358.8353 | 514.321 | 569.9539 | 283.1967 | 303.0055 | 303.0055 | 303.0055 | 0.53225 | -0.10432 | 4.9024 | 43.2762 | 0 | 0 | 0 | 0 | -238.8244 | -7.0935 | -60.7107 | -19.8775 | 0.39128 | 0.40086 | 0.39698 | 0.38389 | -93.4477 | -2.8435 | -24.1011 | -7.6308
10 | 9 | 20 | 850.9568 | 862.8658 | 873.5762 | 1016.0667 | 378.8299 | 100.3275 | 0 | 0 | 38.5367 | 83.2846 | 84.7545 | 90.3232 | 0 | 0 | 0 | 0 | 488.2108 | 468.3576 | 626.0546 | 686.8572 | 283.1967 | 303.0055 | 303.0055 | 303.0055 | 0.13095 | 6.0395 | 5.4016 | 29.3636 | 0 | 0 | 0 | 0 | -337.9483 | -98.1487 | -145.6399 | -93.4828 | 0.39034 | 0.40015 | 0.39617 | 0.38289 | -131.9162 | -39.2746 | -57.6987 | -35.7935
10 | 9 | 21 | 820.8453 | 833.615 | 845.5257 | 985.0347 | 378.8299 | 100.3275 | 0 | 0 | 37.8707 | 79.3381 | 85.2314 | 91.5475 | 0 | 0 | 0 | 0 | 521.1241 | 498.3589 | 661.2315 | 725.9008 | 283.1967 | 303.0055 | 303.0055 | 303.0055 | 0.64822 | 7.0857 | 4.5578 | 31.3459 | 0 | 0 | 0 | 0 | -400.8244 | -154.5007 | -208.5006 | -166.7649 | 0.38547 | 0.3963 | 0.39241 | 0.3776 | -154.5044 | -61.2291 | -81.8182 | -62.9698
10 | 9 | 22 | 758.4265 | 771.417 | 783.8461 | 914.5351 | 378.8299 | 100.3275 | 0 | 0 | 43.7359 | 76.2507 | 83.9535 | 86.888 | 0 | 0 | 0 | 0 | 492.8974 | 472.3525 | 626.3043 | 688.4867 | 283.1967 | 303.0055 | 303.0055 | 303.0055 | 0.75288 | 9.0423 | 6.9867 | 39.9204 | 0 | 0 | 0 | 0 | -440.9864 | -189.5615 | -236.4038 | -203.7655 | 0.37586 | 0.38944 | 0.38588 | 0.36712 | -165.7492 | -73.8226 | -91.2225 | -74.806
10 | 9 | 23 | 675.6351 | 687.4642 | 698.7652 | 815.3507 | 378.8299 | 100.3275 | 0 | 0 | 38.1179 | 71.906 | 74.6561 | 77.3203 | 0 | 0 | 0 | 0 | 486.0781 | 470.7636 | 615.7491 | 677.3595 | 0 | 0 | 0 | 0 | 0.8627 | 0.1299 | 17.9199 | 1.7906 | 0 | 0 | 0 | 0 | -228.2535 | 44.3372 | -9.5598 | 58.8803 | 0.36524 | 0.38446 | 0.37959 | 0.36444 | -83.3681 | 17.0457 | -3.6288 | 21.4584
10 | 9 | 24 | 600.1953 | 608.7126 | 616.3791 | 716.9726 | 378.8299 | 100.3275 | 0 | 0 | 28.113 | 68.4408 | 68.4479 | 62.1882 | 0 | 0 | 0 | 0 | 470.5036 | 463.4093 | 602.2839 | 664.1726 | 0 | 0 | 0 | 0 | -0.38091 | 2.8406 | 10.714 | -6.6877 | 0 | 0 | 0 | 0 | -276.8703 | -26.3055 | -65.0668 | -2.7005 | 0.36532 | 0.37062 | 0.37486 | 0.36426 | -101.1453 | -9.7493 | -24.3912 | -0.98367
10 | 10 | 1 | 551.5886 | 556.3031 | 559.7486 | 647.8617 | 378.8299 | 100.3275 | 0 | 0 | 27.5282 | 67.2667 | 67.8955 | 68.6681 | 0 | 0 | 0 | 0 | 487.7715 | 480.3713 | 604.9371 | 666.7413 | 0 | 0 | 0 | 0 | -0.39135 | 4.7599 | 13.79 | -0.47776 | 0 | 0 | 0 | 0 | -342.1497 | -96.4224 | -126.874 | -87.0699 | 0.37115 | 0.38254 | 0.37827 | 0.36417 | -126.9876 | -36.8856 | -47.9932 | -31.7085
10 | 10 | 2 | 523.4869 | 525.1564 | 525.2166 | 605.0312 | 378.8299 | 100.3275 | 0 | 0 | 22.5423 | 68.0484 | 67.2136 | 62.0061 | 0 | 0 | 0 | 0 | 507.0742 | 497.8793 | 607.959 | 664.9203 | 0 | 0 | 0 | 0 | -0.2795 | 2.5097 | 2.9362 | -4.929 | 0 | 0 | 0 | 0 | -384.68 | -143.6085 | -152.8922 | -116.9662 | 0.37051 | 0.38125 | 0.37759 | 0.36407 | -142.5281 | -54.75 | -57.731 | -42.5836
10 | 10 | 3 | 506.5814 | 505.5167 | 502.5259 | 576.1744 | 378.8299 | 100.3275 | 0 | 0 | 21.424 | 71.5448 | 66.9481 | 47.9212 | 0 | 0 | 0 | 0 | 452.3569 | 446.4914 | 548.4885 | 599.5281 | 0 | 0 | 0 | 0 | -0.22147 | 8.7731 | 6.7691 | -9.699 | 0 | 0 | 0 | 0 | -345.808 | -121.62 | -119.6799 | -61.5759 | 0.36947 | 0.37677 | 0.37471 | 0.36399 | -127.7646 | -45.8232 | -44.8457 | -22.4128
10 | 10 | 4 | 501.1225 | 497.3606 | 491.2532 | 560.2904 | 378.8299 | 100.3275 | 0 | 0 | 30.4989 | 68.1445 | 67.9779 | 46.6887 | 0 | 0 | 0 | 0 | 440.2572 | 433.8864 | 544.5793 | 591.0637 | 0 | 0 | 0 | 0 | -0.20784 | 0.4125 | 3.0404 | -10.3462 | 0 | 0 | 0 | 0 | -348.2556 | -105.4104 | -124.3444 | -67.1158 | 0.36665 | 0.38012 | 0.37574 | 0.364 | -127.6865 | -40.069 | -46.7214 | -24.4303
10 | 10 | 5 | 509.5987 | 502.8673 | 493.223 | 559.1731 | 378.8299 | 100.3275 | 0 | 0 | 37.4395 | 68.302 | 68.5416 | 67.1646 | 0 | 0 | 0 | 0 | 383.8647 | 381.2012 | 488.2526 | 530.7098 | 0 | 0 | 0 | 0 | 0.8064 | 2.7993 | 0.81142 | -3.7083 | 0 | 0 | 0 | 0 | -291.3417 | -49.7627 | -64.3826 | -34.9929 | 0.36507 | 0.38413 | 0.37673 | 0.36411 | -106.3602 | -19.1155 | -24.2549 | -12.7413
10 | 10 | 6 | 553.0335 | 543.9139 | 531.3314 | 600.3255 | 378.8299 | 100.3275 | 0 | 0 | 40.7202 | 75.1409 | 75.803 | 78.6534 | 0 | 0 | 0 | 0 | 388.4507 | 386.9322 | 494.2895 | 532.0625 | 0 | 0 | 0 | 0 | 0.70362 | 8.5328 | 6.4823 | -2.1246 | 0 | 0 | 0 | 0 | -255.671 | -27.0195 | -45.2433 | -8.2659 | 0.37565 | 0.38754 | 0.38116 | 0.36427 | -96.0423 | -10.4711 | -17.2451 | -3.011
10 | 10 | 7 | 640.2994 | 631.2441 | 618.6617 | 701.3416 | 378.8299 | 100.3275 | 0 | 0 | 38.9548 | 67.2036 | 69.053 | 56.9775 | 0 | 0 | 0 | 0 | 401.6177 | 483.6225 | 591.679 | 623.5295 | 0 | 0 | 0 | 0 | 0.056027 | -0.34918 | -5.8208 | -2.5414 | 0 | 0 | 0 | 0 | -179.159 | -19.5603 | -36.2496 | 23.376 | 0.37409 | 0.38456 | 0.38293 | 0.3729 | -67.0208 | -7.522 | -13.8811 | 8.717
10 | 10 | 8 | 710.0256 | 701.6772 | 689.8034 | 784.1943 | 378.8299 | 100.3275 | 0 | 0 | 29.833 | 48.0603 | 48.1742 | 52.491 | 0 | 0 | 0 | 0 | 467.0848 | 696.0143 | 822.4661 | 856.3 | 0 | 0 | 0 | 0 | -0.22147 | -2.7289 | -2.4571 | 1.1412 | 0 | 0 | 0 | 0 | -165.5007 | -139.996 | -178.3797 | -125.7379 | 0.36583 | 0.38953 | 0.37971 | 0.39001 | -60.5454 | -54.5328 | -67.7328 | -49.0389
10 | 10 | 9 | 726.4978 | 718.4579 | 706.7806 | 803.751 | 378.8299 | 100.3275 | 0 | 0 | 23.342 | 47.3204 | 47.3125 | 52.4815 | 0 | 0 | 0 | 0 | 504.9319 | 839.5633 | 969.5263 | 1017.3339 | 0 | 0 | 0 | 0 | -0.22147 | -4.4703 | -10.651 | -8.7033 | 0 | 0 | 0 | 0 | -180.3845 | -264.283 | -299.4071 | -257.3611 | 0.37083 | 0.014884 | 0.38398 | 0.014047 | -66.8919 | -3.9335 | -114.9655 | -3.6152
10 | 10 | 10 | 749.5626 | 741.863 | 730.5302 | 831.4832 | 378.8299 | 100.3275 | 0 | 0 | 20.5941 | 37.8638 | 37.8638 | 45.8793 | 0 | 0 | 0 | 0 | 568.7059 | 969.26 | 1105.3487 | 1166.256 | 0 | 0 | 0 | 0 | -0.00049229 | -10.7507 | -22.8503 | -48.0894 | 0 | 0 | 0 | 0 | -218.5669 | -354.8375 | -389.8319 | -332.5627 | 0.38038 | 0.014884 | 0.38398 | 0.014884 | -83.1383 | -5.2813 | -149.6866 | -4.9498
10 | 10 | 11 | 774.4482 | 767.6825 | 757.4046 | 863.5228 | 378.8299 | 100.3275 | 0 | 0 | 21.3171 | 37.8638 | 37.8638 | 37.8638 | 0 | 0 | 0 | 0 | 652.3396 | 1095.2836 | 1232.6177 | 1303.2381 | 0 | 0 | 0 | 0 | -1.0122 | -10.4528 | -22.4923 | -48 | 0 | 0 | 0 | 0 | -277.0262 | -455.3396 | -490.5846 | -429.5791 | 0.3836 | 0.014884 | 0.38398 | 0.014884 | -106.2675 | -6.7771 | -188.3733 | -6.3937
10 | 10 | 12 | 782.1659 | 776.2545 | 766.9271 | 875.3503 | 378.8299 | 100.3275 | 0 | 0 | 20.91 | 37.8638 | 37.8638 | 37.8638 | 0 | 0 | 0 | 0 | 725.0707 | 1178.5872 | 1313.8295 | 1396.6018 | 0 | 0 | 0 | 0 | -0.91306 | -11.1815 | -22.473 | -50.2599 | 0 | 0 | 0 | 0 | -341.7317 | -529.3425 | -562.2933 | -508.8554 | 0.38344 | 0.014884 | 0.38398 | 0.014884 | -131.033 | -7.8786 | -215.9078 | -7.5736
10 | 10 | 13 | 786.5764 | 782.1452 | 774.4264 | 885.3143 | 378.8299 | 100.3275 | 0 | 0 | 20.9784 | 37.8638 | 39.6177 | 37.8638 | 0 | 0 | 0 | 0 | 764.6422 | 1224.9626 | 1355.9901 | 1447.5948 | 0 | 0 | 0 | 0 | -0.23172 | -13.3457 | -22.3887 | -47.6529 | 0 | 0 | 0 | 0 | -377.6424 | -567.663 | -598.7928 | -552.4914 | 0.38056 | 0.014884 | 0.38398 | 0.014884 | -143.7149 | -8.4489 | -229.9228 | -8.2231
10 | 10 | 14 | 795.6044 | 792.5583 | 786.395 | 900.5088 | 378.8299 | 100.3275 | 0 | 0 | 22.3221 | 37.8638 | 37.8638 | 37.8638 | 0 | 0 | 0 | 0 | 807.45 | 1224.9884 | 1346.9058 | 1446.4402 | 0 | 0 | 0 | 0 | -0.39135 | -5.3643 | -13.0427 | -33.9046 | 0 | 0 | 0 | 0 | -412.6063 | -565.2571 | -585.3319 | -549.8906 | 0.37634 | 0.014773 | 0.38398 | 0.013952 | -155.2813 | -8.3505 | -224.7541 | -7.6719
10 | 10 | 15 | 802.1253 | 800.3042 | 795.5232 | 912.2777 | 378.8299 | 100.3275 | 0 | 0 | 23.233 | 47.1302 | 43.0104 | 37.9303 | 0 | 0 | 0 | 0 | 835.3853 | 1235.3569 | 1352.1057 | 1453.6695 | 0 | 0 | 0 | 0 | -0.39135 | -7.1243 | -1.3753 | 5.8443 | 0 | 0 | 0 | 0 | -434.9315 | -575.386 | -598.2176 | -585.1665 | 0.3716 | 0.014335 | 0.38347 | 0.014454 | -161.6221 | -8.2479 | -229.3969 | -8.4579
10 | 10 | 16 | 799.8528 | 800.9689 | 799.5013 | 919.7498 | 378.8299 | 100.3275 | 0 | 0 | 27.8013 | 50.2279 | 47.4882 | 58.0565 | 0 | 0 | 0 | 0 | 786.2495 | 1122.2474 | 1210.455 | 1305.1675 | 0 | 0 | 0 | 0 | -0.39087 | -0.74809 | -1.1535 | 15.3171 | 0 | 0 | 0 | 0 | -392.637 | -471.0857 | -457.2884 | -458.7913 | 0.36606 | 0.39562 | 0.37317 | 0.38507 | -143.7292 | -186.3729 | -170.6479 | -176.6682
10 | 10 | 17 | 796.4765 | 800.2984 | 801.8643 | 925.0751 | 378.8299 | 100.3275 | 0 | 0 | 32.1759 | 64.5914 | 54.5082 | 69.1862 | 0 | 0 | 0 | 0 | 651.5225 | 819.6055 | 883.8635 | 953.5025 | 283.1967 | 303.0055 | 303.0055 | 303.0055 | -0.39087 | -3.8986 | -0.063704 | 0 | 0 | 0 | 0 | 0 | -548.8578 | -483.3328 | -439.4491 | -400.6192 | 0.3796 | 0.40231 | 0.39727 | 0.39167 | -208.3485 | -194.4517 | -174.5797 | -156.9098
10 | 10 | 18 | 793.2116 | 798.8425 | 802.2194 | 926.6323 | 378.8299 | 100.3275 | 0 | 0 | 40.4323 | 76.3071 | 74.2233 | 81.7332 | 0 | 0 | 0 | 0 | 537.4586 | 605.5861 | 648.5138 | 726.7966 | 283.1967 | 303.0055 | 303.0055 | 303.0055 | -0.089256 | -0.65891 | 2.4293 | 25.5661 | 0 | 0 | 0 | 0 | -446.6166 | -285.7247 | -225.9525 | -210.4691 | 0.38763 | 0.39764 | 0.3935 | 0.37855 | -173.122 | -113.615 | -88.9126 | -79.6739
10 | 10 | 19 | 820.3484 | 829.8637 | 837.7138 | 971.7667 | 378.8299 | 100.3275 | 0 | 0 | 40.8735 | 82.5247 | 84.0862 | 84.7933 | 0 | 0 | 0 | 0 | 482.2361 | 551.6936 | 592.7232 | 681.4476 | 283.1967 | 303.0055 | 303.0055 | 303.0055 | 0.53225 | -0.10432 | 4.9024 | 43.2762 | 0 | 0 | 0 | 0 | -365.3201 | -207.5832 | -147.0035 | -140.7559 | 0.39128 | 0.40086 | 0.39698 | 0.38389 | -142.9431 | -83.2124 | -58.358 | -54.035
10 | 10 | 20 | 837.98 | 849.5179 | 859.7885 | 999.6797 | 378.8299 | 100.3275 | 0 | 0 | 38.5367 | 83.2846 | 84.7545 | 90.3232 | 0 | 0 | 0 | 0 | 472.2287 | 538.8853 | 580.6108 | 670.7809 | 283.1967 | 303.0055 | 303.0055 | 303.0055 | 0.13095 | 6.0395 | 5.4016 | 29.3636 | 0 | 0 | 0 | 0 | -334.943 | -182.0243 | -113.9838 | -93.7935 | 0.39034 | 0.40015 | 0.39617 | 0.38289 | -130.7431 | -72.8378 | -45.1574 | -35.9124
10 | 10 | 21 | 809.2986 | 821.7458 | 833.2747 | 970.4821 | 378.8299 | 100.3275 | 0 | 0 | 37.8707 | 79.3381 | 85.2314 | 91.5475 | 0 | 0 | 0 | 0 | 427.5809 | 489.3963 | 526.2721 | 602.9187 | 283.1967 | 303.0055 | 303.0055 | 303.0055 | 0.64822 | 7.0857 | 4.5578 | 31.3459 | 0 | 0 | 0 | 0 | -318.8279 | -157.4073 | -85.7922 | -58.3354 | 0.38547 | 0.3963 | 0.39241 | 0.3776 | -122.8975 | -62.381 | -33.6659 | -22.0272
10 | 10 | 22 | 752.0284 | 764.8383 | 777.0533 | 906.464 | 378.8299 | 100.3275 | 0 | 0 | 43.7359 | 76.2507 | 83.9535 | 86.888 | 0 | 0 | 0 | 0 | 383.3931 | 441.9811 | 474.4401 | 541.3443 | 283.1967 | 303.0055 | 303.0055 | 303.0055 | 0.75288 | 9.0423 | 6.9867 | 39.9204 | 0 | 0 | 0 | 0 | -337.8801 | -165.7688 | -91.3324 | -64.6942 | 0.37586 | 0.38944 | 0.38588 | 0.36712 | -126.9957 | -64.5568 | -35.243 | -23.7504
10 | 10 | 23 | 672.19 | 683.9209 | 695.1055 | 811.0014 | 378.8299 | 100.3275 | 0 | 0 | 38.1179 | 71.906 | 74.6561 | 77.3203 | 0 | 0 | 0 | 0 | 338.3864 | 392.3659 | 419.8708 | 476.2082 | 0 | 0 | 0 | 0 | 0.8627 | 0.1299 | 17.9199 | 1.7906 | 0 | 0 | 0 | 0 | -84.0069 | 119.1916 | 182.6587 | 255.6823 | 0.36524 | 0.38446 | 0.37959 | 0.36444 | -30.683 | 45.824 | 69.3346 | 93.1809
10 | 10 | 24 | 597.9549 | 606.4 | 613.9805 | 714.1136 | 378.8299 | 100.3275 | 0 | 0 | 28.113 | 68.4408 | 68.4479 | 62.1882 | 0 | 0 | 0 | 0 | 312.9897 | 358.254 | 383.1113 | 434.275 | 0 | 0 | 0 | 0 | -0.38091 | 2.8406 | 10.714 | -6.6877 | 0 | 0 | 0 | 0 | -121.5969 | 76.5371 | 151.7073 | 224.338 | 0.36532 | 0.37062 | 0.37486 | 0.36426 | -44.4213 | 28.3661 | 56.8696 | 81.7175
10 | 11 | 1 | 549.9644 | 554.6319 | 558.0216 | 645.8085 | 378.8299 | 100.3275 | 0 | 0 | 27.5282 | 67.2667 | 67.8955 | 68.6681 | 0 | 0 | 0 | 0 | 334.0751 | 365.9547 | 397.0831 | 454.0889 | 0 | 0 | 0 | 0 | -0.39135 | 4.7599 | 13.79 | -0.47776 | 0 | 0 | 0 | 0 | -190.0775 | 16.323 | 79.253 | 123.5294 | 0.37115 | 0.38254 | 0.37827 | 0.36417 | -70.5465 | 6.2442 | 29.9793 | 44.986
10 | 11 | 2 | 521.4913 | 523.1051 | 523.0992 | 602.516 | 378.8299 | 100.3275 | 0 | 0 | 22.5423 | 68.0484 | 67.2136 | 62.0061 | 0 | 0 | 0 | 0 | 343.2915 | 369.5509 | 414.8143 | 479.5933 | 0 | 0 | 0 | 0 | -0.2795 | 2.5097 | 2.9362 | -4.929 | 0 | 0 | 0 | 0 | -222.893 | -17.3314 | 38.1352 | 65.8455 | 0.37051 | 0.38125 | 0.37759 | 0.36407 | -82.5843 | -6.6075 | 14.3996 | 23.9722
10 | 11 | 3 | 506.5635 | 505.4975 | 502.5051 | 576.1489 | 378.8299 | 100.3275 | 0 | 0 | 21.424 | 71.5448 | 66.9481 | 47.9212 | 0 | 0 | 0 | 0 | 311.4303 | 333.4504 | 390.7562 | 448.4503 | 0 | 0 | 0 | 0 | -0.22147 | 8.7731 | 6.7691 | -9.699 | 0 | 0 | 0 | 0 | -204.8993 | -8.5981 | 38.0317 | 89.4764 | 0.36947 | 0.37677 | 0.37471 | 0.36399 | -75.7035 | -3.2395 | 14.251 | 32.5682
10 | 11 | 4 | 501.3736 | 497.6187 | 491.5195 | 560.6068 | 378.8299 | 100.3275 | 0 | 0 | 30.4989 | 68.1445 | 67.9779 | 46.6887 | 0 | 0 | 0 | 0 | 264.5339 | 283.1817 | 355.4099 | 412.8577 | 0 | 0 | 0 | 0 | -0.20784 | 0.4125 | 3.0404 | -10.3462 | 0 | 0 | 0 | 0 | -172.2812 | 45.5524 | 65.0914 | 111.4066 | 0.36665 | 0.38012 | 0.37574 | 0.364 | -63.1662 | 17.3156 | 24.4576 | 40.5523
10 | 11 | 5 | 510.8588 | 504.1634 | 494.5617 | 560.7642 | 378.8299 | 100.3275 | 0 | 0 | 37.4395 | 68.302 | 68.5416 | 67.1646 | 0 | 0 | 0 | 0 | 234.5585 | 250.7332 | 327.4402 | 393.6641 | 0 | 0 | 0 | 0 | 0.8064 | 2.7993 | 0.81142 | -3.7083 | 0 | 0 | 0 | 0 | -140.7754 | 82.0015 | 97.7685 | 103.6438 | 0.36507 | 0.38413 | 0.37673 | 0.36411 | -51.3929 | 31.4995 | 36.8325 | 37.7378
10 | 11 | 6 | 557.2488 | 548.2489 | 535.8083 | 605.6455 | 378.8299 | 100.3275 | 0 | 0 | 40.7202 | 75.1409 | 75.803 | 78.6534 | 0 | 0 | 0 | 0 | 199.3327 | 212.1758 | 282.1025 | 355.4701 | 0 | 0 | 0 | 0 | 0.70362 | 8.5328 | 6.4823 | -2.1246 | 0 | 0 | 0 | 0 | -62.3377 | 152.072 | 171.4206 | 173.6466 | 0.37565 | 0.38754 | 0.38116 | 0.36427 | -23.417 | 58.9338 | 65.3393 | 63.2534
10 | 11 | 7 | 645.5399 | 636.6304 | 624.2204 | 707.944 | 378.8299 | 100.3275 | 0 | 0 | 38.9548 | 67.2036 | 69.053 | 56.9775 | 0 | 0 | 0 | 0 | 187.0576 | 302.6213 | 366.0159 | 425.4812 | 0 | 0 | 0 | 0 | 0.056027 | -0.34918 | -5.8208 | -2.5414 | 0 | 0 | 0 | 0 | 40.6417 | 166.8272 | 194.9723 | 228.0267 | 0.37409 | 0.38456 | 0.38293 | 0.3729 | 15.2035 | 64.1545 | 74.6608 | 85.0321
10 | 11 | 8 | 715.1067 | 706.9072 | 695.2102 | 790.6239 | 378.8299 | 100.3275 | 0 | 0 | 29.833 | 48.0603 | 48.1742 | 52.491 | 0 | 0 | 0 | 0 | 250.4698 | 533.3185 | 616.3529 | 657.0278 | 0 | 0 | 0 | 0 | -0.22147 | -2.7289 | -2.4571 | 1.1412 | 0 | 0 | 0 | 0 | 56.1954 | 27.9298 | 33.1402 | 79.9639 | 0.36583 | 0.38953 | 0.37971 | 0.39001 | 20.5581 | 10.8795 | 12.5837 | 31.1866
10 | 11 | 9 | 730.6163 | 722.6958 | 711.1602 | 808.9579 | 378.8299 | 100.3275 | 0 | 0 | 23.342 | 47.3204 | 47.3125 | 52.4815 | 0 | 0 | 0 | 0 | 303.1724 | 684.1959 | 783.1923 | 822.6008 | 0 | 0 | 0 | 0 | -0.22147 | -4.4703 | -10.651 | -8.7033 | 0 | 0 | 0 | 0 | 25.4934 | -104.6777 | -108.6935 | -57.4211 | 0.37083 | 0.014884 | 0.38398 | 0.014047 | 9.4537 | -1.558 | -41.7358 | -0.80661
10 | 11 | 10 | 755.6064 | 748.0843 | 736.962 | 839.1322 | 378.8299 | 100.3275 | 0 | 0 | 20.5941 | 37.8638 | 37.8638 | 45.8793 | 0 | 0 | 0 | 0 | 340.4316 | 756.8815 | 854.0591 | 896.7814 | 0 | 0 | 0 | 0 | -0.00049229 | -10.7507 | -22.8503 | -48.0894 | 0 | 0 | 0 | 0 | 15.7513 | -136.2377 | -132.1106 | -55.4392 | 0.38038 | 0.014884 | 0.38398 | 0.014884 | 5.9915 | -2.0277 | -50.7275 | -0.82514
10 | 11 | 11 | 780.1027 | 773.4989 | 763.4128 | 870.6638 | 378.8299 | 100.3275 | 0 | 0 | 21.3171 | 37.8638 | 37.8638 | 37.8638 | 0 | 0 | 0 | 0 | 349.9623 | 748.9773 | 835.3035 | 878.7589 | 0 | 0 | 0 | 0 | -1.0122 | -10.4528 | -22.4923 | -48 | 0 | 0 | 0 | 0 | 31.0056 | -103.217 | -87.2621 | 2.0411 | 0.3836 | 0.014884 | 0.38398 | 0.014884 | 11.8938 | -1.5362 | -33.5067 | 0.03038
10 | 11 | 12 | 792.1062 | 786.477 | 777.4839 | 887.8951 | 378.8299 | 100.3275 | 0 | 0 | 20.91 | 37.8638 | 37.8638 | 37.8638 | 0 | 0 | 0 | 0 | 372.5393 | 807.4845 | 892.1423 | 935.9348 | 0 | 0 | 0 | 0 | -0.91306 | -11.1815 | -22.473 | -50.2599 | 0 | 0 | 0 | 0 | 20.7401 | -148.0173 | -130.0492 | -35.6436 | 0.38344 | 0.014884 | 0.38398 | 0.014884 | 7.9526 | -2.203 | -49.9359 | -0.53051
10 | 11 | 13 | 795.648 | 791.4768 | 784.0661 | 896.7717 | 378.8299 | 100.3275 | 0 | 0 | 20.9784 | 37.8638 | 39.6177 | 37.8638 | 0 | 0 | 0 | 0 | 359.5163 | 806.5034 | 892.9606 | 936.0139 | 0 | 0 | 0 | 0 | -0.23172 | -13.3457 | -22.3887 | -47.6529 | 0 | 0 | 0 | 0 | 36.5551 | -139.8722 | -126.1235 | -29.453 | 0.38056 | 0.014884 | 0.38398 | 0.014884 | 13.9113 | -2.0818 | -48.4286 | -0.43837
10 | 11 | 14 | 800.9473 | 798.0557 | 792.0758 | 907.2622 | 378.8299 | 100.3275 | 0 | 0 | 22.3221 | 37.8638 | 37.8638 | 37.8638 | 0 | 0 | 0 | 0 | 305.3636 | 695.3784 | 757.782 | 797.4915 | 0 | 0 | 0 | 0 | -0.39135 | -5.3643 | -13.0427 | -33.9046 | 0 | 0 | 0 | 0 | 94.8231 | -30.1496 | 9.4727 | 105.8115 | 0.37634 | 0.014773 | 0.38398 | 0.013952 | 35.6859 | -0.4454 | 3.6373 | 1.4762
10 | 11 | 15 | 801.2585 | 799.418 | 794.6143 | 911.2029 | 378.8299 | 100.3275 | 0 | 0 | 23.233 | 47.1302 | 43.0104 | 37.9303 | 0 | 0 | 0 | 0 | 270.4866 | 625.8722 | 674.0369 | 706.7551 | 0 | 0 | 0 | 0 | -0.39135 | -7.1243 | -1.3753 | 5.8443 | 0 | 0 | 0 | 0 | 129.1004 | 33.2125 | 78.9423 | 160.6731 | 0.3716 | 0.014335 | 0.38347 | 0.014454 | 47.9742 | 0.47609 | 30.2718 | 2.3223
10 | 11 | 16 | 796.3512 | 797.3778 | 795.8047 | 915.3671 | 378.8299 | 100.3275 | 0 | 0 | 27.8013 | 50.2279 | 47.4882 | 58.0565 | 0 | 0 | 0 | 0 | 218.7772 | 494.8405 | 532.0185 | 557.0569 | 0 | 0 | 0 | 0 | -0.39087 | -0.74809 | -1.1535 | 15.3171 | 0 | 0 | 0 | 0 | 171.3337 | 152.73 | 217.4515 | 284.9366 | 0.36606 | 0.39562 | 0.37317 | 0.38507 | 62.7186 | 60.4237 | 81.1471 | 109.7214
10 | 11 | 17 | 790.1779 | 793.8325 | 795.2008 | 917.1685 | 378.8299 | 100.3275 | 0 | 0 | 32.1759 | 64.5914 | 54.5082 | 69.1862 | 0 | 0 | 0 | 0 | 146.0958 | 260.5785 | 291.5578 | 312.807 | 283.1967 | 303.0055 | 303.0055 | 303.0055 | -0.39087 | -3.8986 | -0.063704 | 0 | 0 | 0 | 0 | 0 | -49.7295 | 69.2283 | 146.1931 | 232.1698 | 0.3796 | 0.40231 | 0.39727 | 0.39167 | -18.8775 | 27.8515 | 58.0781 | 90.9336
10 | 11 | 18 | 788.5649 | 794.0695 | 797.297 | 920.7886 | 378.8299 | 100.3275 | 0 | 0 | 40.4323 | 76.3071 | 74.2233 | 81.7332 | 0 | 0 | 0 | 0 | 138.8219 | 161.9486 | 184.9003 | 217.5638 | 283.1967 | 303.0055 | 303.0055 | 303.0055 | -0.089256 | -0.65891 | 2.4293 | 25.5661 | 0 | 0 | 0 | 0 | -52.6266 | 153.1397 | 232.7386 | 292.9201 | 0.38763 | 0.39764 | 0.3935 | 0.37855 | -20.3996 | 60.8942 | 91.583 | 110.8861
10 | 11 | 19 | 818.8411 | 828.3147 | 836.1154 | 969.8685 | 378.8299 | 100.3275 | 0 | 0 | 40.8735 | 82.5247 | 84.0862 | 84.7933 | 0 | 0 | 0 | 0 | 152.0776 | 171.5245 | 209.0691 | 250.3963 | 283.1967 | 303.0055 | 303.0055 | 303.0055 | 0.53225 | -0.10432 | 4.9024 | 43.2762 | 0 | 0 | 0 | 0 | -36.6688 | 171.0369 | 235.0522 | 288.3973 | 0.39128 | 0.40086 | 0.39698 | 0.38389 | -14.3479 | 68.5623 | 93.3119 | 110.7133
10 | 11 | 20 | 837.9603 | 849.4968 | 859.7654 | 999.6513 | 378.8299 | 100.3275 | 0 | 0 | 38.5367 | 83.2846 | 84.7545 | 90.3232 | 0 | 0 | 0 | 0 | 111.8693 | 134.0683 | 177.6362 | 227.78 | 283.1967 | 303.0055 | 303.0055 | 303.0055 | 0.13095 | 6.0395 | 5.4016 | 29.3636 | 0 | 0 | 0 | 0 | 25.3968 | 222.7714 | 288.9677 | 349.179 | 0.39034 | 0.40015 | 0.39617 | 0.38289 | 9.9135 | 89.1429 | 114.4814 | 133.6965
10 | 11 | 21 | 810.3086 | 822.7765 | 834.3293 | 971.7272 | 378.8299 | 100.3275 | 0 | 0 | 37.8707 | 79.3381 | 85.2314 | 91.5475 | 0 | 0 | 0 | 0 | 122.1593 | 146.9752 | 196.8187 | 244.2544 | 283.1967 | 303.0055 | 303.0055 | 303.0055 | 0.64822 | 7.0857 | 4.5578 | 31.3459 | 0 | 0 | 0 | 0 | -12.3962 | 186.0445 | 244.7159 | 301.5739 | 0.38547 | 0.3963 | 0.39241 | 0.3776 | -4.7783 | 73.73 | 96.0295 | 113.8732
10 | 11 | 22 | 754.6847 | 767.5689 | 779.872 | 909.8125 | 378.8299 | 100.3275 | 0 | 0 | 43.7359 | 76.2507 | 83.9535 | 86.888 | 0 | 0 | 0 | 0 | 127.5166 | 154.9328 | 205.3672 | 248.2608 | 283.1967 | 303.0055 | 303.0055 | 303.0055 | 0.75288 | 9.0423 | 6.9867 | 39.9204 | 0 | 0 | 0 | 0 | -79.3473 | 124.0101 | 180.5592 | 231.7379 | 0.37586 | 0.38944 | 0.38588 | 0.36712 | -29.8235 | 48.2944 | 69.6734 | 85.0752
10 | 11 | 23 | 678.5029 | 690.4117 | 701.807 | 818.9635 | 378.8299 | 100.3275 | 0 | 0 | 38.1179 | 71.906 | 74.6561 | 77.3203 | 0 | 0 | 0 | 0 | 120.1161 | 144.5786 | 190.8762 | 233.0393 | 0 | 0 | 0 | 0 | 0.8627 | 0.1299 | 17.9199 | 1.7906 | 0 | 0 | 0 | 0 | 140.5763 | 373.4697 | 418.3547 | 506.8133 | 0.36524 | 0.38446 | 0.37959 | 0.36444 | 51.3446 | 143.5829 | 158.8014 | 184.7032
10 | 11 | 24 | 603.0886 | 611.679 | 619.4315 | 720.5905 | 378.8299 | 100.3275 | 0 | 0 | 28.113 | 68.4408 | 68.4479 | 62.1882 | 0 | 0 | 0 | 0 | 96.7718 | 119.5977 | 168.9351 | 217.8925 | 0 | 0 | 0 | 0 | -0.38091 | 2.8406 | 10.714 | -6.6877 | 0 | 0 | 0 | 0 | 99.7547 | 320.4724 | 371.3344 | 447.1974 | 0.36532 | 0.37062 | 0.37486 | 0.36426 | 36.442 | 118.773 | 139.1999 | 162.8964
10 | 12 | 1 | 556.4172 | 561.2648 | 564.8678 | 653.9408 | 378.8299 | 100.3275 | 0 | 0 | 27.5282 | 67.2667 | 67.8955 | 68.6681 | 0 | 0 | 0 | 0 | 95.6144 | 114.4363 | 175.6116 | 227.1342 | 0 | 0 | 0 | 0 | -0.39135 | 4.7599 | 13.79 | -0.47776 | 0 | 0 | 0 | 0 | 54.836 | 274.4743 | 307.5707 | 358.6163 | 0.37115 | 0.38254 | 0.37827 | 0.36417 | 20.3522 | 104.9979 | 116.346 | 130.5982
10 | 12 | 2 | 529.3088 | 531.1395 | 531.3903 | 612.3634 | 378.8299 | 100.3275 | 0 | 0 | 22.5423 | 68.0484 | 67.2136 | 62.0061 | 0 | 0 | 0 | 0 | 112.1402 | 128.6217 | 191.3203 | 243.0628 | 0 | 0 | 0 | 0 | -0.2795 | 2.5097 | 2.9362 | -4.929 | 0 | 0 | 0 | 0 | 16.0759 | 231.6322 | 269.9202 | 312.2234 | 0.37051 | 0.38125 | 0.37759 | 0.36407 | 5.9563 | 88.3086 | 101.92 | 113.6705
10 | 12 | 3 | 511.6239 | 510.6985 | 507.8724 | 582.5237 | 378.8299 | 100.3275 | 0 | 0 | 21.424 | 71.5448 | 66.9481 | 47.9212 | 0 | 0 | 0 | 0 | 118.7041 | 134.1826 | 202.0431 | 253.6079 | 0 | 0 | 0 | 0 | -0.22147 | 8.7731 | 6.7691 | -9.699 | 0 | 0 | 0 | 0 | -7.1127 | 195.8706 | 232.1121 | 290.6936 | 0.36947 | 0.37677 | 0.37471 | 0.36399 | -2.6279 | 73.7989 | 86.9756 | 105.8086
10 | 12 | 4 | 506.1362 | 502.5147 | 496.5734 | 566.6104 | 378.8299 | 100.3275 | 0 | 0 | 30.4989 | 68.1445 | 67.9779 | 46.6887 | 0 | 0 | 0 | 0 | 129.9427 | 146.1066 | 211.385 | 260.0991 | 0 | 0 | 0 | 0 | -0.20784 | 0.4125 | 3.0404 | -10.3462 | 0 | 0 | 0 | 0 | -32.9274 | 187.5235 | 214.1702 | 270.1689 | 0.36665 | 0.38012 | 0.37574 | 0.364 | -12.0727 | 71.2822 | 80.4727 | 98.3421
10 | 12 | 5 | 516.8952 | 510.364 | 500.9566 | 568.356 | 378.8299 | 100.3275 | 0 | 0 | 37.4395 | 68.302 | 68.5416 | 67.1646 | 0 | 0 | 0 | 0 | 130.8294 | 146.5781 | 210.9029 | 250.7283 | 0 | 0 | 0 | 0 | 0.8064 | 2.7993 | 0.81142 | -3.7083 | 0 | 0 | 0 | 0 | -31.0099 | 192.3571 | 220.7007 | 254.1715 | 0.36507 | 0.38413 | 0.37673 | 0.36411 | -11.3208 | 73.8907 | 83.1449 | 92.5465
10 | 12 | 6 | 558.6777 | 549.7138 | 537.3156 | 607.432 | 378.8299 | 100.3275 | 0 | 0 | 40.7202 | 75.1409 | 75.803 | 78.6534 | 0 | 0 | 0 | 0 | 133.5755 | 150.602 | 205.9908 | 241.3871 | 0 | 0 | 0 | 0 | 0.70362 | 8.5328 | 6.4823 | -2.1246 | 0 | 0 | 0 | 0 | 4.8484 | 215.1107 | 249.0395 | 289.516 | 0.37565 | 0.38754 | 0.38116 | 0.36427 | 1.8213 | 83.3638 | 94.9249 | 105.4607
10 | 12 | 7 | 643.9085 | 634.9552 | 622.4938 | 705.8949 | 378.8299 | 100.3275 | 0 | 0 | 38.9548 | 67.2036 | 69.053 | 56.9775 | 0 | 0 | 0 | 0 | 168.6373 | 226.5199 | 265.5186 | 293.4192 | 0 | 0 | 0 | 0 | 0.056027 | -0.34918 | -5.8208 | -2.5414 | 0 | 0 | 0 | 0 | 57.4304 | 241.2534 | 293.7429 | 358.0396 | 0.37409 | 0.38456 | 0.38293 | 0.3729 | 21.4839 | 92.7757 | 112.4832 | 133.5145
10 | 12 | 8 | 713.957 | 705.7283 | 693.9969 | 789.1857 | 378.8299 | 100.3275 | 0 | 0 | 29.833 | 48.0603 | 48.1742 | 52.491 | 0 | 0 | 0 | 0 | 230.6 | 395.0946 | 434.0674 | 457.144 | 0 | 0 | 0 | 0 | -0.22147 | -2.7289 | -2.4571 | 1.1412 | 0 | 0 | 0 | 0 | 74.9155 | 164.9748 | 214.2123 | 278.4095 | 0.36583 | 0.38953 | 0.37971 | 0.39001 | 27.4065 | 64.2628 | 81.3388 | 108.5822
10 | 12 | 9 | 732.0586 | 724.1754 | 712.6838 | 810.7646 | 378.8299 | 100.3275 | 0 | 0 | 23.342 | 47.3204 | 47.3125 | 52.4815 | 0 | 0 | 0 | 0 | 296.318 | 521.6732 | 575.0984 | 609.3622 | 0 | 0 | 0 | 0 | -0.22147 | -4.4703 | -10.651 | -8.7033 | 0 | 0 | 0 | 0 | 33.7901 | 59.3245 | 100.9239 | 157.6241 | 0.37083 | 0.014884 | 0.38398 | 0.014047 | 12.5304 | 0.88297 | 38.7525 | 2.2142
10 | 12 | 10 | 761.1485 | 753.7768 | 742.8324 | 846.101 | 378.8299 | 100.3275 | 0 | 0 | 20.5941 | 37.8638 | 37.8638 | 45.8793 | 0 | 0 | 0 | 0 | 338.5352 | 615.5043 | 683.641 | 735.7442 | 0 | 0 | 0 | 0 | -0.00049229 | -10.7507 | -22.8503 | -48.0894 | 0 | 0 | 0 | 0 | 23.1897 | 10.8319 | 44.1779 | 112.5669 | 0.38038 | 0.014884 | 0.38398 | 0.014884 | 8.8209 | 0.16122 | 16.9633 | 1.6754
10 | 12 | 11 | 781.5821 | 775.0079 | 764.9563 | 872.4854 | 378.8299 | 100.3275 | 0 | 0 | 21.3171 | 37.8638 | 37.8638 | 37.8638 | 0 | 0 | 0 | 0 | 362.1368 | 678.9512 | 760.6615 | 823.5058 | 0 | 0 | 0 | 0 | -1.0122 | -10.4528 | -22.4923 | -48 | 0 | 0 | 0 | 0 | 20.3104 | -31.6817 | -11.0767 | 59.1158 | 0.3836 | 0.014884 | 0.38398 | 0.014884 | 7.7911 | -0.47154 | -4.2532 | 0.87986
10 | 12 | 12 | 790.3719 | 784.6809 | 775.614 | 885.6603 | 378.8299 | 100.3275 | 0 | 0 | 20.91 | 37.8638 | 37.8638 | 37.8638 | 0 | 0 | 0 | 0 | 377.6377 | 714.8701 | 802.165 | 876.8722 | 0 | 0 | 0 | 0 | -0.91306 | -11.1815 | -22.473 | -50.2599 | 0 | 0 | 0 | 0 | 13.9074 | -57.199 | -41.9418 | 21.1842 | 0.38344 | 0.014884 | 0.38398 | 0.014884 | 5.3326 | -0.85133 | -16.1047 | 0.3153
10 | 12 | 13 | 794.2903 | 790.0622 | 782.583 | 894.9905 | 378.8299 | 100.3275 | 0 | 0 | 20.9784 | 37.8638 | 39.6177 | 37.8638 | 0 | 0 | 0 | 0 | 407.2083 | 761.6521 | 848.8086 | 933.5569 | 0 | 0 | 0 | 0 | -0.23172 | -13.3457 | -22.3887 | -47.6529 | 0 | 0 | 0 | 0 | -12.4945 | -96.4355 | -83.4547 | -28.7773 | 0.38056 | 0.014884 | 0.38398 | 0.014884 | -4.7549 | -1.4353 | -32.0447 | -0.42831
10 | 12 | 14 | 798.43 | 795.4438 | 789.3503 | 903.9997 | 378.8299 | 100.3275 | 0 | 0 | 22.3221 | 37.8638 | 37.8638 | 37.8638 | 0 | 0 | 0 | 0 | 432.5363 | 740.616 | 813.8523 | 907.6463 | 0 | 0 | 0 | 0 | -0.39135 | -5.3643 | -13.0427 | -33.9046 | 0 | 0 | 0 | 0 | -34.8669 | -77.9991 | -49.3231 | -7.6058 | 0.37634 | 0.014773 | 0.38398 | 0.013952 | -13.1219 | -1.1523 | -18.9389 | -0.10611
10 | 12 | 15 | 795.8915 | 793.8724 | 788.8555 | 904.3327 | 378.8299 | 100.3275 | 0 | 0 | 23.233 | 47.1302 | 43.0104 | 37.9303 | 0 | 0 | 0 | 0 | 446.2508 | 733.25 | 803.328 | 908.2184 | 0 | 0 | 0 | 0 | -0.39135 | -7.1243 | -1.3753 | 5.8443 | 0 | 0 | 0 | 0 | -52.0308 | -79.7109 | -56.1076 | -47.6603 | 0.3716 | 0.014335 | 0.38347 | 0.014454 | -19.3348 | -1.1426 | -21.5154 | -0.68887
10 | 12 | 16 | 789.4747 | 790.279 | 788.4409 | 906.5888 | 378.8299 | 100.3275 | 0 | 0 | 27.8013 | 50.2279 | 47.4882 | 58.0565 | 0 | 0 | 0 | 0 | 397.5912 | 630.5566 | 691.1528 | 807.381 | 0 | 0 | 0 | 0 | -0.39087 | -0.74809 | -1.1535 | 15.3171 | 0 | 0 | 0 | 0 | -14.3568 | 9.9152 | 50.9534 | 25.8342 | 0.36606 | 0.39562 | 0.37317 | 0.38507 | -5.2555 | 3.9227 | 19.0144 | 9.9481
10 | 12 | 17 | 786.1506 | 789.6632 | 790.8615 | 911.9836 | 378.8299 | 100.3275 | 0 | 0 | 32.1759 | 64.5914 | 54.5082 | 69.1862 | 0 | 0 | 0 | 0 | 318.0496 | 445.1844 | 499.5782 | 612.9501 | 283.1967 | 303.0055 | 303.0055 | 303.0055 | -0.39087 | -3.8986 | -0.063704 | 0 | 0 | 0 | 0 | 0 | -225.7107 | -119.547 | -66.1667 | -73.1582 | 0.3796 | 0.40231 | 0.39727 | 0.39167 | -85.6806 | -48.0955 | -26.286 | -28.6537
10 | 12 | 18 | 782.3029 | 787.606 | 790.5934 | 912.7983 | 378.8299 | 100.3275 | 0 | 0 | 40.4323 | 76.3071 | 74.2233 | 81.7332 | 0 | 0 | 0 | 0 | 289.6627 | 342.087 | 407.6459 | 519.6034 | 283.1967 | 303.0055 | 303.0055 | 303.0055 | -0.089256 | -0.65891 | 2.4293 | 25.5661 | 0 | 0 | 0 | 0 | -209.7294 | -33.4622 | 3.2894 | -17.1099 | 0.38763 | 0.39764 | 0.3935 | 0.37855 | -81.2974 | -13.3058 | 1.2944 | -6.477
10 | 12 | 19 | 796.2449 | 805.0523 | 812.062 | 941.26 | 378.8299 | 100.3275 | 0 | 0 | 40.8735 | 82.5247 | 84.0862 | 84.7933 | 0 | 0 | 0 | 0 | 255.455 | 294.9345 | 366.8731 | 474.3917 | 283.1967 | 303.0055 | 303.0055 | 303.0055 | 0.53225 | -0.10432 | 4.9024 | 43.2762 | 0 | 0 | 0 | 0 | -162.6425 | 24.3645 | 53.1948 | 35.7933 | 0.39128 | 0.40086 | 0.39698 | 0.38389 | -63.6391 | 9.7668 | 21.1175 | 13.7408
10 | 12 | 20 | 810.7096 | 821.4538 | 830.7826 | 965.1915 | 378.8299 | 100.3275 | 0 | 0 | 38.5367 | 83.2846 | 84.7545 | 90.3232 | 0 | 0 | 0 | 0 | 216.6418 | 251.2922 | 323.6155 | 420.8393 | 283.1967 | 303.0055 | 303.0055 | 303.0055 | 0.13095 | 6.0395 | 5.4016 | 29.3636 | 0 | 0 | 0 | 0 | -106.6264 | 77.5046 | 114.0056 | 121.6599 | 0.39034 | 0.40015 | 0.39617 | 0.38289 | -41.621 | 31.0138 | 45.166 | 46.5821
10 | 12 | 21 | 785.3393 | 797.0969 | 807.8079 | 940.2099 | 378.8299 | 100.3275 | 0 | 0 | 37.8707 | 79.3381 | 85.2314 | 91.5475 | 0 | 0 | 0 | 0 | 218.9741 | 242.3472 | 321.4151 | 409.579 | 283.1967 | 303.0055 | 303.0055 | 303.0055 | 0.64822 | 7.0857 | 4.5578 | 31.3459 | 0 | 0 | 0 | 0 | -134.1803 | 64.9929 | 93.5981 | 104.7321 | 0.38547 | 0.3963 | 0.39241 | 0.3776 | -51.722 | 25.7569 | 36.7291 | 39.5464
10 | 12 | 22 | 738.6873 | 751.1248 | 762.8988 | 889.6505 | 378.8299 | 100.3275 | 0 | 0 | 43.7359 | 76.2507 | 83.9535 | 86.888 | 0 | 0 | 0 | 0 | 213.7952 | 235.3033 | 305.5531 | 384.5783 | 283.1967 | 303.0055 | 303.0055 | 303.0055 | 0.75288 | 9.0423 | 6.9867 | 39.9204 | 0 | 0 | 0 | 0 | -181.6233 | 27.1954 | 63.4001 | 75.2583 | 0.37586 | 0.38944 | 0.38588 | 0.36712 | -68.265 | 10.591 | 24.4645 | 27.6287
10 | 12 | 23 | 676.5247 | 688.385 | 699.7234 | 816.4955 | 378.8299 | 100.3275 | 0 | 0 | 38.1179 | 71.906 | 74.6561 | 77.3203 | 0 | 0 | 0 | 0 | 199.4677 | 217.9147 | 281.2093 | 348.4805 | 0 | 0 | 0 | 0 | 0.8627 | 0.1299 | 17.9199 | 1.7906 | 0 | 0 | 0 | 0 | 59.2465 | 298.107 | 325.9381 | 388.9041 | 0.36524 | 0.38446 | 0.37959 | 0.36444 | 21.6394 | 114.6092 | 123.7214 | 141.7323
10 | 12 | 24 | 610.5841 | 619.3859 | 627.3889 | 730.0451 | 378.8299 | 100.3275 | 0 | 0 | 28.113 | 68.4408 | 68.4479 | 62.1882 | 0 | 0 | 0 | 0 | 186.2588 | 202.5032 | 265.7601 | 319.919 | 0 | 0 | 0 | 0 | -0.38091 | 2.8406 | 10.714 | -6.6877 | 0 | 0 | 0 | 0 | 17.7633 | 245.2738 | 282.4669 | 354.6255 | 0.36532 | 0.37062 | 0.37486 | 0.36426 | 6.4892 | 90.903 | 105.8866 | 129.176
10 | 13 | 1 | 560.3286 | 565.2844 | 569.0154 | 658.8667 | 378.8299 | 100.3275 | 0 | 0 | 27.5282 | 67.2667 | 67.8955 | 68.6681 | 0 | 0 | 0 | 0 | 171.5838 | 180.9535 | 242.3822 | 291.1509 | 0 | 0 | 0 | 0 | -0.39135 | 4.7599 | 13.79 | -0.47776 | 0 | 0 | 0 | 0 | -17.222 | 211.9768 | 244.9477 | 299.5254 | 0.37115 | 0.38254 | 0.37827 | 0.36417 | -6.3919 | 81.09 | 92.6574 | 109.0789
10 | 13 | 2 | 529.587 | 531.4222 | 531.6782 | 612.702 | 378.8299 | 100.3275 | 0 | 0 | 22.5423 | 68.0484 | 67.2136 | 62.0061 | 0 | 0 | 0 | 0 | 174.4586 | 184.6196 | 245.7116 | 295.8732 | 0 | 0 | 0 | 0 | -0.2795 | 2.5097 | 2.9362 | -4.929 | 0 | 0 | 0 | 0 | -45.9643 | 175.917 | 215.8168 | 259.7517 | 0.37051 | 0.38125 | 0.37759 | 0.36407 | -17.0303 | 67.0675 | 81.4909 | 94.5673
10 | 13 | 3 | 509.5825 | 508.586 | 505.6749 | 579.8991 | 378.8299 | 100.3275 | 0 | 0 | 21.424 | 71.5448 | 66.9481 | 47.9212 | 0 | 0 | 0 | 0 | 171.5777 | 191.7894 | 245.4047 | 291.4945 | 0 | 0 | 0 | 0 | -0.22147 | 8.7731 | 6.7691 | -9.699 | 0 | 0 | 0 | 0 | -62.0277 | 136.1513 | 186.553 | 250.1823 | 0.36947 | 0.37677 | 0.37471 | 0.36399 | -22.9172 | 51.2982 | 69.904 | 91.063
10 | 13 | 4 | 499.275 | 495.4198 | 489.1993 | 557.8078 | 378.8299 | 100.3275 | 0 | 0 | 30.4989 | 68.1445 | 67.9779 | 46.6887 | 0 | 0 | 0 | 0 | 169.028 | 192.7492 | 239.1623 | 274.1742 | 0 | 0 | 0 | 0 | -0.20784 | 0.4125 | 3.0404 | -10.3462 | 0 | 0 | 0 | 0 | -78.874 | 133.786 | 179.0187 | 247.2911 | 0.36665 | 0.38012 | 0.37574 | 0.364 | -28.9188 | 50.8553 | 67.2648 | 90.0146
10 | 13 | 5 | 498.8551 | 491.7707 | 481.7054 | 545.4376 | 378.8299 | 100.3275 | 0 | 0 | 37.4395 | 68.302 | 68.5416 | 67.1646 | 0 | 0 | 0 | 0 | 144.2158 | 165.5542 | 209.1342 | 239.1522 | 0 | 0 | 0 | 0 | 0.8064 | 2.7993 | 0.81142 | -3.7083 | 0 | 0 | 0 | 0 | -62.4365 | 154.7878 | 203.2183 | 242.8291 | 0.36507 | 0.38413 | 0.37673 | 0.36411 | -22.7937 | 59.4591 | 76.5587 | 88.4166
10 | 13 | 6 | 517.0948 | 506.8878 | 493.0127 | 554.722 | 378.8299 | 100.3275 | 0 | 0 | 40.7202 | 75.1409 | 75.803 | 78.6534 | 0 | 0 | 0 | 0 | 133.5444 | 152.4652 | 196.1108 | 222.9108 | 0 | 0 | 0 | 0 | 0.70362 | 8.5328 | 6.4823 | -2.1246 | 0 | 0 | 0 | 0 | -36.7034 | 170.4214 | 214.6166 | 255.2823 | 0.37565 | 0.38754 | 0.38116 | 0.36427 | -13.7876 | 66.0449 | 81.8041 | 92.9905
10 | 13 | 7 | 548.7467 | 537.0277 | 521.2848 | 585.5607 | 378.8299 | 100.3275 | 0 | 0 | 38.9548 | 67.2036 | 69.053 | 56.9775 | 0 | 0 | 0 | 0 | 162.8781 | 273.4619 | 329.441 | 356.8596 | 0 | 0 | 0 | 0 | 0.056027 | -0.34918 | -5.8208 | -2.5414 | 0 | 0 | 0 | 0 | -31.9721 | 96.3839 | 128.6116 | 174.265 | 0.37409 | 0.38456 | 0.38293 | 0.3729 | -11.9603 | 37.0651 | 49.2493 | 64.9842
10 | 13 | 8 | 581.488 | 569.4647 | 553.2345 | 621.8805 | 378.8299 | 100.3275 | 0 | 0 | 29.833 | 48.0603 | 48.1742 | 52.491 | 0 | 0 | 0 | 0 | 237.1853 | 499.6241 | 601.0961 | 637.0483 | 0 | 0 | 0 | 0 | -0.22147 | -2.7289 | -2.4571 | 1.1412 | 0 | 0 | 0 | 0 | -64.1387 | -75.8183 | -93.5787 | -68.8001 | 0.36583 | 0.38953 | 0.37971 | 0.39001 | -23.464 | -29.5336 | -35.5329 | -26.8327
10 | 13 | 9 | 622.5703 | 611.5456 | 596.3294 | 672.4646 | 378.8299 | 100.3275 | 0 | 0 | 23.342 | 47.3204 | 47.3125 | 52.4815 | 0 | 0 | 0 | 0 | 291.3039 | 639.8711 | 767.8727 | 803.9138 | 0 | 0 | 0 | 0 | -0.22147 | -4.4703 | -10.651 | -8.7033 | 0 | 0 | 0 | 0 | -70.6841 | -171.5032 | -208.2048 | -175.2274 | 0.37083 | 0.014884 | 0.38398 | 0.014047 | -26.2117 | -2.5526 | -79.9459 | -2.4615
10 | 13 | 10 | 661.9323 | 651.7067 | 637.3783 | 720.75 | 378.8299 | 100.3275 | 0 | 0 | 20.5941 | 37.8638 | 37.8638 | 45.8793 | 0 | 0 | 0 | 0 | 318.8251 | 718.3868 | 869.2648 | 905.1619 | 0 | 0 | 0 | 0 | -0.00049229 | -10.7507 | -22.8503 | -48.0894 | 0 | 0 | 0 | 0 | -56.3163 | -194.1206 | -246.8999 | -182.2018 | 0.38038 | 0.014884 | 0.38398 | 0.014884 | -21.4216 | -2.8892 | -94.804 | -2.7118
10 | 13 | 11 | 688.8879 | 679.6378 | 666.4125 | 755.3385 | 378.8299 | 100.3275 | 0 | 0 | 21.3171 | 37.8638 | 37.8638 | 37.8638 | 0 | 0 | 0 | 0 | 328.6944 | 761.989 | 927.6036 | 963.7102 | 0 | 0 | 0 | 0 | -1.0122 | -10.4528 | -22.4923 | -48 | 0 | 0 | 0 | 0 | -38.9412 | -210.0896 | -276.5625 | -198.2355 | 0.3836 | 0.014884 | 0.38398 | 0.014884 | -14.9379 | -3.1269 | -106.1937 | -2.9505
10 | 13 | 12 | 696.8587 | 688.4705 | 676.2049 | 767.4872 | 378.8299 | 100.3275 | 0 | 0 | 20.91 | 37.8638 | 37.8638 | 37.8638 | 0 | 0 | 0 | 0 | 332.9933 | 797.3236 | 976.4895 | 1017.7611 | 0 | 0 | 0 | 0 | -0.91306 | -11.1815 | -22.473 | -50.2599 | 0 | 0 | 0 | 0 | -34.9614 | -235.8628 | -315.6754 | -237.8778 | 0.38344 | 0.014884 | 0.38398 | 0.014884 | -13.4055 | -3.5105 | -121.2122 | -3.5405
10 | 13 | 13 | 698.9126 | 691.9236 | 681.1694 | 774.4244 | 378.8299 | 100.3275 | 0 | 0 | 20.9784 | 37.8638 | 39.6177 | 37.8638 | 0 | 0 | 0 | 0 | 315.3923 | 746.6788 | 916.1829 | 966.3814 | 0 | 0 | 0 | 0 | -0.23172 | -13.3457 | -22.3887 | -47.6529 | 0 | 0 | 0 | 0 | -16.0562 | -179.6008 | -252.2425 | -182.1678 | 0.38056 | 0.014884 | 0.38398 | 0.014884 | -6.1103 | -2.6731 | -96.8554 | -2.7113
10 | 13 | 14 | 702.0176 | 696.2485 | 686.8545 | 782.1553 | 378.8299 | 100.3275 | 0 | 0 | 22.3221 | 37.8638 | 37.8638 | 37.8638 | 0 | 0 | 0 | 0 | 301.5792 | 736.208 | 900.6018 | 955.9019 | 0 | 0 | 0 | 0 | -0.39135 | -5.3643 | -13.0427 | -33.9046 | 0 | 0 | 0 | 0 | -0.32225 | -172.7864 | -238.5684 | -177.7058 | 0.37634 | 0.014773 | 0.38398 | 0.013952 | -0.12128 | -2.5526 | -91.6048 | -2.4793
10 | 13 | 15 | 700.2753 | 695.5012 | 687.2173 | 783.5128 | 378.8299 | 100.3275 | 0 | 0 | 23.233 | 47.1302 | 43.0104 | 37.9303 | 0 | 0 | 0 | 0 | 272.3733 | 662.9086 | 818.3413 | 883.3374 | 0 | 0 | 0 | 0 | -0.39135 | -7.1243 | -1.3753 | 5.8443 | 0 | 0 | 0 | 0 | 26.2304 | -107.7408 | -172.7591 | -143.5993 | 0.3716 | 0.014335 | 0.38347 | 0.014454 | 9.7473 | -1.5444 | -66.2475 | -2.0756
10 | 13 | 16 | 705.2928 | 703.6716 | 698.9572 | 800.2174 | 378.8299 | 100.3275 | 0 | 0 | 27.8013 | 50.2279 | 47.4882 | 58.0565 | 0 | 0 | 0 | 0 | 232.7173 | 545.0486 | 679.9055 | 743.3847 | 0 | 0 | 0 | 0 | -0.39087 | -0.74809 | -1.1535 | 15.3171 | 0 | 0 | 0 | 0 | 66.3351 | 8.8158 | -27.283 | -16.541 | 0.36606 | 0.39562 | 0.37317 | 0.38507 | 24.2827 | 3.4877 | -10.1813 | -6.3695
10 | 13 | 17 | 710.4146 | 711.7483 | 710.3631 | 816.2965 | 378.8299 | 100.3275 | 0 | 0 | 32.1759 | 64.5914 | 54.5082 | 69.1862 | 0 | 0 | 0 | 0 | 153.2608 | 266.8932 | 333.2228 | 379.8482 | 283.1967 | 303.0055 | 303.0055 | 303.0055 | -0.39087 | -3.8986 | -0.063704 | 0 | 0 | 0 | 0 | 0 | -136.6579 | -19.1706 | 19.6904 | 64.2567 | 0.3796 | 0.40231 | 0.39727 | 0.39167 | -51.8759 | -7.7126 | 7.8224 | 25.1673
10 | 13 | 18 | 723.7732 | 727.3898 | 728.3773 | 838.8405 | 378.8299 | 100.3275 | 0 | 0 | 40.4323 | 76.3071 | 74.2233 | 81.7332 | 0 | 0 | 0 | 0 | 139.2931 | 155.4265 | 185.7241 | 226.4797 | 283.1967 | 303.0055 | 303.0055 | 303.0055 | -0.089256 | -0.65891 | 2.4293 | 25.5661 | 0 | 0 | 0 | 0 | -117.8895 | 92.9822 | 162.9952 | 202.056 | 0.38763 | 0.39764 | 0.3935 | 0.37855 | -45.6975 | 36.9732 | 64.1388 | 76.4891
10 | 13 | 19 | 759.744 | 767.4851 | 773.2294 | 895.0836 | 378.8299 | 100.3275 | 0 | 0 | 40.8735 | 82.5247 | 84.0862 | 84.7933 | 0 | 0 | 0 | 0 | 189.3931 | 205.6864 | 244.451 | 276.4941 | 283.1967 | 303.0055 | 303.0055 | 303.0055 | 0.53225 | -0.10432 | 4.9024 | 43.2762 | 0 | 0 | 0 | 0 | -133.0814 | 76.0454 | 136.7843 | 187.5146 | 0.39128 | 0.40086 | 0.39698 | 0.38389 | -52.0724 | 30.4838 | 54.3011 | 71.9853
10 | 13 | 20 | 779.7432 | 789.5769 | 797.8249 | 925.9951 | 378.8299 | 100.3275 | 0 | 0 | 38.5367 | 83.2846 | 84.7545 | 90.3232 | 0 | 0 | 0 | 0 | 172.3589 | 187.7539 | 238.9281 | 272.0072 | 283.1967 | 303.0055 | 303.0055 | 303.0055 | 0.13095 | 6.0395 | 5.4016 | 29.3636 | 0 | 0 | 0 | 0 | -93.31 | 109.1661 | 165.7353 | 231.2956 | 0.39034 | 0.40015 | 0.39617 | 0.38289 | -36.423 | 43.6832 | 65.66 | 88.5603
10 | 13 | 21 | 757.2268 | 768.1617 | 777.8966 | 904.6406 | 378.8299 | 100.3275 | 0 | 0 | 37.8707 | 79.3381 | 85.2314 | 91.5475 | 0 | 0 | 0 | 0 | 170.4015 | 182.4592 | 236.4714 | 274.1866 | 283.1967 | 303.0055 | 303.0055 | 303.0055 | 0.64822 | 7.0857 | 4.5578 | 31.3459 | 0 | 0 | 0 | 0 | -113.7204 | 95.9458 | 148.6305 | 204.5551 | 0.38547 | 0.3963 | 0.39241 | 0.3776 | -43.8354 | 38.0236 | 58.3244 | 77.2393
10 | 13 | 22 | 715.0393 | 726.7801 | 737.7271 | 859.7126 | 378.8299 | 100.3275 | 0 | 0 | 43.7359 | 76.2507 | 83.9535 | 86.888 | 0 | 0 | 0 | 0 | 156.8031 | 160.8082 | 215.2669 | 246.2615 | 283.1967 | 303.0055 | 303.0055 | 303.0055 | 0.75288 | 9.0423 | 6.9867 | 39.9204 | 0 | 0 | 0 | 0 | -148.2792 | 77.3458 | 128.5146 | 183.6372 | 0.37586 | 0.38944 | 0.38588 | 0.36712 | -55.7323 | 30.1215 | 49.5907 | 67.4165
10 | 13 | 23 | 658.7573 | 670.0903 | 680.8025 | 793.988 | 378.8299 | 100.3275 | 0 | 0 | 38.1179 | 71.906 | 74.6561 | 77.3203 | 0 | 0 | 0 | 0 | 117.8176 | 116.4193 | 174.4989 | 205.7281 | 0 | 0 | 0 | 0 | 0.8627 | 0.1299 | 17.9199 | 1.7906 | 0 | 0 | 0 | 0 | 123.1291 | 381.3076 | 413.7276 | 509.149 | 0.36524 | 0.38446 | 0.37959 | 0.36444 | 44.9721 | 146.5962 | 157.045 | 185.5544
10 | 13 | 24 | 595.537 | 603.8992 | 611.3805 | 711.0093 | 378.8299 | 100.3275 | 0 | 0 | 28.113 | 68.4408 | 68.4479 | 62.1882 | 0 | 0 | 0 | 0 | 98.5849 | 91.5191 | 150.3495 | 180.5145 | 0 | 0 | 0 | 0 | -0.38091 | 2.8406 | 10.714 | -6.6877 | 0 | 0 | 0 | 0 | 90.3901 | 340.7712 | 381.8691 | 474.9943 | 0.36532 | 0.37062 | 0.37486 | 0.36426 | 33.021 | 126.2961 | 143.1489 | 173.0216
10 | 14 | 1 | 549.5305 | 554.1678 | 557.5207 | 645.1951 | 378.8299 | 100.3275 | 0 | 0 | 27.5282 | 67.2667 | 67.8955 | 68.6681 | 0 | 0 | 0 | 0 | 86.2831 | 77.717 | 137.178 | 163.7479 | 0 | 0 | 0 | 0 | -0.39135 | 4.7599 | 13.79 | -0.47776 | 0 | 0 | 0 | 0 | 57.2806 | 304.0967 | 338.6572 | 413.2569 | 0.37115 | 0.38254 | 0.37827 | 0.36417 | 21.2595 | 116.3297 | 128.1053 | 150.4967
10 | 14 | 2 | 516.9368 | 518.4002 | 518.2149 | 596.6903 | 378.8299 | 100.3275 | 0 | 0 | 22.5423 | 68.0484 | 67.2136 | 62.0061 | 0 | 0 | 0 | 0 | 70.1822 | 61.5542 | 122.3778 | 150.2586 | 0 | 0 | 0 | 0 | -0.2795 | 2.5097 | 2.9362 | -4.929 | 0 | 0 | 0 | 0 | 45.6619 | 285.9604 | 325.6873 | 389.3545 | 0.37051 | 0.38125 | 0.37759 | 0.36407 | 16.9182 | 109.021 | 122.9773 | 141.7515
10 | 14 | 3 | 500.9043 | 499.6557 | 496.4454 | 568.9256 | 378.8299 | 100.3275 | 0 | 0 | 21.424 | 71.5448 | 66.9481 | 47.9212 | 0 | 0 | 0 | 0 | 63.4735 | 54.4102 | 111.7435 | 138.8384 | 0 | 0 | 0 | 0 | -0.22147 | 8.7731 | 6.7691 | -9.699 | 0 | 0 | 0 | 0 | 37.3984 | 264.6002 | 310.9848 | 391.865 | 0.36947 | 0.37677 | 0.37471 | 0.36399 | 13.8175 | 99.6944 | 116.5303 | 142.6336
10 | 14 | 4 | 489.9566 | 485.8474 | 479.3266 | 546.0867 | 378.8299 | 100.3275 | 0 | 0 | 30.4989 | 68.1445 | 67.9779 | 46.6887 | 0 | 0 | 0 | 0 | 63.0715 | 53.6692 | 107.5558 | 137.8598 | 0 | 0 | 0 | 0 | -0.20784 | 0.4125 | 3.0404 | -10.3462 | 0 | 0 | 0 | 0 | 17.7641 | 263.2937 | 300.7525 | 371.8845 | 0.36665 | 0.38012 | 0.37574 | 0.364 | 6.5131 | 100.0842 | 113.0053 | 135.3669
10 | 14 | 5 | 488.8482 | 481.4746 | 471.0661 | 532.7894 | 378.8299 | 100.3275 | 0 | 0 | 37.4395 | 68.302 | 68.5416 | 67.1646 | 0 | 0 | 0 | 0 | 63.1022 | 53.6639 | 105.3412 | 133.1752 | 0 | 0 | 0 | 0 | 0.8064 | 2.7993 | 0.81142 | -3.7083 | 0 | 0 | 0 | 0 | 8.6702 | 256.3819 | 296.3719 | 336.1579 | 0.36507 | 0.38413 | 0.37673 | 0.36411 | 3.1652 | 98.4848 | 111.6526 | 122.3986
10 | 14 | 6 | 500.6729 | 489.987 | 475.5437 | 533.9501 | 378.8299 | 100.3275 | 0 | 0 | 40.7202 | 75.1409 | 75.803 | 78.6534 | 0 | 0 | 0 | 0 | 63.6712 | 55.7792 | 108.6116 | 130.8998 | 0 | 0 | 0 | 0 | 0.70362 | 8.5328 | 6.4823 | -2.1246 | 0 | 0 | 0 | 0 | 16.748 | 250.2066 | 284.6468 | 326.5215 | 0.37565 | 0.38754 | 0.38116 | 0.36427 | 6.2914 | 96.9648 | 108.4971 | 118.9405
10 | 14 | 7 | 522.622 | 510.1397 | 493.4911 | 552.5108 | 378.8299 | 100.3275 | 0 | 0 | 38.9548 | 67.2036 | 69.053 | 56.9775 | 0 | 0 | 0 | 0 | 92.9614 | 193.6616 | 254.0046 | 269.3823 | 0 | 0 | 0 | 0 | 0.056027 | -0.34918 | -5.8208 | -2.5414 | 0 | 0 | 0 | 0 | 11.8199 | 149.2962 | 176.2543 | 228.6924 | 0.37409 | 0.38456 | 0.38293 | 0.3729 | 4.4217 | 57.4129 | 67.4932 | 85.2804
10 | 14 | 8 | 548.7249 | 535.7501 | 518.3913 | 580.4539 | 378.8299 | 100.3275 | 0 | 0 | 29.833 | 48.0603 | 48.1742 | 52.491 | 0 | 0 | 0 | 0 | 179.9869 | 477.0428 | 585.5117 | 603.0968 | 0 | 0 | 0 | 0 | -0.22147 | -2.7289 | -2.4571 | 1.1412 | 0 | 0 | 0 | 0 | -39.7034 | -86.9516 | -112.8375 | -76.2752 | 0.36583 | 0.38953 | 0.37971 | 0.39001 | -14.5248 | -33.8703 | -42.8457 | -29.748
10 | 14 | 9 | 588.9543 | 576.9513 | 560.5743 | 629.9517 | 378.8299 | 100.3275 | 0 | 0 | 23.342 | 47.3204 | 47.3125 | 52.4815 | 0 | 0 | 0 | 0 | 253.1963 | 669.8833 | 815.9712 | 841.4942 | 0 | 0 | 0 | 0 | -0.22147 | -4.4703 | -10.651 | -8.7033 | 0 | 0 | 0 | 0 | -66.1924 | -236.1096 | -292.0583 | -255.3207 | 0.37083 | 0.014884 | 0.38398 | 0.014047 | -24.5461 | -3.5142 | -112.1437 | -3.5865
10 | 14 | 10 | 630.9828 | 619.8577 | 604.462 | 681.6134 | 378.8299 | 100.3275 | 0 | 0 | 20.5941 | 37.8638 | 37.8638 | 45.8793 | 0 | 0 | 0 | 0 | 300.5512 | 783.1491 | 946.7081 | 976.0961 | 0 | 0 | 0 | 0 | -0.00049229 | -10.7507 | -22.8503 | -48.0894 | 0 | 0 | 0 | 0 | -68.9919 | -290.732 | -357.2596 | -292.2726 | 0.38038 | 0.014884 | 0.38398 | 0.014884 | -26.2431 | -4.3272 | -137.1796 | -4.3501
10 | 14 | 11 | 656.8392 | 646.6758 | 632.3682 | 714.8794 | 378.8299 | 100.3275 | 0 | 0 | 21.3171 | 37.8638 | 37.8638 | 37.8638 | 0 | 0 | 0 | 0 | 329.4198 | 844.745 | 1017.6597 | 1050.5198 | 0 | 0 | 0 | 0 | -1.0122 | -10.4528 | -22.4923 | -48 | 0 | 0 | 0 | 0 | -71.7154 | -325.8077 | -400.663 | -325.5042 | 0.3836 | 0.014884 | 0.38398 | 0.014884 | -27.5101 | -4.8492 | -153.8455 | -4.8447
10 | 14 | 12 | 668.4113 | 659.2161 | 645.9942 | 731.5879 | 378.8299 | 100.3275 | 0 | 0 | 20.91 | 37.8638 | 37.8638 | 37.8638 | 0 | 0 | 0 | 0 | 339.1692 | 861.6316 | 1040.0788 | 1076.9677 | 0 | 0 | 0 | 0 | -0.91306 | -11.1815 | -22.473 | -50.2599 | 0 | 0 | 0 | 0 | -69.5848 | -329.4252 | -409.4754 | -332.9838 | 0.38344 | 0.014884 | 0.38398 | 0.014884 | -26.6815 | -4.9031 | -157.2292 | -4.956
10 | 14 | 13 | 677.589 | 669.9997 | 658.5346 | 747.5323 | 378.8299 | 100.3275 | 0 | 0 | 20.9784 | 37.8638 | 39.6177 | 37.8638 | 0 | 0 | 0 | 0 | 330.2776 | 840.671 | 1018.0873 | 1057.2325 | 0 | 0 | 0 | 0 | -0.23172 | -13.3457 | -22.3887 | -47.6529 | 0 | 0 | 0 | 0 | -52.2651 | -295.5169 | -376.7818 | -299.911 | 0.38056 | 0.014884 | 0.38398 | 0.014884 | -19.8899 | -4.3984 | -144.6756 | -4.4638
10 | 14 | 14 | 683.187 | 676.8911 | 666.8734 | 758.4193 | 378.8299 | 100.3275 | 0 | 0 | 22.3221 | 37.8638 | 37.8638 | 37.8638 | 0 | 0 | 0 | 0 | 322.844 | 823.7513 | 999.0242 | 1038.8398 | 0 | 0 | 0 | 0 | -0.39135 | -5.3643 | -13.0427 | -33.9046 | 0 | 0 | 0 | 0 | -40.4176 | -279.6872 | -356.9719 | -284.3797 | 0.37634 | 0.014773 | 0.38398 | 0.013952 | -15.2109 | -4.1318 | -137.0691 | -3.9676
10 | 14 | 15 | 683.1144 | 677.8622 | 669.0123 | 761.8888 | 378.8299 | 100.3275 | 0 | 0 | 23.233 | 47.1302 | 43.0104 | 37.9303 | 0 | 0 | 0 | 0 | 292.0056 | 748.4121 | 913.7969 | 951.3447 | 0 | 0 | 0 | 0 | -0.39135 | -7.1243 | -1.3753 | 5.8443 | 0 | 0 | 0 | 0 | -10.5627 | -210.8832 | -286.4197 | -233.2305 | 0.3716 | 0.014335 | 0.38347 | 0.014454 | -3.9251 | -3.0229 | -109.8326 | -3.3711
10 | 14 | 16 | 691.5262 | 689.5271 | 684.3656 | 782.891 | 378.8299 | 100.3275 | 0 | 0 | 27.8013 | 50.2279 | 47.4882 | 58.0565 | 0 | 0 | 0 | 0 | 232.3168 | 597.0613 | 747.9591 | 777.3658 | 0 | 0 | 0 | 0 | -0.39087 | -0.74809 | -1.1535 | 15.3171 | 0 | 0 | 0 | 0 | 52.9691 | -57.3415 | -109.9283 | -67.8485 | 0.36606 | 0.39562 | 0.37317 | 0.38507 | 19.3899 | -22.6857 | -41.0223 | -26.1266
10 | 14 | 17 | 710.528 | 711.8777 | 710.5121 | 816.4867 | 378.8299 | 100.3275 | 0 | 0 | 32.1759 | 64.5914 | 54.5082 | 69.1862 | 0 | 0 | 0 | 0 | 120.2317 | 268.9981 | 376.6055 | 390.0402 | 283.1967 | 303.0055 | 303.0055 | 303.0055 | -0.39087 | -3.8986 | -0.063704 | 0 | 0 | 0 | 0 | 0 | -103.5154 | -21.1461 | -23.5433 | 54.2548 | 0.3796 | 0.40231 | 0.39727 | 0.39167 | -39.2948 | -8.5074 | -9.353 | 21.2499
10 | 14 | 18 | 745.0709 | 749.3032 | 751.0208 | 865.7595 | 378.8299 | 100.3275 | 0 | 0 | 40.4323 | 76.3071 | 74.2233 | 81.7332 | 0 | 0 | 0 | 0 | 64.4713 | 73.2412 | 152.5321 | 159.4317 | 283.1967 | 303.0055 | 303.0055 | 303.0055 | -0.089256 | -0.65891 | 2.4293 | 25.5661 | 0 | 0 | 0 | 0 | -21.7701 | 197.0808 | 218.8307 | 296.0231 | 0.38763 | 0.39764 | 0.3935 | 0.37855 | -8.4387 | 78.3668 | 86.1102 | 112.0607
10 | 14 | 19 | 783.6939 | 792.1307 | 798.7004 | 925.3675 | 378.8299 | 100.3275 | 0 | 0 | 40.8735 | 82.5247 | 84.0862 | 84.7933 | 0 | 0 | 0 | 0 | 63.07 | 68.6358 | 153.1728 | 158.3276 | 283.1967 | 303.0055 | 303.0055 | 303.0055 | 0.53225 | -0.10432 | 4.9024 | 43.2762 | 0 | 0 | 0 | 0 | 17.1916 | 237.7416 | 253.5335 | 335.965 | 0.39128 | 0.40086 | 0.39698 | 0.38389 | 6.7267 | 95.3018 | 100.6487 | 128.9742
10 | 14 | 20 | 800.2221 | 810.6484 | 819.5994 | 951.8816 | 378.8299 | 100.3275 | 0 | 0 | 38.5367 | 83.2846 | 84.7545 | 90.3232 | 0 | 0 | 0 | 0 | 63.07 | 70.692 | 159.3934 | 163.0829 | 283.1967 | 303.0055 | 303.0055 | 303.0055 | 0.13095 | 6.0395 | 5.4016 | 29.3636 | 0 | 0 | 0 | 0 | 36.4578 | 247.2995 | 267.0445 | 366.1064 | 0.39034 | 0.40015 | 0.39617 | 0.38289 | 14.2311 | 98.9579 | 105.796 | 140.1778
10 | 14 | 21 | 774.2277 | 785.6436 | 795.9484 | 926.0901 | 378.8299 | 100.3275 | 0 | 0 | 37.8707 | 79.3381 | 85.2314 | 91.5475 | 0 | 0 | 0 | 0 | 63.07 | 70.1551 | 145.9674 | 147.315 | 283.1967 | 303.0055 | 303.0055 | 303.0055 | 0.64822 | 7.0857 | 4.5578 | 31.3459 | 0 | 0 | 0 | 0 | 10.6121 | 225.7318 | 257.1862 | 352.8763 | 0.38547 | 0.3963 | 0.39241 | 0.3776 | 4.0906 | 89.4581 | 100.923 | 133.2448
10 | 14 | 22 | 720.7466 | 732.638 | 743.7629 | 866.8733 | 378.8299 | 100.3275 | 0 | 0 | 43.7359 | 76.2507 | 83.9535 | 86.888 | 0 | 0 | 0 | 0 | 63.07 | 69.5145 | 145.1826 | 146.5984 | 283.1967 | 303.0055 | 303.0055 | 303.0055 | 0.75288 | 9.0423 | 6.9867 | 39.9204 | 0 | 0 | 0 | 0 | -48.8388 | 174.4975 | 204.6346 | 290.461 | 0.37586 | 0.38944 | 0.38588 | 0.36712 | -18.3565 | 67.9561 | 78.9635 | 106.6335
10 | 14 | 23 | 650.1463 | 661.2294 | 671.6451 | 783.1006 | 378.8299 | 100.3275 | 0 | 0 | 38.1179 | 71.906 | 74.6561 | 77.3203 | 0 | 0 | 0 | 0 | 63.07 | 69.8601 | 148.1756 | 150.8387 | 0 | 0 | 0 | 0 | 0.8627 | 0.1299 | 17.9199 | 1.7906 | 0 | 0 | 0 | 0 | 169.2657 | 419.0059 | 430.8935 | 553.151 | 0.36524 | 0.38446 | 0.37959 | 0.36444 | 61.8232 | 161.0896 | 163.5609 | 201.5905
10 | 14 | 24 | 581.7773 | 589.7434 | 596.755 | 693.6239 | 378.8299 | 100.3275 | 0 | 0 | 28.113 | 68.4408 | 68.4479 | 62.1882 | 0 | 0 | 0 | 0 | 63.07 | 71.3184 | 152.8448 | 159.6837 | 0 | 0 | 0 | 0 | -0.38091 | 2.8406 | 10.714 | -6.6877 | 0 | 0 | 0 | 0 | 112.1453 | 346.8161 | 364.7482 | 478.4397 | 0.36532 | 0.37062 | 0.37486 | 0.36426 | 40.9685 | 128.5365 | 136.7309 | 174.2767
10 | 15 | 1 | 539.2721 | 543.6161 | 546.6213 | 632.2409 | 378.8299 | 100.3275 | 0 | 0 | 27.5282 | 67.2667 | 67.8955 | 68.6681 | 0 | 0 | 0 | 0 | 63.07 | 71.4739 | 158.979 | 173.9254 | 0 | 0 | 0 | 0 | -0.39135 | 4.7599 | 13.79 | -0.47776 | 0 | 0 | 0 | 0 | 70.2353 | 299.788 | 305.9568 | 390.1252 | 0.37115 | 0.38254 | 0.37827 | 0.36417 | 26.0676 | 114.6814 | 115.7355 | 142.0728
10 | 15 | 2 | 511.0382 | 512.3389 | 511.9611 | 589.2636 | 378.8299 | 100.3275 | 0 | 0 | 22.5423 | 68.0484 | 67.2136 | 62.0061 | 0 | 0 | 0 | 0 | 63.07 | 70.4295 | 159.6492 | 180.3012 | 0 | 0 | 0 | 0 | -0.2795 | 2.5097 | 2.9362 | -4.929 | 0 | 0 | 0 | 0 | 46.8755 | 271.0238 | 282.1621 | 351.8853 | 0.37051 | 0.38125 | 0.37759 | 0.36407 | 17.3679 | 103.3265 | 106.5424 | 128.1101
10 | 15 | 3 | 496.6883 | 495.3287 | 491.9875 | 563.637 | 378.8299 | 100.3275 | 0 | 0 | 21.424 | 71.5448 | 66.9481 | 47.9212 | 0 | 0 | 0 | 0 | 63.07 | 70.437 | 160.2856 | 184.9092 | 0 | 0 | 0 | 0 | -0.22147 | 8.7731 | 6.7691 | -9.699 | 0 | 0 | 0 | 0 | 33.5859 | 244.2465 | 257.9847 | 340.5056 | 0.36947 | 0.37677 | 0.37471 | 0.36399 | 12.4089 | 92.0256 | 96.6704 | 123.9395
10 | 15 | 4 | 492.7796 | 488.7726 | 482.3742 | 549.7308 | 378.8299 | 100.3275 | 0 | 0 | 30.4989 | 68.1445 | 67.9779 | 46.6887 | 0 | 0 | 0 | 0 | 63.07 | 70.8671 | 165.2553 | 192.9522 | 0 | 0 | 0 | 0 | -0.20784 | 0.4125 | 3.0404 | -10.3462 | 0 | 0 | 0 | 0 | 20.5887 | 249.021 | 246.1006 | 320.4361 | 0.36665 | 0.38012 | 0.37574 | 0.364 | 7.5487 | 94.6588 | 92.4703 | 116.6395
10 | 15 | 5 | 505.2688 | 498.405 | 488.6033 | 553.6739 | 378.8299 | 100.3275 | 0 | 0 | 37.4395 | 68.302 | 68.5416 | 67.1646 | 0 | 0 | 0 | 0 | 63.07 | 68.909 | 162.5488 | 194.0694 | 0 | 0 | 0 | 0 | 0.8064 | 2.7993 | 0.81142 | -3.7083 | 0 | 0 | 0 | 0 | 25.123 | 258.0672 | 256.7016 | 296.1482 | 0.36507 | 0.38413 | 0.37673 | 0.36411 | 9.1717 | 99.1321 | 96.7075 | 107.8306
10 | 15 | 6 | 550.7173 | 541.526 | 528.8581 | 597.3803 | 378.8299 | 100.3275 | 0 | 0 | 40.7202 | 75.1409 | 75.803 | 78.6534 | 0 | 0 | 0 | 0 | 63.1754 | 69.6218 | 156.8082 | 190.7244 | 0 | 0 | 0 | 0 | 0.70362 | 8.5328 | 6.4823 | -2.1246 | 0 | 0 | 0 | 0 | 67.2882 | 287.9031 | 289.7647 | 330.1271 | 0.37565 | 0.38754 | 0.38116 | 0.36427 | 25.2767 | 111.5736 | 110.4478 | 120.2539
10 | 15 | 7 | 636.7842 | 627.6317 | 614.9341 | 696.9147 | 378.8299 | 100.3275 | 0 | 0 | 38.9548 | 67.2036 | 69.053 | 56.9775 | 0 | 0 | 0 | 0 | 86.4454 | 176.0956 | 265.5894 | 296.3656 | 0 | 0 | 0 | 0 | 0.056027 | -0.34918 | -5.8208 | -2.5414 | 0 | 0 | 0 | 0 | 132.4981 | 284.3542 | 286.1125 | 346.113 | 0.37409 | 0.38456 | 0.38293 | 0.3729 | 49.5657 | 109.3504 | 109.5612 | 129.067
10 | 15 | 8 | 702.798 | 694.2519 | 682.1443 | 775.1004 | 378.8299 | 100.3275 | 0 | 0 | 29.833 | 48.0603 | 48.1742 | 52.491 | 0 | 0 | 0 | 0 | 153.9033 | 363.2069 | 461.8627 | 486.488 | 0 | 0 | 0 | 0 | -0.22147 | -2.7289 | -2.4571 | 1.1412 | 0 | 0 | 0 | 0 | 140.4532 | 185.3861 | 174.5645 | 234.9802 | 0.36583 | 0.38953 | 0.37971 | 0.39001 | 51.3823 | 72.2136 | 66.2841 | 91.6444
10 | 15 | 9 | 722.3718 | 714.2136 | 702.3962 | 798.5397 | 378.8299 | 100.3275 | 0 | 0 | 23.342 | 47.3204 | 47.3125 | 52.4815 | 0 | 0 | 0 | 0 | 209.3593 | 485.9691 | 571.4109 | 600.6031 | 0 | 0 | 0 | 0 | -0.22147 | -4.4703 | -10.651 | -8.7033 | 0 | 0 | 0 | 0 | 111.0621 | 85.0669 | 94.3238 | 154.1584 | 0.37083 | 0.014884 | 0.38398 | 0.014047 | 41.1851 | 1.2661 | 36.2182 | 2.1655
10 | 15 | 10 | 758.4108 | 750.955 | 739.9105 | 842.6222 | 378.8299 | 100.3275 | 0 | 0 | 20.5941 | 37.8638 | 37.8638 | 45.8793 | 0 | 0 | 0 | 0 | 256.4275 | 614.9957 | 731.7769 | 769.451 | 0 | 0 | 0 | 0 | -0.00049229 | -10.7507 | -22.8503 | -48.0894 | 0 | 0 | 0 | 0 | 102.5598 | 8.5187 | -6.8799 | 75.3812 | 0.38038 | 0.014884 | 0.38398 | 0.014884 | 39.0116 | 0.12679 | -2.6417 | 1.122
10 | 15 | 11 | 786.5935 | 780.1507 | 770.2541 | 878.7697 | 378.8299 | 100.3275 | 0 | 0 | 21.3171 | 37.8638 | 37.8638 | 37.8638 | 0 | 0 | 0 | 0 | 283.5159 | 674.1979 | 807.8172 | 851.4979 | 0 | 0 | 0 | 0 | -1.0122 | -10.4528 | -22.4923 | -48 | 0 | 0 | 0 | 0 | 103.9428 | -21.7856 | -52.9345 | 37.4079 | 0.3836 | 0.014884 | 0.38398 | 0.014884 | 39.8725 | -0.32425 | -20.3256 | 0.55677
10 | 15 | 12 | 801.0853 | 795.687 | 786.9661 | 899.1384 | 378.8299 | 100.3275 | 0 | 0 | 20.91 | 37.8638 | 37.8638 | 37.8638 | 0 | 0 | 0 | 0 | 314.7539 | 709.9138 | 844.3867 | 889.6397 | 0 | 0 | 0 | 0 | -0.91306 | -11.1815 | -22.473 | -50.2599 | 0 | 0 | 0 | 0 | 87.5046 | -41.2367 | -72.8115 | 21.8948 | 0.38344 | 0.014884 | 0.38398 | 0.014884 | 33.5526 | -0.61375 | -27.9579 | 0.32587
10 | 15 | 13 | 806.6666 | 802.7799 | 795.7048 | 910.5732 | 378.8299 | 100.3275 | 0 | 0 | 20.9784 | 37.8638 | 39.6177 | 37.8638 | 0 | 0 | 0 | 0 | 337.1341 | 727.3054 | 872.3657 | 918.3741 | 0 | 0 | 0 | 0 | -0.23172 | -13.3457 | -22.3887 | -47.6529 | 0 | 0 | 0 | 0 | 69.956 | -49.371 | -93.89 | 1.9883 | 0.38056 | 0.014884 | 0.38398 | 0.014884 | 26.6223 | -0.73482 | -36.0516 | 0.029593
10 | 15 | 14 | 819.4965 | 817.1003 | 811.7053 | 930.5563 | 378.8299 | 100.3275 | 0 | 0 | 22.3221 | 37.8638 | 37.8638 | 37.8638 | 0 | 0 | 0 | 0 | 345.5252 | 747.3092 | 917.415 | 964.5755 | 0 | 0 | 0 | 0 | -0.39135 | -5.3643 | -13.0427 | -33.9046 | 0 | 0 | 0 | 0 | 73.2107 | -63.0359 | -130.5307 | -37.9784 | 0.37634 | 0.014773 | 0.38398 | 0.013952 | 27.5523 | -0.93122 | -50.1208 | -0.52986
10 | 15 | 15 | 822.2521 | 820.9743 | 816.8355 | 937.5747 | 378.8299 | 100.3275 | 0 | 0 | 23.233 | 47.1302 | 43.0104 | 37.9303 | 0 | 0 | 0 | 0 | 331.8447 | 695.1964 | 855.184 | 899.34 | 0 | 0 | 0 | 0 | -0.39135 | -7.1243 | -1.3753 | 5.8443 | 0 | 0 | 0 | 0 | 88.7359 | -14.5554 | -79.9836 | -5.5399 | 0.3716 | 0.014335 | 0.38347 | 0.014454 | 32.9746 | -0.20865 | -30.6711 | -0.080073
10 | 15 | 16 | 821.4216 | 823.1285 | 822.3597 | 946.8907 | 378.8299 | 100.3275 | 0 | 0 | 27.8013 | 50.2279 | 47.4882 | 58.0565 | 0 | 0 | 0 | 0 | 322.762 | 657.28 | 818.7648 | 854.705 | 0 | 0 | 0 | 0 | -0.39087 | -0.74809 | -1.1535 | 15.3171 | 0 | 0 | 0 | 0 | 92.4193 | 16.0413 | -42.7398 | 18.8121 | 0.36606 | 0.39562 | 0.37317 | 0.38507 | 33.8311 | 6.3463 | -15.9494 | 7.244
10 | 15 | 17 | 818.0364 | 822.4604 | 824.7392 | 952.2475 | 378.8299 | 100.3275 | 0 | 0 | 32.1759 | 64.5914 | 54.5082 | 69.1862 | 0 | 0 | 0 | 0 | 302.9158 | 481.3757 | 621.3818 | 648.2651 | 283.1967 | 303.0055 | 303.0055 | 303.0055 | -0.39087 | -3.8986 | -0.063704 | 0 | 0 | 0 | 0 | 0 | -178.691 | -122.9411 | -154.0925 | -68.2093 | 0.3796 | 0.40231 | 0.39727 | 0.39167 | -67.8318 | -49.461 | -61.2163 | -26.7154
10 | 15 | 18 | 820.8993 | 827.3143 | 831.6202 | 961.5679 | 378.8299 | 100.3275 | 0 | 0 | 40.4323 | 76.3071 | 74.2233 | 81.7332 | 0 | 0 | 0 | 0 | 384.9522 | 456.7521 | 565.6276 | 591.6014 | 283.1967 | 303.0055 | 303.0055 | 303.0055 | -0.089256 | -0.65891 | 2.4293 | 25.5661 | 0 | 0 | 0 | 0 | -266.4225 | -108.4189 | -113.6655 | -40.3383 | 0.38763 | 0.39764 | 0.3935 | 0.37855 | -103.2733 | -43.1115 | -44.7275 | -15.2702
10 | 15 | 19 | 842.4039 | 852.5261 | 861.0942 | 999.5303 | 378.8299 | 100.3275 | 0 | 0 | 40.8735 | 82.5247 | 84.0862 | 84.7933 | 0 | 0 | 0 | 0 | 468.2932 | 539.2084 | 646.3351 | 685.0033 | 283.1967 | 303.0055 | 303.0055 | 303.0055 | 0.53225 | -0.10432 | 4.9024 | 43.2762 | 0 | 0 | 0 | 0 | -329.3217 | -172.4356 | -177.235 | -116.5479 | 0.39128 | 0.40086 | 0.39698 | 0.38389 | -128.8576 | -69.123 | -70.3594 | -44.7418
10 | 15 | 20 | 859.4482 | 871.5723 | 882.536 | 1026.6872 | 378.8299 | 100.3275 | 0 | 0 | 38.5367 | 83.2846 | 84.7545 | 90.3232 | 0 | 0 | 0 | 0 | 399.759 | 471.6377 | 579.0534 | 640.4152 | 283.1967 | 303.0055 | 303.0055 | 303.0055 | 0.13095 | 6.0395 | 5.4016 | 29.3636 | 0 | 0 | 0 | 0 | -241.0051 | -92.7224 | -89.6789 | -36.4203 | 0.39034 | 0.40015 | 0.39617 | 0.38289 | -94.075 | -37.1033 | -35.5284 | -13.9449
10 | 15 | 21 | 826.2875 | 839.1996 | 851.2784 | 991.8585 | 378.8299 | 100.3275 | 0 | 0 | 37.8707 | 79.3381 | 85.2314 | 91.5475 | 0 | 0 | 0 | 0 | 357.6983 | 427.3578 | 537.8334 | 613.0853 | 283.1967 | 303.0055 | 303.0055 | 303.0055 | 0.64822 | 7.0857 | 4.5578 | 31.3459 | 0 | 0 | 0 | 0 | -231.9564 | -77.915 | -79.3497 | -47.1257 | 0.38547 | 0.3963 | 0.39241 | 0.3776 | -89.4114 | -30.8779 | -31.1378 | -17.7945
10 | 15 | 22 | 759.9775 | 772.9984 | 785.4625 | 916.4418 | 378.8299 | 100.3275 | 0 | 0 | 43.7359 | 76.2507 | 83.9535 | 86.888 | 0 | 0 | 0 | 0 | 316.8879 | 390.1561 | 502.7013 | 577.679 | 283.1967 | 303.0055 | 303.0055 | 303.0055 | 0.75288 | 9.0423 | 6.9867 | 39.9204 | 0 | 0 | 0 | 0 | -263.4258 | -105.7837 | -111.1844 | -91.051 | 0.37586 | 0.38944 | 0.38588 | 0.36712 | -99.0113 | -41.1963 | -42.9034 | -33.4265
10 | 15 | 23 | 679.3467 | 691.2716 | 702.6856 | 819.9996 | 378.8299 | 100.3275 | 0 | 0 | 38.1179 | 71.906 | 74.6561 | 77.3203 | 0 | 0 | 0 | 0 | 287.7528 | 368.7871 | 483.6113 | 558.0445 | 0 | 0 | 0 | 0 | 0.8627 | 0.1299 | 17.9199 | 1.7906 | 0 | 0 | 0 | 0 | -26.2167 | 150.1211 | 126.4984 | 182.8442 | 0.36524 | 0.38446 | 0.37959 | 0.36444 | -9.5755 | 57.7151 | 48.0169 | 66.6358
10 | 15 | 24 | 602.77 | 611.3471 | 619.0837 | 720.1729 | 378.8299 | 100.3275 | 0 | 0 | 28.113 | 68.4408 | 68.4479 | 62.1882 | 0 | 0 | 0 | 0 | 315.2623 | 405.3543 | 517.0051 | 594.3105 | 0 | 0 | 0 | 0 | -0.38091 | 2.8406 | 10.714 | -6.6877 | 0 | 0 | 0 | 0 | -119.0543 | 34.3839 | 22.9166 | 70.3619 | 0.36532 | 0.37062 | 0.37486 | 0.36426 | -43.4925 | 12.7433 | 8.5906 | 25.6301
10 | 16 | 1 | 552.3285 | 557.0595 | 560.5242 | 648.7787 | 378.8299 | 100.3275 | 0 | 0 | 27.5282 | 67.2667 | 67.8955 | 68.6681 | 0 | 0 | 0 | 0 | 323.4636 | 427.3441 | 539.6282 | 610.261 | 0 | 0 | 0 | 0 | -0.39135 | 4.7599 | 13.79 | -0.47776 | 0 | 0 | 0 | 0 | -177.1019 | -42.6387 | -60.7895 | -29.6726 | 0.37115 | 0.38254 | 0.37827 | 0.36417 | -65.7307 | -16.3111 | -22.9951 | -10.8059
10 | 16 | 2 | 525.2496 | 526.9696 | 527.0895 | 607.2573 | 378.8299 | 100.3275 | 0 | 0 | 22.5423 | 68.0484 | 67.2136 | 62.0061 | 0 | 0 | 0 | 0 | 327.802 | 439.334 | 561.3232 | 626.1613 | 0 | 0 | 0 | 0 | -0.2795 | 2.5097 | 2.9362 | -4.929 | 0 | 0 | 0 | 0 | -203.6452 | -83.25 | -104.3835 | -75.9811 | 0.37051 | 0.38125 | 0.37759 | 0.36407 | -75.4528 | -31.7386 | -39.4145 | -27.6623
10 | 16 | 3 | 508.4509 | 507.4372 | 504.5066 | 578.526 | 378.8299 | 100.3275 | 0 | 0 | 21.424 | 71.5448 | 66.9481 | 47.9212 | 0 | 0 | 0 | 0 | 318.5979 | 434.4354 | 554.4974 | 611.4412 | 0 | 0 | 0 | 0 | -0.22147 | 8.7731 | 6.7691 | -9.699 | 0 | 0 | 0 | 0 | -210.1794 | -107.6435 | -123.708 | -71.1374 | 0.36947 | 0.37677 | 0.37471 | 0.36399 | -77.6543 | -40.5572 | -46.3551 | -25.8931
10 | 16 | 4 | 502.5001 | 498.7765 | 492.7144 | 562.0259 | 378.8299 | 100.3275 | 0 | 0 | 30.4989 | 68.1445 | 67.9779 | 46.6887 | 0 | 0 | 0 | 0 | 282.5533 | 402.7411 | 524.0879 | 579.8326 | 0 | 0 | 0 | 0 | -0.20784 | 0.4125 | 3.0404 | -10.3462 | 0 | 0 | 0 | 0 | -189.1742 | -72.8491 | -102.3918 | -54.1491 | 0.36665 | 0.38012 | 0.37574 | 0.364 | -69.3599 | -27.6917 | -38.4729 | -19.7104
10 | 16 | 5 | 512.032 | 505.3686 | 495.8048 | 562.2401 | 378.8299 | 100.3275 | 0 | 0 | 37.4395 | 68.302 | 68.5416 | 67.1646 | 0 | 0 | 0 | 0 | 253.1913 | 375.4465 | 496.9081 | 551.7037 | 0 | 0 | 0 | 0 | 0.8064 | 2.7993 | 0.81142 | -3.7083 | 0 | 0 | 0 | 0 | -158.235 | -41.5067 | -70.4563 | -52.9199 | 0.36507 | 0.38413 | 0.37673 | 0.36411 | -57.7669 | -15.9441 | -26.5431 | -19.2687
10 | 16 | 6 | 553.7462 | 544.654 | 532.1044 | 601.2513 | 378.8299 | 100.3275 | 0 | 0 | 40.7202 | 75.1409 | 75.803 | 78.6534 | 0 | 0 | 0 | 0 | 223.559 | 347.3374 | 469.0588 | 527.7868 | 0 | 0 | 0 | 0 | 0.70362 | 8.5328 | 6.4823 | -2.1246 | 0 | 0 | 0 | 0 | -90.0665 | 13.3155 | -19.2397 | -3.0644 | 0.37565 | 0.38754 | 0.38116 | 0.36427 | -33.8333 | 5.1603 | -7.3335 | -1.1162
10 | 16 | 7 | 639.1443 | 630.0544 | 617.4308 | 699.877 | 378.8299 | 100.3275 | 0 | 0 | 38.9548 | 67.2036 | 69.053 | 56.9775 | 0 | 0 | 0 | 0 | 235.465 | 426.3316 | 555.3499 | 613.097 | 0 | 0 | 0 | 0 | 0.056027 | -0.34918 | -5.8208 | -2.5414 | 0 | 0 | 0 | 0 | -14.1614 | 36.5409 | -1.1513 | 32.344 | 0.37409 | 0.38456 | 0.38293 | 0.3729 | -5.2976 | 14.0521 | -0.44086 | 12.0612
10 | 16 | 8 | 709.185 | 700.8161 | 688.9182 | 783.1458 | 378.8299 | 100.3275 | 0 | 0 | 29.833 | 48.0603 | 48.1742 | 52.491 | 0 | 0 | 0 | 0 | 319.8228 | 629.7496 | 760.0251 | 818.5899 | 0 | 0 | 0 | 0 | -0.22147 | -2.7289 | -2.4571 | 1.1412 | 0 | 0 | 0 | 0 | -19.0794 | -74.5925 | -116.824 | -89.0764 | 0.36583 | 0.38953 | 0.37971 | 0.39001 | -6.9798 | -29.0561 | -44.3594 | -34.7406
10 | 16 | 9 | 722.467 | 714.3114 | 702.4972 | 798.6597 | 378.8299 | 100.3275 | 0 | 0 | 23.342 | 47.3204 | 47.3125 | 52.4815 | 0 | 0 | 0 | 0 | 382.9546 | 778.0775 | 899.1538 | 977.9014 | 0 | 0 | 0 | 0 | -0.22147 | -4.4703 | -10.651 | -8.7033 | 0 | 0 | 0 | 0 | -62.4381 | -206.9437 | -233.3181 | -223.0199 | 0.37083 | 0.014884 | 0.38398 | 0.014047 | -23.1539 | -3.0801 | -89.5888 | -3.1328
10 | 16 | 10 | 748.0671 | 740.3147 | 728.9187 | 829.5575 | 378.8299 | 100.3275 | 0 | 0 | 20.5941 | 37.8638 | 37.8638 | 45.8793 | 0 | 0 | 0 | 0 | 421.4036 | 850.4857 | 984.9013 | 1088.2198 | 0 | 0 | 0 | 0 | -0.00049229 | -10.7507 | -22.8503 | -48.0894 | 0 | 0 | 0 | 0 | -72.7601 | -237.6115 | -270.9961 | -256.4522 | 0.38038 | 0.014884 | 0.38398 | 0.014884 | -27.6764 | -3.5365 | -104.0564 | -3.817
10 | 16 | 11 | 773.8798 | 767.079 | 756.7583 | 862.7353 | 378.8299 | 100.3275 | 0 | 0 | 21.3171 | 37.8638 | 37.8638 | 37.8638 | 0 | 0 | 0 | 0 | 464.747 | 925.9445 | 1085.9494 | 1202.3238 | 0 | 0 | 0 | 0 | -1.0122 | -10.4528 | -22.4923 | -48 | 0 | 0 | 0 | 0 | -90.002 | -286.604 | -344.5626 | -329.4523 | 0.3836 | 0.014884 | 0.38398 | 0.014884 | -34.5248 | -4.2657 | -132.3042 | -4.9035
10 | 16 | 12 | 788.4688 | 782.7169 | 773.5773 | 883.2328 | 378.8299 | 100.3275 | 0 | 0 | 20.91 | 37.8638 | 37.8638 | 37.8638 | 0 | 0 | 0 | 0 | 474.2598 | 947.9808 | 1145.3684 | 1267.618 | 0 | 0 | 0 | 0 | -0.91306 | -11.1815 | -22.473 | -50.2599 | 0 | 0 | 0 | 0 | -84.6178 | -292.2737 | -387.182 | -371.9891 | 0.38344 | 0.014884 | 0.38398 | 0.014884 | -32.4457 | -4.3501 | -148.6691 | -5.5366
10 | 16 | 13 | 796.0174 | 791.8292 | 784.3967 | 897.1365 | 378.8299 | 100.3275 | 0 | 0 | 20.9784 | 37.8638 | 39.6177 | 37.8638 | 0 | 0 | 0 | 0 | 499.1081 | 915.0608 | 1121.267 | 1246.7629 | 0 | 0 | 0 | 0 | -0.23172 | -13.3457 | -22.3887 | -47.6529 | 0 | 0 | 0 | 0 | -102.6672 | -248.0772 | -354.0993 | -339.8373 | 0.38056 | 0.014884 | 0.38398 | 0.014884 | -39.0708 | -3.6923 | -135.9661 | -5.058
10 | 16 | 14 | 804.8066 | 801.9915 | 796.1002 | 912.0106 | 378.8299 | 100.3275 | 0 | 0 | 22.3221 | 37.8638 | 37.8638 | 37.8638 | 0 | 0 | 0 | 0 | 528.489 | 952.024 | 1175.7308 | 1303.4446 | 0 | 0 | 0 | 0 | -0.39135 | -5.3643 | -13.0427 | -33.9046 | 0 | 0 | 0 | 0 | -124.4431 | -282.8595 | -404.4517 | -395.3932 | 0.37634 | 0.014773 | 0.38398 | 0.013952 | -46.8332 | -4.1786 | -155.3003 | -5.5164
10 | 16 | 15 | 808.2622 | 806.5869 | 801.977 | 919.9176 | 378.8299 | 100.3275 | 0 | 0 | 23.233 | 47.1302 | 43.0104 | 37.9303 | 0 | 0 | 0 | 0 | 481.2405 | 871.3692 | 1100.6475 | 1221.8268 | 0 | 0 | 0 | 0 | -0.39135 | -7.1243 | -1.3753 | 5.8443 | 0 | 0 | 0 | 0 | -74.6498 | -205.1156 | -340.3056 | -345.6838 | 0.3716 | 0.014335 | 0.38347 | 0.014454 | -27.7401 | -2.9403 | -130.4961 | -4.9965
10 | 16 | 16 | 807.7875 | 809.1078 | 807.8808 | 929.6856 | 378.8299 | 100.3275 | 0 | 0 | 27.8013 | 50.2279 | 47.4882 | 58.0565 | 0 | 0 | 0 | 0 | 507.6929 | 838.0492 | 1065.2104 | 1168.5413 | 0 | 0 | 0 | 0 | -0.39087 | -0.74809 | -1.1535 | 15.3171 | 0 | 0 | 0 | 0 | -106.1457 | -178.7487 | -303.6643 | -312.2293 | 0.36606 | 0.39562 | 0.37317 | 0.38507 | -38.8558 | -70.7173 | -113.3194 | -120.2311
10 | 16 | 17 | 798.7344 | 802.6105 | 804.2401 | 927.8882 | 378.8299 | 100.3275 | 0 | 0 | 32.1759 | 64.5914 | 54.5082 | 69.1862 | 0 | 0 | 0 | 0 | 505.5089 | 684.8387 | 897.5382 | 974.1719 | 283.1967 | 303.0055 | 303.0055 | 303.0055 | -0.39087 | -3.8986 | -0.063704 | 0 | 0 | 0 | 0 | 0 | -400.5862 | -346.2539 | -450.7481 | -418.4755 | 0.3796 | 0.40231 | 0.39727 | 0.39167 | -152.0641 | -139.3029 | -179.0685 | -163.9036
10 | 16 | 18 | 801.2032 | 807.0568 | 810.6973 | 936.7025 | 378.8299 | 100.3275 | 0 | 0 | 40.4323 | 76.3071 | 74.2233 | 81.7332 | 0 | 0 | 0 | 0 | 466.6886 | 534.9848 | 723.8772 | 806.4372 | 283.1967 | 303.0055 | 303.0055 | 303.0055 | -0.089256 | -0.65891 | 2.4293 | 25.5661 | 0 | 0 | 0 | 0 | -367.855 | -206.9092 | -292.838 | -280.0394 | 0.38763 | 0.39764 | 0.3935 | 0.37855 | -142.5916 | -82.275 | -115.2322 | -106.01
10 | 16 | 19 | 827.7474 | 837.4569 | 845.5361 | 981.0458 | 378.8299 | 100.3275 | 0 | 0 | 40.8735 | 82.5247 | 84.0862 | 84.7933 | 0 | 0 | 0 | 0 | 485.5569 | 544.6301 | 734.4509 | 825.571 | 283.1967 | 303.0055 | 303.0055 | 303.0055 | 0.53225 | -0.10432 | 4.9024 | 43.2762 | 0 | 0 | 0 | 0 | -361.2419 | -192.9265 | -280.9089 | -275.6002 | 0.39128 | 0.40086 | 0.39698 | 0.38389 | -141.3474 | -77.3371 | -111.5162 | -105.8006
10 | 16 | 20 | 850.9428 | 862.8273 | 873.5072 | 1015.96 | 378.8299 | 100.3275 | 0 | 0 | 38.5367 | 83.2846 | 84.7545 | 90.3232 | 0 | 0 | 0 | 0 | 352.1912 | 407.8329 | 590.6589 | 690.0656 | 283.1967 | 303.0055 | 303.0055 | 303.0055 | 0.13095 | 6.0395 | 5.4016 | 29.3636 | 0 | 0 | 0 | 0 | -201.9427 | -37.6626 | -110.3131 | -96.7978 | 0.39034 | 0.40015 | 0.39617 | 0.38289 | -78.8272 | -15.0709 | -43.7032 | -37.0627
10 | 16 | 21 | 820.8407 | 833.6024 | 845.5031 | 984.9998 | 378.8299 | 100.3275 | 0 | 0 | 37.8707 | 79.3381 | 85.2314 | 91.5475 | 0 | 0 | 0 | 0 | 285.3625 | 332.8902 | 505.4433 | 602.0975 | 283.1967 | 303.0055 | 303.0055 | 303.0055 | 0.64822 | 7.0857 | 4.5578 | 31.3459 | 0 | 0 | 0 | 0 | -165.0673 | 10.9553 | -52.735 | -42.9965 | 0.38547 | 0.3963 | 0.39241 | 0.3776 | -63.6279 | 4.3416 | -20.6939 | -16.2353
10 | 16 | 22 | 758.4193 | 771.3974 | 783.8111 | 914.4809 | 378.8299 | 100.3275 | 0 | 0 | 43.7359 | 76.2507 | 83.9535 | 86.888 | 0 | 0 | 0 | 0 | 262.2184 | 304.7209 | 466.7425 | 564.3139 | 283.1967 | 303.0055 | 303.0055 | 303.0055 | 0.75288 | 9.0423 | 6.9867 | 39.9204 | 0 | 0 | 0 | 0 | -210.3145 | -21.9495 | -76.8771 | -79.6469 | 0.37586 | 0.38944 | 0.38588 | 0.36712 | -79.0488 | -8.548 | -29.665 | -29.2398
10 | 16 | 23 | 675.6327 | 687.4575 | 698.7533 | 815.3323 | 378.8299 | 100.3275 | 0 | 0 | 38.1179 | 71.906 | 74.6561 | 77.3203 | 0 | 0 | 0 | 0 | 268.6296 | 299.8369 | 451.3197 | 553.1064 | 0 | 0 | 0 | 0 | 0.8627 | 0.1299 | 17.9199 | 1.7906 | 0 | 0 | 0 | 0 | -10.8075 | 215.2572 | 154.8576 | 183.115 | 0.36524 | 0.38446 | 0.37959 | 0.36444 | -3.9474 | 82.757 | 58.7817 | 66.7345
10 | 16 | 24 | 600.1904 | 608.6991 | 616.3549 | 716.9353 | 378.8299 | 100.3275 | 0 | 0 | 28.113 | 68.4408 | 68.4479 | 62.1882 | 0 | 0 | 0 | 0 | 282.5595 | 302.2872 | 465.5799 | 573.2531 | 0 | 0 | 0 | 0 | -0.38091 | 2.8406 | 10.714 | -6.6877 | 0 | 0 | 0 | 0 | -88.9311 | 134.803 | 71.613 | 88.1816 | 0.36532 | 0.37062 | 0.37486 | 0.36426 | -32.488 | 49.9605 | 26.8451 | 32.1211
10 | 17 | 1 | 551.5874 | 556.3 | 559.743 | 647.8531 | 378.8299 | 100.3275 | 0 | 0 | 27.5282 | 67.2667 | 67.8955 | 68.6681 | 0 | 0 | 0 | 0 | 307.3752 | 325.5976 | 495.5635 | 607.1439 | 0 | 0 | 0 | 0 | -0.39135 | 4.7599 | 13.79 | -0.47776 | 0 | 0 | 0 | 0 | -161.7546 | 58.3482 | -17.506 | -27.4811 | 0.37115 | 0.38254 | 0.37827 | 0.36417 | -60.0346 | 22.3206 | -6.6221 | -10.0079
10 | 17 | 2 | 523.488 | 525.1594 | 525.2218 | 605.0393 | 378.8299 | 100.3275 | 0 | 0 | 22.5423 | 68.0484 | 67.2136 | 62.0061 | 0 | 0 | 0 | 0 | 301.6977 | 323.0812 | 494.015 | 608.9174 | 0 | 0 | 0 | 0 | -0.2795 | 2.5097 | 2.9362 | -4.929 | 0 | 0 | 0 | 0 | -179.3024 | 31.1926 | -38.943 | -60.9553 | 0.37051 | 0.38125 | 0.37759 | 0.36407 | -66.4335 | 11.892 | -14.7046 | -22.1919
10 | 17 | 3 | 506.5817 | 505.5177 | 502.5277 | 576.1772 | 378.8299 | 100.3275 | 0 | 0 | 21.424 | 71.5448 | 66.9481 | 47.9212 | 0 | 0 | 0 | 0 | 291.8039 | 315.7903 | 486.6161 | 602.8793 | 0 | 0 | 0 | 0 | -0.22147 | 8.7731 | 6.7691 | -9.699 | 0 | 0 | 0 | 0 | -185.2546 | 9.0821 | -57.8057 | -64.9243 | 0.36947 | 0.37677 | 0.37471 | 0.36399 | -68.4454 | 3.4219 | -21.6606 | -23.6316
10 | 17 | 4 | 501.1239 | 497.3644 | 491.26 | 560.3009 | 378.8299 | 100.3275 | 0 | 0 | 30.4989 | 68.1445 | 67.9779 | 46.6887 | 0 | 0 | 0 | 0 | 302.2283 | 329.355 | 504.1218 | 625.4418 | 0 | 0 | 0 | 0 | -0.20784 | 0.4125 | 3.0404 | -10.3462 | 0 | 0 | 0 | 0 | -210.2254 | -0.8751 | -83.8801 | -101.4834 | 0.36665 | 0.38012 | 0.37574 | 0.364 | -77.0783 | -0.33265 | -31.5173 | -36.9402
10 | 17 | 5 | 509.5986 | 502.867 | 493.2224 | 559.1723 | 378.8299 | 100.3275 | 0 | 0 | 37.4395 | 68.302 | 68.5416 | 67.1646 | 0 | 0 | 0 | 0 | 334.087 | 369.9897 | 551.3953 | 680.9602 | 0 | 0 | 0 | 0 | 0.8064 | 2.7993 | 0.81142 | -3.7083 | 0 | 0 | 0 | 0 | -241.5642 | -38.5515 | -127.5259 | -185.2441 | 0.36507 | 0.38413 | 0.37673 | 0.36411 | -88.1879 | -14.8089 | -48.043 | -67.4493
10 | 17 | 6 | 553.0362 | 543.9213 | 531.3446 | 600.3458 | 378.8299 | 100.3275 | 0 | 0 | 40.7202 | 75.1409 | 75.803 | 78.6534 | 0 | 0 | 0 | 0 | 371.2671 | 410.3175 | 593.4813 | 722.8599 | 0 | 0 | 0 | 0 | 0.70362 | 8.5328 | 6.4823 | -2.1246 | 0 | 0 | 0 | 0 | -238.4846 | -50.3974 | -144.422 | -199.043 | 0.37565 | 0.38754 | 0.38116 | 0.36427 | -89.5863 | -19.531 | -55.0484 | -72.5045
10 | 17 | 7 | 640.3027 | 631.2532 | 618.678 | 701.3668 | 378.8299 | 100.3275 | 0 | 0 | 38.9548 | 67.2036 | 69.053 | 56.9775 | 0 | 0 | 0 | 0 | 396.9247 | 530.9894 | 720.154 | 850.4684 | 0 | 0 | 0 | 0 | 0.056027 | -0.34918 | -5.8208 | -2.5414 | 0 | 0 | 0 | 0 | -174.4627 | -66.9181 | -164.7082 | -203.5376 | 0.37409 | 0.38456 | 0.38293 | 0.3729 | -65.264 | -25.7338 | -63.0718 | -75.9
10 | 17 | 8 | 710.0289 | 701.6863 | 689.8197 | 784.2195 | 378.8299 | 100.3275 | 0 | 0 | 29.833 | 48.0603 | 48.1742 | 52.491 | 0 | 0 | 0 | 0 | 436.4796 | 735.2179 | 942.3521 | 1069.7536 | 0 | 0 | 0 | 0 | -0.22147 | -2.7289 | -2.4571 | 1.1412 | 0 | 0 | 0 | 0 | -134.8922 | -179.1905 | -298.2495 | -339.1664 | 0.36583 | 0.38953 | 0.37971 | 0.39001 | -49.3479 | -69.8003 | -113.2487 | -132.2779
10 | 17 | 9 | 726.4971 | 718.456 | 706.7774 | 803.746 | 378.8299 | 100.3275 | 0 | 0 | 23.342 | 47.3204 | 47.3125 | 52.4815 | 0 | 0 | 0 | 0 | 480.6909 | 872.4507 | 1082.2607 | 1243.8118 | 0 | 0 | 0 | 0 | -0.22147 | -4.4703 | -10.651 | -8.7033 | 0 | 0 | 0 | 0 | -156.1442 | -297.1723 | -412.1448 | -483.8441 | 0.37083 | 0.014884 | 0.38398 | 0.014047 | -57.9029 | -4.423 | -158.2542 | -6.7967
10 | 17 | 10 | 749.558 | 741.8505 | 730.5078 | 831.4485 | 378.8299 | 100.3275 | 0 | 0 | 20.5941 | 37.8638 | 37.8638 | 45.8793 | 0 | 0 | 0 | 0 | 583.1163 | 1037.2652 | 1269.3604 | 1464.659 | 0 | 0 | 0 | 0 | -0.00049229 | -10.7507 | -22.8503 | -48.0894 | 0 | 0 | 0 | 0 | -232.9818 | -422.8553 | -553.8661 | -631.0004 | 0.38038 | 0.014884 | 0.38398 | 0.014884 | -88.6214 | -6.2936 | -212.672 | -9.3916
10 | 17 | 11 | 774.4411 | 767.663 | 757.3697 | 863.4687 | 378.8299 | 100.3275 | 0 | 0 | 21.3171 | 37.8638 | 37.8638 | 37.8638 | 0 | 0 | 0 | 0 | 658.4761 | 1159.8291 | 1387.916 | 1604.1629 | 0 | 0 | 0 | 0 | -1.0122 | -10.4528 | -22.4923 | -48 | 0 | 0 | 0 | 0 | -283.1699 | -519.9046 | -645.9178 | -730.558 | 0.3836 | 0.014884 | 0.38398 | 0.014884 | -108.6242 | -7.7381 | -248.0178 | -10.8734
10 | 17 | 12 | 782.1569 | 776.23 | 766.8833 | 875.2825 | 378.8299 | 100.3275 | 0 | 0 | 20.91 | 37.8638 | 37.8638 | 37.8638 | 0 | 0 | 0 | 0 | 731.7504 | 1253.2434 | 1471.6998 | 1697.0132 | 0 | 0 | 0 | 0 | -0.91306 | -11.1815 | -22.473 | -50.2599 | 0 | 0 | 0 | 0 | -348.4203 | -604.0232 | -720.2073 | -809.3346 | 0.38344 | 0.014884 | 0.38398 | 0.014884 | -133.5976 | -8.9901 | -276.5432 | -12.0459
10 | 17 | 13 | 786.5622 | 782.1062 | 774.3566 | 885.2064 | 378.8299 | 100.3275 | 0 | 0 | 20.9784 | 37.8638 | 39.6177 | 37.8638 | 0 | 0 | 0 | 0 | 777.0012 | 1273.9524 | 1490.6742 | 1710.851 | 0 | 0 | 0 | 0 | -0.23172 | -13.3457 | -22.3887 | -47.6529 | 0 | 0 | 0 | 0 | -390.0156 | -616.6917 | -733.5466 | -815.8555 | 0.38056 | 0.014884 | 0.38398 | 0.014884 | -148.4236 | -9.1786 | -281.6652 | -12.1429
10 | 17 | 14 | 795.595 | 792.5326 | 786.3491 | 900.4378 | 378.8299 | 100.3275 | 0 | 0 | 22.3221 | 37.8638 | 37.8638 | 37.8638 | 0 | 0 | 0 | 0 | 799.874 | 1305.6739 | 1521.7049 | 1736.809 | 0 | 0 | 0 | 0 | -0.39135 | -5.3643 | -13.0427 | -33.9046 | 0 | 0 | 0 | 0 | -405.0396 | -645.9683 | -760.1769 | -840.3305 | 0.37634 | 0.014773 | 0.38398 | 0.013952 | -152.4336 | -9.5428 | -291.8906 | -11.724
10 | 17 | 15 | 802.1149 | 800.2756 | 795.4721 | 912.1986 | 378.8299 | 100.3275 | 0 | 0 | 23.233 | 47.1302 | 43.0104 | 37.9303 | 0 | 0 | 0 | 0 | 784.7193 | 1267.1113 | 1472.3772 | 1692.2659 | 0 | 0 | 0 | 0 | -0.39135 | -7.1243 | -1.3753 | 5.8443 | 0 | 0 | 0 | 0 | -384.2759 | -607.1689 | -718.5403 | -823.8419 | 0.3716 | 0.014335 | 0.38347 | 0.014454 | -142.7983 | -8.7035 | -275.5368 | -11.9077
10 | 17 | 16 | 799.8438 | 800.9442 | 799.4571 | 919.6814 | 378.8299 | 100.3275 | 0 | 0 | 27.8013 | 50.2279 | 47.4882 | 58.0565 | 0 | 0 | 0 | 0 | 743.8206 | 1130.8028 | 1307.1628 | 1516.6953 | 0 | 0 | 0 | 0 | -0.39087 | -0.74809 | -1.1535 | 15.3171 | 0 | 0 | 0 | 0 | -350.2172 | -479.6658 | -554.0404 | -670.3875 | 0.36606 | 0.39562 | 0.37317 | 0.38507 | -128.2009 | -189.7674 | -206.7532 | -258.1481
10 | 17 | 17 | 796.4664 | 800.2707 | 801.8146 | 924.9983 | 378.8299 | 100.3275 | 0 | 0 | 32.1759 | 64.5914 | 54.5082 | 69.1862 | 0 | 0 | 0 | 0 | 646.976 | 870.0232 | 1009.4754 | 1199.4168 | 283.1967 | 303.0055 | 303.0055 | 303.0055 | -0.39087 | -3.8986 | -0.063704 | 0 | 0 | 0 | 0 | 0 | -544.3213 | -533.7784 | -565.1107 | -646.6102 | 0.3796 | 0.40231 | 0.39727 | 0.39167 | -206.6265 | -214.7467 | -224.5013 | -253.2567
10 | 17 | 18 | 793.2096 | 798.837 | 802.2096 | 926.6171 | 378.8299 | 100.3275 | 0 | 0 | 40.4323 | 76.3071 | 74.2233 | 81.7332 | 0 | 0 | 0 | 0 | 540.9415 | 641.1589 | 751.4867 | 926.799 | 283.1967 | 303.0055 | 303.0055 | 303.0055 | -0.089256 | -0.65891 | 2.4293 | 25.5661 | 0 | 0 | 0 | 0 | -450.1016 | -321.303 | -328.9352 | -410.4866 | 0.38763 | 0.39764 | 0.3935 | 0.37855 | -174.4728 | -127.7623 | -129.4365 | -155.3913
10 | 17 | 19 | 820.3393 | 829.8387 | 837.6689 | 971.6973 | 378.8299 | 100.3275 | 0 | 0 | 40.8735 | 82.5247 | 84.0862 | 84.7933 | 0 | 0 | 0 | 0 | 569.525 | 667.7698 | 786.2423 | 958.2548 | 283.1967 | 303.0055 | 303.0055 | 303.0055 | 0.53225 | -0.10432 | 4.9024 | 43.2762 | 0 | 0 | 0 | 0 | -452.6181 | -323.6844 | -340.5675 | -417.6324 | 0.39128 | 0.40086 | 0.39698 | 0.38389 | -177.1012 | -129.7531 | -135.1997 | -160.3256
10 | 17 | 20 | 837.9701 | 849.4908 | 859.7398 | 999.6046 | 378.8299 | 100.3275 | 0 | 0 | 38.5367 | 83.2846 | 84.7545 | 90.3232 | 0 | 0 | 0 | 0 | 568.3345 | 667.232 | 789.0419 | 957.8 | 283.1967 | 303.0055 | 303.0055 | 303.0055 | 0.13095 | 6.0395 | 5.4016 | 29.3636 | 0 | 0 | 0 | 0 | -431.0587 | -310.3982 | -322.4636 | -380.8878 | 0.39034 | 0.40015 | 0.39617 | 0.38289 | -168.2613 | -124.2071 | -127.7516 | -145.8374
10 | 17 | 21 | 809.2881 | 821.717 | 833.2232 | 970.4026 | 378.8299 | 100.3275 | 0 | 0 | 37.8707 | 79.3381 | 85.2314 | 91.5475 | 0 | 0 | 0 | 0 | 515.4659 | 617.447 | 722.907 | 896.8926 | 283.1967 | 303.0055 | 303.0055 | 303.0055 | 0.64822 | 7.0857 | 4.5578 | 31.3459 | 0 | 0 | 0 | 0 | -406.7234 | -285.4867 | -282.4785 | -352.3888 | 0.38547 | 0.3963 | 0.39241 | 0.3776 | -156.7782 | -113.1392 | -110.848 | -133.0607
10 | 17 | 22 | 752.0233 | 764.8242 | 777.0281 | 906.4251 | 378.8299 | 100.3275 | 0 | 0 | 43.7359 | 76.2507 | 83.9535 | 86.888 | 0 | 0 | 0 | 0 | 428.5077 | 536.55 | 640.0009 | 804.2622 | 283.1967 | 303.0055 | 303.0055 | 303.0055 | 0.75288 | 9.0423 | 6.9867 | 39.9204 | 0 | 0 | 0 | 0 | -382.9998 | -260.3518 | -256.9184 | -327.651 | 0.37586 | 0.38944 | 0.38588 | 0.36712 | -143.9544 | -101.3911 | -99.1386 | -120.2866
10 | 17 | 23 | 672.1883 | 683.9163 | 695.0973 | 810.9887 | 378.8299 | 100.3275 | 0 | 0 | 38.1179 | 71.906 | 74.6561 | 77.3203 | 0 | 0 | 0 | 0 | 375.2086 | 484.1939 | 591.5233 | 757.7612 | 0 | 0 | 0 | 0 | 0.8627 | 0.1299 | 17.9199 | 1.7906 | 0 | 0 | 0 | 0 | -120.8308 | 27.359 | 10.998 | -25.8834 | 0.36524 | 0.38446 | 0.37959 | 0.36444 | -44.1327 | 10.5183 | 4.1747 | -9.4329
10 | 17 | 24 | 597.9568 | 606.4054 | 613.9901 | 714.1284 | 378.8299 | 100.3275 | 0 | 0 | 28.113 | 68.4408 | 68.4479 | 62.1882 | 0 | 0 | 0 | 0 | 315.9021 | 424.184 | 529.8214 | 694.0565 | 0 | 0 | 0 | 0 | -0.38091 | 2.8406 | 10.714 | -6.6877 | 0 | 0 | 0 | 0 | -124.5072 | 10.6125 | 5.0067 | -35.4287 | 0.36532 | 0.37062 | 0.37486 | 0.36426 | -45.4845 | 3.9332 | 1.8768 | -12.9053
10 | 18 | 1 | 549.9652 | 554.6339 | 558.0252 | 645.8141 | 378.8299 | 100.3275 | 0 | 0 | 27.5282 | 67.2667 | 67.8955 | 68.6681 | 0 | 0 | 0 | 0 | 275.7754 | 379.9482 | 486.0505 | 647.7322 | 0 | 0 | 0 | 0 | -0.39135 | 4.7599 | 13.79 | -0.47776 | 0 | 0 | 0 | 0 | -131.777 | 2.3315 | -9.7109 | -70.1084 | 0.37115 | 0.38254 | 0.37827 | 0.36417 | -48.9085 | 0.89191 | -3.6734 | -25.5315
10 | 18 | 2 | 521.4906 | 523.1032 | 523.0958 | 602.5108 | 378.8299 | 100.3275 | 0 | 0 | 22.5423 | 68.0484 | 67.2136 | 62.0061 | 0 | 0 | 0 | 0 | 268.9354 | 372.763 | 479.1992 | 633.4217 | 0 | 0 | 0 | 0 | -0.2795 | 2.5097 | 2.9362 | -4.929 | 0 | 0 | 0 | 0 | -148.5375 | -20.5454 | -26.2531 | -87.9881 | 0.37051 | 0.38125 | 0.37759 | 0.36407 | -55.0348 | -7.8328 | -9.913 | -32.0336
10 | 18 | 3 | 506.5643 | 505.4999 | 502.5094 | 576.1556 | 378.8299 | 100.3275 | 0 | 0 | 21.424 | 71.5448 | 66.9481 | 47.9212 | 0 | 0 | 0 | 0 | 260.9224 | 364.0382 | 479.2576 | 623.0657 | 0 | 0 | 0 | 0 | -0.22147 | 8.7731 | 6.7691 | -9.699 | 0 | 0 | 0 | 0 | -154.3906 | -39.1835 | -50.4654 | -85.1323 | 0.36947 | 0.37677 | 0.37471 | 0.36399 | -57.0422 | -14.7633 | -18.9101 | -30.987
10 | 18 | 4 | 501.3758 | 497.6246 | 491.53 | 560.623 | 378.8299 | 100.3275 | 0 | 0 | 30.4989 | 68.1445 | 67.9779 | 46.6887 | 0 | 0 | 0 | 0 | 232.7524 | 334.8029 | 454.2041 | 594.8799 | 0 | 0 | 0 | 0 | -0.20784 | 0.4125 | 3.0404 | -10.3462 | 0 | 0 | 0 | 0 | -140.4976 | -6.0628 | -33.6923 | -70.5994 | 0.36665 | 0.38012 | 0.37574 | 0.364 | -51.5129 | -2.3046 | -12.6596 | -25.6984
10 | 18 | 5 | 510.8586 | 504.1628 | 494.5607 | 560.7627 | 378.8299 | 100.3275 | 0 | 0 | 37.4395 | 68.302 | 68.5416 | 67.1646 | 0 | 0 | 0 | 0 | 207.8289 | 309.1685 | 429.6463 | 573.1967 | 0 | 0 | 0 | 0 | 0.8064 | 2.7993 | 0.81142 | -3.7083 | 0 | 0 | 0 | 0 | -114.046 | 23.5656 | -4.4386 | -75.8903 | 0.36507 | 0.38413 | 0.37673 | 0.36411 | -41.6348 | 9.0523 | -1.6722 | -27.6324
10 | 18 | 6 | 557.2491 | 548.2497 | 535.8097 | 605.6477 | 378.8299 | 100.3275 | 0 | 0 | 40.7202 | 75.1409 | 75.803 | 78.6534 | 0 | 0 | 0 | 0 | 184.9955 | 282.8565 | 401.0675 | 547.8501 | 0 | 0 | 0 | 0 | 0.70362 | 8.5328 | 6.4823 | -2.1246 | 0 | 0 | 0 | 0 | -48.0002 | 81.3921 | 52.457 | -18.7312 | 0.37565 | 0.38754 | 0.38116 | 0.36427 | -18.0312 | 31.5426 | 19.9947 | -6.8231
10 | 18 | 7 | 645.5375 | 636.6236 | 624.2084 | 707.9254 | 378.8299 | 100.3275 | 0 | 0 | 38.9548 | 67.2036 | 69.053 | 56.9775 | 0 | 0 | 0 | 0 | 190.0862 | 368.496 | 489.7062 | 630.8167 | 0 | 0 | 0 | 0 | 0.056027 | -0.34918 | -5.8208 | -2.5414 | 0 | 0 | 0 | 0 | 37.6106 | 100.9458 | 71.2699 | 22.6726 | 0.37409 | 0.38456 | 0.38293 | 0.3729 | 14.0696 | 38.8194 | 27.2914 | 8.4547
10 | 18 | 8 | 715.1025 | 706.8958 | 695.1896 | 790.5922 | 378.8299 | 100.3275 | 0 | 0 | 29.833 | 48.0603 | 48.1742 | 52.491 | 0 | 0 | 0 | 0 | 263.2021 | 597.6841 | 746.4112 | 892.0122 | 0 | 0 | 0 | 0 | -0.22147 | -2.7289 | -2.4571 | 1.1412 | 0 | 0 | 0 | 0 | 43.459 | -36.4472 | -96.9387 | -155.0523 | 0.36583 | 0.38953 | 0.37971 | 0.39001 | 15.8987 | -14.1973 | -36.8087 | -60.4718
10 | 18 | 9 | 730.6108 | 722.6806 | 711.1331 | 808.916 | 378.8299 | 100.3275 | 0 | 0 | 23.342 | 47.3204 | 47.3125 | 52.4815 | 0 | 0 | 0 | 0 | 320.2632 | 740.4083 | 887.9615 | 1040.3086 | 0 | 0 | 0 | 0 | -0.22147 | -4.4703 | -10.651 | -8.7033 | 0 | 0 | 0 | 0 | 8.3971 | -160.9053 | -213.4899 | -275.1709 | 0.37083 | 0.014884 | 0.38398 | 0.014047 | 3.1139 | -2.3949 | -81.9753 | -3.8654
10 | 18 | 10 | 755.5947 | 748.0522 | 736.9047 | 839.0434 | 378.8299 | 100.3275 | 0 | 0 | 20.5941 | 37.8638 | 37.8638 | 45.8793 | 0 | 0 | 0 | 0 | 382.4773 | 840.8627 | 993.6633 | 1152.3711 | 0 | 0 | 0 | 0 | -0.00049229 | -10.7507 | -22.8503 | -48.0894 | 0 | 0 | 0 | 0 | -26.3061 | -220.251 | -271.7721 | -311.1175 | 0.38038 | 0.014884 | 0.38398 | 0.014884 | -10.0063 | -3.2781 | -104.3543 | -4.6306
10 | 18 | 11 | 780.0896 | 773.463 | 763.3487 | 870.5646 | 378.8299 | 100.3275 | 0 | 0 | 21.3171 | 37.8638 | 37.8638 | 37.8638 | 0 | 0 | 0 | 0 | 382.41 | 884.2902 | 1076.5779 | 1235.0509 | 0 | 0 | 0 | 0 | -1.0122 | -10.4528 | -22.4923 | -48 | 0 | 0 | 0 | 0 | -1.4552 | -238.5656 | -328.6007 | -354.3501 | 0.3836 | 0.014884 | 0.38398 | 0.014884 | -0.55821 | -3.5507 | -126.1752 | -5.274
10 | 18 | 12 | 792.0955 | 786.4476 | 777.4312 | 887.8137 | 378.8299 | 100.3275 | 0 | 0 | 20.91 | 37.8638 | 37.8638 | 37.8638 | 0 | 0 | 0 | 0 | 356.6447 | 875.4494 | 1087.6224 | 1247.5227 | 0 | 0 | 0 | 0 | -0.91306 | -11.1815 | -22.473 | -50.2599 | 0 | 0 | 0 | 0 | 36.624 | -216.0116 | -325.582 | -347.3129 | 0.38344 | 0.014884 | 0.38398 | 0.014884 | 14.043 | -3.215 | -125.0161 | -5.1693
10 | 18 | 13 | 795.6377 | 791.4485 | 784.0155 | 896.6935 | 378.8299 | 100.3275 | 0 | 0 | 20.9784 | 37.8638 | 39.6177 | 37.8638 | 0 | 0 | 0 | 0 | 330.1627 | 838.8126 | 1059.2412 | 1222.8756 | 0 | 0 | 0 | 0 | -0.23172 | -13.3457 | -22.3887 | -47.6529 | 0 | 0 | 0 | 0 | 65.8985 | -172.2097 | -292.4547 | -316.3929 | 0.38056 | 0.014884 | 0.38398 | 0.014884 | 25.0782 | -2.5631 | -112.296 | -4.7091
10 | 18 | 14 | 800.9416 | 798.04 | 792.0475 | 907.2185 | 378.8299 | 100.3275 | 0 | 0 | 22.3221 | 37.8638 | 37.8638 | 37.8638 | 0 | 0 | 0 | 0 | 332.4436 | 821.3002 | 1032.7088 | 1197.5452 | 0 | 0 | 0 | 0 | -0.39135 | -5.3643 | -13.0427 | -33.9046 | 0 | 0 | 0 | 0 | 67.7374 | -156.0872 | -265.4823 | -294.2859 | 0.37634 | 0.014773 | 0.38398 | 0.013952 | 25.4924 | -2.3059 | -101.9392 | -4.1058
10 | 18 | 15 | 801.2525 | 799.4014 | 794.5846 | 911.1569 | 378.8299 | 100.3275 | 0 | 0 | 23.233 | 47.1302 | 43.0104 | 37.9303 | 0 | 0 | 0 | 0 | 325.8095 | 776.3395 | 989.6153 | 1145.4098 | 0 | 0 | 0 | 0 | -0.39135 | -7.1243 | -1.3753 | 5.8443 | 0 | 0 | 0 | 0 | 73.7714 | -117.2714 | -236.6659 | -278.0276 | 0.3716 | 0.014335 | 0.38347 | 0.014454 | 27.4137 | -1.681 | -90.7537 | -4.0186
10 | 18 | 16 | 796.3451 | 797.361 | 795.7747 | 915.3207 | 378.8299 | 100.3275 | 0 | 0 | 27.8013 | 50.2279 | 47.4882 | 58.0565 | 0 | 0 | 0 | 0 | 334.8627 | 710.7465 | 914.0655 | 1057.9816 | 0 | 0 | 0 | 0 | -0.39087 | -0.74809 | -1.1535 | 15.3171 | 0 | 0 | 0 | 0 | 55.242 | -63.1927 | -164.6255 | -216.0345 | 0.36606 | 0.39562 | 0.37317 | 0.38507 | 20.222 | -25.0006 | -61.4339 | -83.189
10 | 18 | 17 | 790.1722 | 793.8169 | 795.1728 | 917.1252 | 378.8299 | 100.3275 | 0 | 0 | 32.1759 | 64.5914 | 54.5082 | 69.1862 | 0 | 0 | 0 | 0 | 289.1595 | 486.8322 | 666.339 | 794.8306 | 283.1967 | 303.0055 | 303.0055 | 303.0055 | -0.39087 | -3.8986 | -0.063704 | 0 | 0 | 0 | 0 | 0 | -192.7989 | -157.0411 | -228.6161 | -249.8971 | 0.3796 | 0.40231 | 0.39727 | 0.39167 | -73.1872 | -63.1799 | -90.8222 | -97.8768
10 | 18 | 18 | 788.5664 | 794.0734 | 797.3041 | 920.7996 | 378.8299 | 100.3275 | 0 | 0 | 40.4323 | 76.3071 | 74.2233 | 81.7332 | 0 | 0 | 0 | 0 | 281.7422 | 362.9258 | 530.9154 | 650.4901 | 283.1967 | 303.0055 | 303.0055 | 303.0055 | -0.089256 | -0.65891 | 2.4293 | 25.5661 | 0 | 0 | 0 | 0 | -195.5455 | -47.8335 | -113.2694 | -139.9952 | 0.38763 | 0.39764 | 0.3935 | 0.37855 | -75.7993 | -19.0204 | -44.5717 | -52.9958
10 | 18 | 19 | 818.8348 | 828.2975 | 836.0846 | 969.8208 | 378.8299 | 100.3275 | 0 | 0 | 40.8735 | 82.5247 | 84.0862 | 84.7933 | 0 | 0 | 0 | 0 | 259.4492 | 342.6401 | 511.44 | 628.5435 | 283.1967 | 303.0055 | 303.0055 | 303.0055 | 0.53225 | -0.10432 | 4.9024 | 43.2762 | 0 | 0 | 0 | 0 | -144.0468 | -0.095943 | -67.3495 | -89.7977 | 0.39128 | 0.40086 | 0.39698 | 0.38389 | -56.3629 | -0.03846 | -26.7366 | -34.4726
10 | 18 | 20 | 837.9601 | 849.4961 | 859.7642 | 999.6495 | 378.8299 | 100.3275 | 0 | 0 | 38.5367 | 83.2846 | 84.7545 | 90.3232 | 0 | 0 | 0 | 0 | 250.2831 | 333.7122 | 507.438 | 621.0577 | 283.1967 | 303.0055 | 303.0055 | 303.0055 | 0.13095 | 6.0395 | 5.4016 | 29.3636 | 0 | 0 | 0 | 0 | -113.0173 | 23.1269 | -40.8353 | -44.1005 | 0.39034 | 0.40015 | 0.39617 | 0.38289 | -44.1157 | 9.2543 | -16.1779 | -16.8855
10 | 18 | 21 | 810.3097 | 822.7793 | 834.3344 | 971.735 | 378.8299 | 100.3275 | 0 | 0 | 37.8707 | 79.3381 | 85.2314 | 91.5475 | 0 | 0 | 0 | 0 | 229.1132 | 313.6362 | 481.1628 | 598.5382 | 283.1967 | 303.0055 | 303.0055 | 303.0055 | 0.64822 | 7.0857 | 4.5578 | 31.3459 | 0 | 0 | 0 | 0 | -119.3491 | 19.3864 | -39.6231 | -52.7021 | 0.38547 | 0.3963 | 0.39241 | 0.3776 | -46.0051 | 7.6829 | -15.5486 | -19.9001
10 | 18 | 22 | 754.6846 | 767.5687 | 779.8716 | 909.8119 | 378.8299 | 100.3275 | 0 | 0 | 43.7359 | 76.2507 | 83.9535 | 86.888 | 0 | 0 | 0 | 0 | 191.0193 | 277.5775 | 449.6829 | 574.5158 | 283.1967 | 303.0055 | 303.0055 | 303.0055 | 0.75288 | 9.0423 | 6.9867 | 39.9204 | 0 | 0 | 0 | 0 | -142.85 | 1.3651 | -63.7569 | -94.5178 | 0.37586 | 0.38944 | 0.38588 | 0.36712 | -53.6917 | 0.53164 | -24.6023 | -34.6992
10 | 18 | 23 | 678.5079 | 690.4251 | 701.8311 | 819.0008 | 378.8299 | 100.3275 | 0 | 0 | 38.1179 | 71.906 | 74.6561 | 77.3203 | 0 | 0 | 0 | 0 | 156.3895 | 244.2714 | 419.1695 | 542.5985 | 0 | 0 | 0 | 0 | 0.8627 | 0.1299 | 17.9199 | 1.7906 | 0 | 0 | 0 | 0 | 104.3078 | 273.7904 | 190.0856 | 197.2914 | 0.36524 | 0.38446 | 0.37959 | 0.36444 | 38.0978 | 105.2605 | 72.1537 | 71.9009
10 | 18 | 24 | 603.0953 | 611.6974 | 619.4645 | 720.6415 | 378.8299 | 100.3275 | 0 | 0 | 28.113 | 68.4408 | 68.4479 | 62.1882 | 0 | 0 | 0 | 0 | 153.2043 | 244.0155 | 421.4006 | 542.5649 | 0 | 0 | 0 | 0 | -0.38091 | 2.8406 | 10.714 | -6.6877 | 0 | 0 | 0 | 0 | 43.329 | 196.073 | 118.9019 | 122.5761 | 0.36532 | 0.37062 | 0.37486 | 0.36426 | 15.8288 | 72.6683 | 44.572 | 44.6496
10 | 19 | 1 | 556.4222 | 561.2784 | 564.8922 | 653.9786 | 378.8299 | 100.3275 | 0 | 0 | 27.5282 | 67.2667 | 67.8955 | 68.6681 | 0 | 0 | 0 | 0 | 162.6578 | 251.1769 | 424.8089 | 547.4709 | 0 | 0 | 0 | 0 | -0.39135 | 4.7599 | 13.79 | -0.47776 | 0 | 0 | 0 | 0 | -12.2024 | 137.7474 | 58.3977 | 38.3174 | 0.37115 | 0.38254 | 0.37827 | 0.36417 | -4.5289 | 52.6941 | 22.0903 | 13.9542
10 | 19 | 2 | 529.3106 | 531.1445 | 531.3992 | 612.3771 | 378.8299 | 100.3275 | 0 | 0 | 22.5423 | 68.0484 | 67.2136 | 62.0061 | 0 | 0 | 0 | 0 | 173.5531 | 256.1226 | 430.3625 | 558.1893 | 0 | 0 | 0 | 0 | -0.2795 | 2.5097 | 2.9362 | -4.929 | 0 | 0 | 0 | 0 | -45.3352 | 104.1363 | 30.8869 | -2.8893 | 0.37051 | 0.38125 | 0.37759 | 0.36407 | -16.7972 | 39.7015 | 11.6627 | -1.0519
10 | 19 | 3 | 511.6257 | 510.7033 | 507.881 | 582.5371 | 378.8299 | 100.3275 | 0 | 0 | 21.424 | 71.5448 | 66.9481 | 47.9212 | 0 | 0 | 0 | 0 | 192.1536 | 270.1461 | 442.1611 | 571.7872 | 0 | 0 | 0 | 0 | -0.22147 | 8.7731 | 6.7691 | -9.699 | 0 | 0 | 0 | 0 | -80.5603 | 59.912 | -7.9973 | -27.4723 | 0.36947 | 0.37677 | 0.37471 | 0.36399 | -29.7644 | 22.5732 | -2.9967 | -9.9996
10 | 19 | 4 | 506.1367 | 502.5159 | 496.5756 | 566.6139 | 378.8299 | 100.3275 | 0 | 0 | 30.4989 | 68.1445 | 67.9779 | 46.6887 | 0 | 0 | 0 | 0 | 207.2754 | 279.1548 | 452.7666 | 583.8949 | 0 | 0 | 0 | 0 | -0.20784 | 0.4125 | 3.0404 | -10.3462 | 0 | 0 | 0 | 0 | -110.2597 | 54.4766 | -27.2092 | -53.6235 | 0.36665 | 0.38012 | 0.37574 | 0.364 | -40.4263 | 20.7079 | -10.2236 | -19.5191
10 | 19 | 5 | 516.8983 | 510.3724 | 500.9715 | 568.3791 | 378.8299 | 100.3275 | 0 | 0 | 37.4395 | 68.302 | 68.5416 | 67.1646 | 0 | 0 | 0 | 0 | 265.1385 | 325.5487 | 499.6311 | 630.112 | 0 | 0 | 0 | 0 | 0.8064 | 2.7993 | 0.81142 | -3.7083 | 0 | 0 | 0 | 0 | -165.316 | 13.3948 | -68.0126 | -125.1892 | 0.36507 | 0.38413 | 0.37673 | 0.36411 | -60.3519 | 5.1454 | -25.6225 | -45.5827
10 | 19 | 6 | 558.6792 | 549.7178 | 537.3227 | 607.4429 | 378.8299 | 100.3275 | 0 | 0 | 40.7202 | 75.1409 | 75.803 | 78.6534 | 0 | 0 | 0 | 0 | 318.4813 | 369.2733 | 542.0671 | 674.148 | 0 | 0 | 0 | 0 | 0.70362 | 8.5328 | 6.4823 | -2.1246 | 0 | 0 | 0 | 0 | -180.0559 | -3.5567 | -87.0296 | -143.234 | 0.37565 | 0.38754 | 0.38116 | 0.36427 | -67.6376 | -1.3784 | -33.1725 | -52.1752
10 | 19 | 7 | 643.9013 | 634.9357 | 622.4589 | 705.8409 | 378.8299 | 100.3275 | 0 | 0 | 38.9548 | 67.2036 | 69.053 | 56.9775 | 0 | 0 | 0 | 0 | 352.8359 | 482.5759 | 658.3455 | 789.8041 | 0 | 0 | 0 | 0 | 0.056027 | -0.34918 | -5.8208 | -2.5414 | 0 | 0 | 0 | 0 | -126.7753 | -14.8221 | -99.1189 | -138.3992 | 0.37409 | 0.38456 | 0.38293 | 0.3729 | -47.4248 | -5.6999 | -37.9556 | -51.6097
10 | 19 | 8 | 713.9486 | 705.7054 | 693.9558 | 789.1222 | 378.8299 | 100.3275 | 0 | 0 | 29.833 | 48.0603 | 48.1742 | 52.491 | 0 | 0 | 0 | 0 | 476.6153 | 760.399 | 957.2927 | 1095.5034 | 0 | 0 | 0 | 0 | -0.22147 | -2.7289 | -2.4571 | 1.1412 | 0 | 0 | 0 | 0 | -171.1081 | -200.3525 | -309.054 | -360.0134 | 0.36583 | 0.38953 | 0.37971 | 0.39001 | -62.5968 | -78.0436 | -117.3513 | -140.4084
10 | 19 | 9 | 732.0569 | 724.1705 | 712.675 | 810.751 | 378.8299 | 100.3275 | 0 | 0 | 23.342 | 47.3204 | 47.3125 | 52.4815 | 0 | 0 | 0 | 0 | 563.2246 | 931.293 | 1142.6401 | 1289.3636 | 0 | 0 | 0 | 0 | -0.22147 | -4.4703 | -10.651 | -8.7033 | 0 | 0 | 0 | 0 | -233.1182 | -350.3001 | -466.6266 | -522.3908 | 0.37083 | 0.014884 | 0.38398 | 0.014047 | -86.4471 | -5.2138 | -179.174 | -7.3381
10 | 19 | 10 | 761.1518 | 753.7859 | 742.8488 | 846.1263 | 378.8299 | 100.3275 | 0 | 0 | 20.5941 | 37.8638 | 37.8638 | 45.8793 | 0 | 0 | 0 | 0 | 616.4819 | 1019.507 | 1223.9494 | 1373.3211 | 0 | 0 | 0 | 0 | -0.00049229 | -10.7507 | -22.8503 | -48.0894 | 0 | 0 | 0 | 0 | -254.7536 | -393.1616 | -496.1141 | -524.9847 | 0.38038 | 0.014884 | 0.38398 | 0.014884 | -96.903 | -5.8517 | -190.4965 | -7.8137
10 | 19 | 11 | 781.5936 | 775.0396 | 765.0131 | 872.5731 | 378.8299 | 100.3275 | 0 | 0 | 21.3171 | 37.8638 | 37.8638 | 37.8638 | 0 | 0 | 0 | 0 | 715.4649 | 1141.6916 | 1355.3409 | 1504.5361 | 0 | 0 | 0 | 0 | -1.0122 | -10.4528 | -22.4923 | -48 | 0 | 0 | 0 | 0 | -333.006 | -494.3905 | -605.6992 | -621.8267 | 0.3836 | 0.014884 | 0.38398 | 0.014884 | -127.7414 | -7.3583 | -232.5747 | -9.2551
10 | 19 | 12 | 790.3891 | 784.7282 | 775.6987 | 885.7912 | 378.8299 | 100.3275 | 0 | 0 | 20.91 | 37.8638 | 37.8638 | 37.8638 | 0 | 0 | 0 | 0 | 757.8628 | 1187.1749 | 1396.4952 | 1544.6445 | 0 | 0 | 0 | 0 | -0.91306 | -11.1815 | -22.473 | -50.2599 | 0 | 0 | 0 | 0 | -366.3006 | -529.4565 | -636.1873 | -646.4573 | 0.38344 | 0.014884 | 0.38398 | 0.014884 | -140.4536 | -7.8803 | -244.2815 | -9.6217
10 | 19 | 13 | 794.3133 | 790.1251 | 782.6957 | 895.1648 | 378.8299 | 100.3275 | 0 | 0 | 20.9784 | 37.8638 | 39.6177 | 37.8638 | 0 | 0 | 0 | 0 | 773.5024 | 1189.4954 | 1408.323 | 1552.8002 | 0 | 0 | 0 | 0 | -0.23172 | -13.3457 | -22.3887 | -47.6529 | 0 | 0 | 0 | 0 | -378.7657 | -524.2158 | -642.8564 | -647.8463 | 0.38056 | 0.014884 | 0.38398 | 0.014884 | -144.1424 | -7.8023 | -246.8422 | -9.6423
10 | 19 | 14 | 798.4588 | 795.5226 | 789.4914 | 904.2178 | 378.8299 | 100.3275 | 0 | 0 | 22.3221 | 37.8638 | 37.8638 | 37.8638 | 0 | 0 | 0 | 0 | 785.5523 | 1208.7914 | 1440.0933 | 1582.7571 | 0 | 0 | 0 | 0 | -0.39135 | -5.3643 | -13.0427 | -33.9046 | 0 | 0 | 0 | 0 | -387.8542 | -546.0958 | -675.423 | -682.4985 | 0.37634 | 0.014773 | 0.38398 | 0.013952 | -145.966 | -8.0674 | -259.3471 | -9.522
10 | 19 | 15 | 795.9227 | 793.9579 | 789.0086 | 904.5694 | 378.8299 | 100.3275 | 0 | 0 | 23.233 | 47.1302 | 43.0104 | 37.9303 | 0 | 0 | 0 | 0 | 800.6305 | 1203.8596 | 1443.8599 | 1584.5653 | 0 | 0 | 0 | 0 | -0.39135 | -7.1243 | -1.3753 | 5.8443 | 0 | 0 | 0 | 0 | -406.3793 | -550.235 | -696.4865 | -723.7706 | 0.3716 | 0.014335 | 0.38347 | 0.014454 | -151.012 | -7.8874 | -267.0799 | -10.4613
10 | 19 | 16 | 789.5036 | 790.3583 | 788.5828 | 906.8083 | 378.8299 | 100.3275 | 0 | 0 | 27.8013 | 50.2279 | 47.4882 | 58.0565 | 0 | 0 | 0 | 0 | 768.7691 | 1112.8397 | 1340.2392 | 1470.2294 | 0 | 0 | 0 | 0 | -0.39087 | -0.74809 | -1.1535 | 15.3171 | 0 | 0 | 0 | 0 | -385.5058 | -472.2887 | -597.9911 | -636.7948 | 0.36606 | 0.39562 | 0.37317 | 0.38507 | -141.1187 | -186.8488 | -223.1544 | -245.2125
10 | 19 | 17 | 786.1797 | 789.743 | 791.0044 | 912.2046 | 378.8299 | 100.3275 | 0 | 0 | 32.1759 | 64.5914 | 54.5082 | 69.1862 | 0 | 0 | 0 | 0 | 662.8936 | 843.7147 | 1033.4713 | 1149.1939 | 283.1967 | 303.0055 | 303.0055 | 303.0055 | -0.39087 | -3.8986 | -0.063704 | 0 | 0 | 0 | 0 | 0 | -570.5256 | -517.9975 | -599.9168 | -609.1809 | 0.3796 | 0.40231 | 0.39727 | 0.39167 | -216.5737 | -208.3978 | -238.3286 | -238.5969
10 | 19 | 18 | 782.3259 | 787.6691 | 790.7063 | 912.9729 | 378.8299 | 100.3275 | 0 | 0 | 40.4323 | 76.3071 | 74.2233 | 81.7332 | 0 | 0 | 0 | 0 | 585.3134 | 669.3396 | 853.6749 | 979.7209 | 283.1967 | 303.0055 | 303.0055 | 303.0055 | -0.089256 | -0.65891 | 2.4293 | 25.5661 | 0 | 0 | 0 | 0 | -505.3571 | -360.6516 | -442.6267 | -477.0527 | 0.38763 | 0.39764 | 0.3935 | 0.37855 | -195.8915 | -143.4088 | -174.1742 | -180.5902
10 | 19 | 19 | 796.2585 | 805.0897 | 812.1289 | 941.3635 | 378.8299 | 100.3275 | 0 | 0 | 40.8735 | 82.5247 | 84.0862 | 84.7933 | 0 | 0 | 0 | 0 | 529.6709 | 615.6158 | 806.5906 | 950.5522 | 283.1967 | 303.0055 | 303.0055 | 303.0055 | 0.53225 | -0.10432 | 4.9024 | 43.2762 | 0 | 0 | 0 | 0 | -436.8448 | -296.2794 | -386.4557 | -440.2636 | 0.39128 | 0.40086 | 0.39698 | 0.38389 | -170.9294 | -118.7674 | -153.4166 | -169.0136
10 | 19 | 20 | 810.7169 | 821.4739 | 830.8185 | 965.247 | 378.8299 | 100.3275 | 0 | 0 | 38.5367 | 83.2846 | 84.7545 | 90.3232 | 0 | 0 | 0 | 0 | 402.1884 | 496.025 | 693.1381 | 841.9461 | 283.1967 | 303.0055 | 303.0055 | 303.0055 | 0.13095 | 6.0395 | 5.4016 | 29.3636 | 0 | 0 | 0 | 0 | -292.1658 | -167.2081 | -255.4811 | -299.3914 | 0.39034 | 0.40015 | 0.39617 | 0.38289 | -114.0453 | -66.909 | -101.2149 | -114.6334
10 | 19 | 21 | 785.3459 | 797.115 | 807.8403 | 940.26 | 378.8299 | 100.3275 | 0 | 0 | 37.8707 | 79.3381 | 85.2314 | 91.5475 | 0 | 0 | 0 | 0 | 372.254 | 470.0779 | 656.8956 | 806.1965 | 283.1967 | 303.0055 | 303.0055 | 303.0055 | 0.64822 | 7.0857 | 4.5578 | 31.3459 | 0 | 0 | 0 | 0 | -287.4537 | -162.7197 | -241.85 | -291.8354 | 0.38547 | 0.3963 | 0.39241 | 0.3776 | -110.8037 | -64.4863 | -94.9049 | -110.196
10 | 19 | 22 | 738.6884 | 751.1278 | 762.9043 | 889.659 | 378.8299 | 100.3275 | 0 | 0 | 43.7359 | 76.2507 | 83.9535 | 86.888 | 0 | 0 | 0 | 0 | 367.2292 | 465.9605 | 654.4755 | 802.8138 | 283.1967 | 303.0055 | 303.0055 | 303.0055 | 0.75288 | 9.0423 | 6.9867 | 39.9204 | 0 | 0 | 0 | 0 | -335.0562 | -203.4587 | -285.5168 | -342.9686 | 0.37586 | 0.38944 | 0.38588 | 0.36712 | -125.9343 | -79.2347 | -110.174 | -125.91
10 | 19 | 23 | 676.5271 | 688.3915 | 699.735 | 816.5134 | 378.8299 | 100.3275 | 0 | 0 | 38.1179 | 71.906 | 74.6561 | 77.3203 | 0 | 0 | 0 | 0 | 431.2003 | 525.3694 | 722.5615 | 869.8468 | 0 | 0 | 0 | 0 | 0.8627 | 0.1299 | 17.9199 | 1.7906 | 0 | 0 | 0 | 0 | -172.4838 | -9.3412 | -115.4025 | -132.4443 | 0.36524 | 0.38446 | 0.37959 | 0.36444 | -62.9986 | -3.5913 | -43.8051 | -48.2681
10 | 19 | 24 | 610.5888 | 619.3989 | 627.4122 | 730.0811 | 378.8299 | 100.3275 | 0 | 0 | 28.113 | 68.4408 | 68.4479 | 62.1882 | 0 | 0 | 0 | 0 | 467.7926 | 560.3377 | 765.0607 | 908.4631 | 0 | 0 | 0 | 0 | -0.38091 | 2.8406 | 10.714 | -6.6877 | 0 | 0 | 0 | 0 | -263.7658 | -112.5476 | -216.8104 | -233.8825 | 0.36532 | 0.37062 | 0.37486 | 0.36426 | -96.358 | -41.7122 | -81.2744 | -85.1942
10 | 20 | 1 | 560.3314 | 565.2922 | 569.0294 | 658.8882 | 378.8299 | 100.3275 | 0 | 0 | 27.5282 | 67.2667 | 67.8955 | 68.6681 | 0 | 0 | 0 | 0 | 395.6696 | 493.7545 | 688.2625 | 832.4268 | 0 | 0 | 0 | 0 | -0.39135 | 4.7599 | 13.79 | -0.47776 | 0 | 0 | 0 | 0 | -241.3049 | -100.8165 | -200.9186 | -241.7289 | 0.37115 | 0.38254 | 0.37827 | 0.36417 | -89.5594 | -38.5665 | -76.0023 | -88.031
10 | 20 | 2 | 529.5882 | 531.4257 | 531.6844 | 612.7116 | 378.8299 | 100.3275 | 0 | 0 | 22.5423 | 68.0484 | 67.2136 | 62.0061 | 0 | 0 | 0 | 0 | 373.3287 | 476.9634 | 660.1053 | 809.5567 | 0 | 0 | 0 | 0 | -0.2795 | 2.5097 | 2.9362 | -4.929 | 0 | 0 | 0 | 0 | -244.8332 | -116.4233 | -198.5707 | -253.9222 | 0.37051 | 0.38125 | 0.37759 | 0.36407 | -90.7133 | -44.3858 | -74.9789 | -92.4449
10 | 20 | 3 | 509.588 | 508.6013 | 505.7022 | 579.9412 | 378.8299 | 100.3275 | 0 | 0 | 21.424 | 71.5448 | 66.9481 | 47.9212 | 0 | 0 | 0 | 0 | 387.5488 | 496.4295 | 667.5267 | 820.3803 | 0 | 0 | 0 | 0 | -0.22147 | 8.7731 | 6.7691 | -9.699 | 0 | 0 | 0 | 0 | -277.9932 | -168.4736 | -235.5417 | -278.6613 | 0.36947 | 0.37677 | 0.37471 | 0.36399 | -102.7093 | -63.4764 | -88.2607 | -101.429
10 | 20 | 4 | 499.2912 | 495.4641 | 489.2787 | 557.9306 | 378.8299 | 100.3275 | 0 | 0 | 30.4989 | 68.1445 | 67.9779 | 46.6887 | 0 | 0 | 0 | 0 | 404.0097 | 516.0247 | 688.4843 | 842.3957 | 0 | 0 | 0 | 0 | -0.20784 | 0.4125 | 3.0404 | -10.3462 | 0 | 0 | 0 | 0 | -313.8394 | -189.4451 | -270.2239 | -320.8076 | 0.36665 | 0.38012 | 0.37574 | 0.364 | -115.068 | -72.0126 | -101.5344 | -116.7748
10 | 20 | 5 | 498.8622 | 491.7901 | 481.7402 | 545.4913 | 378.8299 | 100.3275 | 0 | 0 | 37.4395 | 68.302 | 68.5416 | 67.1646 | 0 | 0 | 0 | 0 | 421.0497 | 538.4939 | 708.8382 | 866.6554 | 0 | 0 | 0 | 0 | 0.8064 | 2.7993 | 0.81142 | -3.7083 | 0 | 0 | 0 | 0 | -339.2633 | -218.1325 | -296.4511 | -384.6204 | 0.36507 | 0.38413 | 0.37673 | 0.36411 | -123.8549 | -83.7919 | -111.6824 | -140.0443
10 | 20 | 6 | 517.0963 | 506.892 | 493.0203 | 554.7336 | 378.8299 | 100.3275 | 0 | 0 | 40.7202 | 75.1409 | 75.803 | 78.6534 | 0 | 0 | 0 | 0 | 429.6055 | 542.2435 | 701.6979 | 856.267 | 0 | 0 | 0 | 0 | 0.70362 | 8.5328 | 6.4823 | -2.1246 | 0 | 0 | 0 | 0 | -332.763 | -219.3527 | -290.9629 | -378.0622 | 0.37565 | 0.38754 | 0.38116 | 0.36427 | -125.0017 | -85.0077 | -110.9045 | -137.715
10 | 20 | 7 | 548.7459 | 537.0253 | 521.2806 | 585.5542 | 378.8299 | 100.3275 | 0 | 0 | 38.9548 | 67.2036 | 69.053 | 56.9775 | 0 | 0 | 0 | 0 | 508.1463 | 683.9045 | 829.2539 | 977.9661 | 0 | 0 | 0 | 0 | 0.056027 | -0.34918 | -5.8208 | -2.5414 | 0 | 0 | 0 | 0 | -377.2411 | -314.061 | -371.2055 | -446.848 | 0.37409 | 0.38456 | 0.38293 | 0.3729 | -141.1205 | -120.7743 | -142.1459 | -166.6315
10 | 20 | 8 | 581.485 | 569.4565 | 553.2199 | 621.8578 | 378.8299 | 100.3275 | 0 | 0 | 29.833 | 48.0603 | 48.1742 | 52.491 | 0 | 0 | 0 | 0 | 635.6525 | 948.9275 | 1116.3524 | 1273.6593 | 0 | 0 | 0 | 0 | -0.22147 | -2.7289 | -2.4571 | 1.1412 | 0 | 0 | 0 | 0 | -462.6089 | -525.1299 | -608.8497 | -705.4336 | 0.36583 | 0.38953 | 0.37971 | 0.39001 | -169.2371 | -204.5544 | -231.1871 | -275.1254
10 | 20 | 9 | 622.568 | 611.5392 | 596.3179 | 672.447 | 378.8299 | 100.3275 | 0 | 0 | 23.342 | 47.3204 | 47.3125 | 52.4815 | 0 | 0 | 0 | 0 | 706.709 | 1104.1883 | 1283.6207 | 1466.376 | 0 | 0 | 0 | 0 | -0.22147 | -4.4703 | -10.651 | -8.7033 | 0 | 0 | 0 | 0 | -486.0915 | -635.8268 | -723.9642 | -837.7073 | 0.37083 | 0.014884 | 0.38398 | 0.014047 | -180.257 | -9.4634 | -277.9858 | -11.7674
10 | 20 | 10 | 661.9301 | 651.7006 | 637.3674 | 720.733 | 378.8299 | 100.3275 | 0 | 0 | 20.5941 | 37.8638 | 37.8638 | 45.8793 | 0 | 0 | 0 | 0 | 747.7504 | 1213.7639 | 1405.0382 | 1613.4844 | 0 | 0 | 0 | 0 | -0.00049229 | -10.7507 | -22.8503 | -48.0894 | 0 | 0 | 0 | 0 | -485.2439 | -689.5038 | -782.6843 | -890.5413 | 0.38038 | 0.014884 | 0.38398 | 0.014884 | -184.5767 | -10.2623 | -300.533 | -13.2545
10 | 20 | 11 | 688.8916 | 679.6478 | 666.4304 | 755.366 | 378.8299 | 100.3275 | 0 | 0 | 21.3171 | 37.8638 | 37.8638 | 37.8638 | 0 | 0 | 0 | 0 | 773.7127 | 1273.9119 | 1469.5416 | 1681.9705 | 0 | 0 | 0 | 0 | -1.0122 | -10.4528 | -22.4923 | -48 | 0 | 0 | 0 | 0 | -483.956 | -722.0026 | -818.4827 | -916.4683 | 0.3836 | 0.014884 | 0.38398 | 0.014884 | -185.6459 | -10.746 | -314.2788 | -13.6404
10 | 20 | 12 | 696.8634 | 688.4835 | 676.2281 | 767.5231 | 378.8299 | 100.3275 | 0 | 0 | 20.91 | 37.8638 | 37.8638 | 37.8638 | 0 | 0 | 0 | 0 | 840.6245 | 1395.1785 | 1603.3295 | 1822.8151 | 0 | 0 | 0 | 0 | -0.91306 | -11.1815 | -22.473 | -50.2599 | 0 | 0 | 0 | 0 | -542.5879 | -833.7048 | -942.4922 | -1042.8959 | 0.38344 | 0.014884 | 0.38398 | 0.014884 | -208.0489 | -12.4086 | -361.8956 | -15.5221
10 | 20 | 13 | 698.9219 | 691.9489 | 681.2147 | 774.4945 | 378.8299 | 100.3275 | 0 | 0 | 20.9784 | 37.8638 | 39.6177 | 37.8638 | 0 | 0 | 0 | 0 | 840.6042 | 1412.1176 | 1623.5554 | 1837.9427 | 0 | 0 | 0 | 0 | -0.23172 | -13.3457 | -22.3887 | -47.6529 | 0 | 0 | 0 | 0 | -541.2589 | -845.0143 | -959.5697 | -1053.6592 | 0.38056 | 0.014884 | 0.38398 | 0.014884 | -205.9805 | -12.5769 | -368.4529 | -15.6823
10 | 20 | 14 | 702.0252 | 696.2692 | 686.8915 | 782.2124 | 378.8299 | 100.3275 | 0 | 0 | 22.3221 | 37.8638 | 37.8638 | 37.8638 | 0 | 0 | 0 | 0 | 848.9354 | 1420.9448 | 1641.5172 | 1853.881 | 0 | 0 | 0 | 0 | -0.39135 | -5.3643 | -13.0427 | -33.9046 | 0 | 0 | 0 | 0 | -547.6708 | -857.5027 | -979.4468 | -1075.6278 | 0.37634 | 0.014773 | 0.38398 | 0.013952 | -206.1118 | -12.6678 | -376.0853 | -15.0068
10 | 20 | 15 | 700.2834 | 695.5236 | 687.2574 | 783.5748 | 378.8299 | 100.3275 | 0 | 0 | 23.233 | 47.1302 | 43.0104 | 37.9303 | 0 | 0 | 0 | 0 | 832.3351 | 1365.2973 | 1584.8074 | 1790.6691 | 0 | 0 | 0 | 0 | -0.39135 | -7.1243 | -1.3753 | 5.8443 | 0 | 0 | 0 | 0 | -533.7232 | -810.107 | -939.1852 | -1050.869 | 0.3716 | 0.014335 | 0.38347 | 0.014454 | -198.3334 | -11.6126 | -360.1469 | -15.1891
10 | 20 | 16 | 705.2983 | 703.6867 | 698.9843 | 800.2592 | 378.8299 | 100.3275 | 0 | 0 | 27.8013 | 50.2279 | 47.4882 | 58.0565 | 0 | 0 | 0 | 0 | 804.9504 | 1241.6769 | 1449.0081 | 1635.3594 | 0 | 0 | 0 | 0 | -0.39087 | -0.74809 | -1.1535 | 15.3171 | 0 | 0 | 0 | 0 | -505.8925 | -687.7974 | -796.3585 | -908.4739 | 0.36606 | 0.39562 | 0.37317 | 0.38507 | -185.1876 | -272.1093 | -297.1799 | -349.8288
10 | 20 | 17 | 710.4201 | 711.7636 | 710.3903 | 816.3387 | 378.8299 | 100.3275 | 0 | 0 | 32.1759 | 64.5914 | 54.5082 | 69.1862 | 0 | 0 | 0 | 0 | 692.2155 | 889.2802 | 1034.7729 | 1189.5145 | 283.1967 | 303.0055 | 303.0055 | 303.0055 | -0.39087 | -3.8986 | -0.063704 | 0 | 0 | 0 | 0 | 0 | -675.6071 | -641.5425 | -681.8325 | -745.3674 | 0.3796 | 0.40231 | 0.39727 | 0.39167 | -256.463 | -258.1017 | -270.8712 | -291.9368
10 | 20 | 18 | 723.7831 | 727.4171 | 728.4261 | 838.9159 | 378.8299 | 100.3275 | 0 | 0 | 40.4323 | 76.3071 | 74.2233 | 81.7332 | 0 | 0 | 0 | 0 | 614.9556 | 723.3634 | 877.6702 | 1011.9725 | 283.1967 | 303.0055 | 303.0055 | 303.0055 | -0.089256 | -0.65891 | 2.4293 | 25.5661 | 0 | 0 | 0 | 0 | -593.5421 | -474.9274 | -528.9021 | -583.3613 | 0.38763 | 0.39764 | 0.3935 | 0.37855 | -230.0747 | -188.8492 | -208.1237 | -220.8337
10 | 20 | 19 | 759.7459 | 767.4901 | 773.2383 | 895.0974 | 378.8299 | 100.3275 | 0 | 0 | 40.8735 | 82.5247 | 84.0862 | 84.7933 | 0 | 0 | 0 | 0 | 616.6609 | 722.7899 | 895.4122 | 1020.4523 | 283.1967 | 303.0055 | 303.0055 | 303.0055 | 0.53225 | -0.10432 | 4.9024 | 43.2762 | 0 | 0 | 0 | 0 | -560.3474 | -441.0532 | -514.1681 | -556.4298 | 0.39128 | 0.40086 | 0.39698 | 0.38389 | -219.2538 | -176.8018 | -204.1163 | -213.6088
10 | 20 | 20 | 779.743 | 789.5764 | 797.824 | 925.9938 | 378.8299 | 100.3275 | 0 | 0 | 38.5367 | 83.2846 | 84.7545 | 90.3232 | 0 | 0 | 0 | 0 | 588.5809 | 698.4771 | 892.4689 | 1017.7352 | 283.1967 | 303.0055 | 303.0055 | 303.0055 | 0.13095 | 6.0395 | 5.4016 | 29.3636 | 0 | 0 | 0 | 0 | -509.5321 | -401.5577 | -487.8064 | -514.4337 | 0.39034 | 0.40015 | 0.39617 | 0.38289 | -198.893 | -160.685 | -193.256 | -196.9705
10 | 20 | 21 | 757.2237 | 768.1533 | 777.8815 | 904.6173 | 378.8299 | 100.3275 | 0 | 0 | 37.8707 | 79.3381 | 85.2314 | 91.5475 | 0 | 0 | 0 | 0 | 582.4503 | 690.2448 | 883.6163 | 996.354 | 283.1967 | 303.0055 | 303.0055 | 303.0055 | 0.64822 | 7.0857 | 4.5578 | 31.3459 | 0 | 0 | 0 | 0 | -525.7722 | -411.8482 | -498.5295 | -517.6356 | 0.38547 | 0.3963 | 0.39241 | 0.3776 | -202.6675 | -163.2166 | -195.6291 | -195.4573
10 | 20 | 22 | 715.0398 | 726.7815 | 737.7296 | 859.7165 | 378.8299 | 100.3275 | 0 | 0 | 43.7359 | 76.2507 | 83.9535 | 86.888 | 0 | 0 | 0 | 0 | 508.0842 | 614.2297 | 806.8218 | 927.2724 | 283.1967 | 303.0055 | 303.0055 | 303.0055 | 0.75288 | 9.0423 | 6.9867 | 39.9204 | 0 | 0 | 0 | 0 | -499.5598 | -376.0743 | -463.0378 | -497.3698 | 0.37586 | 0.38944 | 0.38588 | 0.36712 | -187.7647 | -146.458 | -178.6751 | -182.5935
10 | 20 | 23 | 658.7584 | 670.0932 | 680.8076 | 793.9959 | 378.8299 | 100.3275 | 0 | 0 | 38.1179 | 71.906 | 74.6561 | 77.3203 | 0 | 0 | 0 | 0 | 458.9317 | 558.1351 | 754.0745 | 859.8864 | 0 | 0 | 0 | 0 | 0.8627 | 0.1299 | 17.9199 | 1.7906 | 0 | 0 | 0 | 0 | -217.9839 | -60.4054 | -165.8429 | -145.0015 | 0.36524 | 0.38446 | 0.37959 | 0.36444 | -79.6172 | -23.2232 | -62.9516 | -52.8444
10 | 20 | 24 | 595.5379 | 603.9019 | 611.3853 | 711.0167 | 378.8299 | 100.3275 | 0 | 0 | 28.113 | 68.4408 | 68.4479 | 62.1882 | 0 | 0 | 0 | 0 | 437.8181 | 530.0898 | 729.4718 | 808.0465 | 0 | 0 | 0 | 0 | -0.38091 | 2.8406 | 10.714 | -6.6877 | 0 | 0 | 0 | 0 | -248.8421 | -97.7968 | -197.2485 | -152.5303 | 0.36532 | 0.37062 | 0.37486 | 0.36426 | -90.9061 | -36.2453 | -73.9413 | -55.5608
10 | 21 | 1 | 549.5318 | 554.1712 | 557.5267 | 645.2043 | 378.8299 | 100.3275 | 0 | 0 | 27.5282 | 67.2667 | 67.8955 | 68.6681 | 0 | 0 | 0 | 0 | 458.6403 | 539.3543 | 733.0307 | 811.9276 | 0 | 0 | 0 | 0 | -0.39135 | 4.7599 | 13.79 | -0.47776 | 0 | 0 | 0 | 0 | -315.0753 | -157.5373 | -257.1895 | -234.9136 | 0.37115 | 0.38254 | 0.37827 | 0.36417 | -116.939 | -60.2646 | -97.2881 | -85.549
10 | 21 | 2 | 516.9398 | 518.4084 | 518.2295 | 596.713 | 378.8299 | 100.3275 | 0 | 0 | 22.5423 | 68.0484 | 67.2136 | 62.0061 | 0 | 0 | 0 | 0 | 441.4674 | 512.936 | 705.1634 | 794.1981 | 0 | 0 | 0 | 0 | -0.2795 | 2.5097 | 2.9362 | -4.929 | 0 | 0 | 0 | 0 | -325.6203 | -165.4132 | -257.0836 | -254.5623 | 0.37051 | 0.38125 | 0.37759 | 0.36407 | -120.6458 | -63.063 | -97.073 | -92.6779
10 | 21 | 3 | 500.9073 | 499.6638 | 496.4599 | 568.948 | 378.8299 | 100.3275 | 0 | 0 | 21.424 | 71.5448 | 66.9481 | 47.9212 | 0 | 0 | 0 | 0 | 429.4856 | 505.6753 | 695.1643 | 772.0505 | 0 | 0 | 0 | 0 | -0.22147 | 8.7731 | 6.7691 | -9.699 | 0 | 0 | 0 | 0 | -328.6108 | -186.6568 | -272.4215 | -241.3247 | 0.36947 | 0.37677 | 0.37471 | 0.36399 | -121.4108 | -70.3273 | -102.0801 | -87.8389
10 | 21 | 4 | 489.9597 | 485.856 | 479.342 | 546.1106 | 378.8299 | 100.3275 | 0 | 0 | 30.4989 | 68.1445 | 67.9779 | 46.6887 | 0 | 0 | 0 | 0 | 445.7106 | 535.1219 | 731.9454 | 808.4143 | 0 | 0 | 0 | 0 | -0.20784 | 0.4125 | 3.0404 | -10.3462 | 0 | 0 | 0 | 0 | -364.8718 | -218.1504 | -323.6217 | -298.6462 | 0.36665 | 0.38012 | 0.37574 | 0.364 | -133.7788 | -82.9242 | -121.5982 | -108.708
10 | 21 | 5 | 488.8506 | 481.4812 | 471.078 | 532.8077 | 378.8299 | 100.3275 | 0 | 0 | 37.4395 | 68.302 | 68.5416 | 67.1646 | 0 | 0 | 0 | 0 | 451.7106 | 549.2195 | 750.7923 | 839.8407 | 0 | 0 | 0 | 0 | 0.8064 | 2.7993 | 0.81142 | -3.7083 | 0 | 0 | 0 | 0 | -379.9357 | -239.167 | -349.0673 | -370.4892 | 0.36507 | 0.38413 | 0.37673 | 0.36411 | -138.7032 | -91.872 | -131.5046 | -134.899
10 | 21 | 6 | 500.673 | 489.9871 | 475.5439 | 533.9505 | 378.8299 | 100.3275 | 0 | 0 | 40.7202 | 75.1409 | 75.803 | 78.6534 | 0 | 0 | 0 | 0 | 438.8902 | 538.193 | 742.4718 | 842.174 | 0 | 0 | 0 | 0 | 0.70362 | 8.5328 | 6.4823 | -2.1246 | 0 | 0 | 0 | 0 | -358.471 | -232.207 | -349.2132 | -384.7523 | 0.37565 | 0.38754 | 0.38116 | 0.36427 | -134.6589 | -89.9892 | -133.1074 | -140.152
10 | 21 | 7 | 522.6243 | 510.146 | 493.5024 | 552.5282 | 378.8299 | 100.3275 | 0 | 0 | 38.9548 | 67.2036 | 69.053 | 56.9775 | 0 | 0 | 0 | 0 | 463.2816 | 620.2068 | 830.4945 | 938.6949 | 0 | 0 | 0 | 0 | 0.056027 | -0.34918 | -5.8208 | -2.5414 | 0 | 0 | 0 | 0 | -358.498 | -277.2426 | -400.2244 | -440.6027 | 0.37409 | 0.38456 | 0.38293 | 0.3729 | -134.109 | -106.6156 | -153.2582 | -164.3026
10 | 21 | 8 | 548.7236 | 535.7467 | 518.3852 | 580.4444 | 378.8299 | 100.3275 | 0 | 0 | 29.833 | 48.0603 | 48.1742 | 52.491 | 0 | 0 | 0 | 0 | 531.4134 | 871.5066 | 1141.6109 | 1257.682 | 0 | 0 | 0 | 0 | -0.22147 | -2.7289 | -2.4571 | 1.1412 | 0 | 0 | 0 | 0 | -391.1312 | -481.4188 | -668.9428 | -730.8698 | 0.36583 | 0.38953 | 0.37971 | 0.39001 | -143.0883 | -187.5276 | -254.0051 | -285.0457
10 | 21 | 9 | 588.9543 | 576.9511 | 560.574 | 629.9512 | 378.8299 | 100.3275 | 0 | 0 | 23.342 | 47.3204 | 47.3125 | 52.4815 | 0 | 0 | 0 | 0 | 550.5961 | 1006.9156 | 1300.6344 | 1444.4188 | 0 | 0 | 0 | 0 | -0.22147 | -4.4703 | -10.651 | -8.7033 | 0 | 0 | 0 | 0 | -363.5924 | -573.1422 | -776.7219 | -858.2458 | 0.37083 | 0.014884 | 0.38398 | 0.014047 | -134.8307 | -8.5305 | -298.2435 | -12.056
10 | 21 | 10 | 630.9811 | 619.8528 | 604.4532 | 681.5999 | 378.8299 | 100.3275 | 0 | 0 | 20.5941 | 37.8638 | 37.8638 | 45.8793 | 0 | 0 | 0 | 0 | 580.2764 | 1114.9887 | 1415.3862 | 1583.0171 | 0 | 0 | 0 | 0 | -0.00049229 | -10.7507 | -22.8503 | -48.0894 | 0 | 0 | 0 | 0 | -348.7189 | -622.5764 | -825.9465 | -899.2071 | 0.38038 | 0.014884 | 0.38398 | 0.014884 | -132.6454 | -9.2662 | -317.1447 | -13.3835
10 | 21 | 11 | 656.8325 | 646.6575 | 632.3353 | 714.8286 | 378.8299 | 100.3275 | 0 | 0 | 21.3171 | 37.8638 | 37.8638 | 37.8638 | 0 | 0 | 0 | 0 | 620.0979 | 1185.7069 | 1484.4829 | 1657.6803 | 0 | 0 | 0 | 0 | -1.0122 | -10.4528 | -22.4923 | -48 | 0 | 0 | 0 | 0 | -362.4002 | -666.7879 | -867.5191 | -932.7156 | 0.3836 | 0.014884 | 0.38398 | 0.014884 | -139.017 | -9.9242 | -333.1076 | -13.8822
10 | 21 | 12 | 668.4103 | 659.2134 | 645.9894 | 731.5805 | 378.8299 | 100.3275 | 0 | 0 | 20.91 | 37.8638 | 37.8638 | 37.8638 | 0 | 0 | 0 | 0 | 637.9922 | 1214.6995 | 1510.2553 | 1683.938 | 0 | 0 | 0 | 0 | -0.91306 | -11.1815 | -22.473 | -50.2599 | 0 | 0 | 0 | 0 | -368.4088 | -682.4959 | -879.6567 | -939.9615 | 0.38344 | 0.014884 | 0.38398 | 0.014884 | -141.262 | -10.158 | -337.7682 | -13.9901
10 | 21 | 13 | 677.5874 | 669.9951 | 658.5264 | 747.5197 | 378.8299 | 100.3275 | 0 | 0 | 20.9784 | 37.8638 | 39.6177 | 37.8638 | 0 | 0 | 0 | 0 | 652.8929 | 1219.0123 | 1512.4851 | 1691.4889 | 0 | 0 | 0 | 0 | -0.23172 | -13.3457 | -22.3887 | -47.6529 | 0 | 0 | 0 | 0 | -374.8821 | -673.8628 | -871.1877 | -934.1801 | 0.38056 | 0.014884 | 0.38398 | 0.014884 | -142.6644 | -10.0295 | -334.5163 | -13.904
10 | 21 | 14 | 683.1879 | 676.8936 | 666.8778 | 758.4261 | 378.8299 | 100.3275 | 0 | 0 | 22.3221 | 37.8638 | 37.8638 | 37.8638 | 0 | 0 | 0 | 0 | 645.4398 | 1201.9818 | 1490.0513 | 1672.0627 | 0 | 0 | 0 | 0 | -0.39135 | -5.3643 | -13.0427 | -33.9046 | 0 | 0 | 0 | 0 | -363.0125 | -657.9152 | -847.9946 | -917.5958 | 0.37634 | 0.014773 | 0.38398 | 0.013952 | -136.617 | -9.7193 | -325.6106 | -12.802
10 | 21 | 15 | 683.1178 | 677.8715 | 669.0289 | 761.9144 | 378.8299 | 100.3275 | 0 | 0 | 23.233 | 47.1302 | 43.0104 | 37.9303 | 0 | 0 | 0 | 0 | 600.1959 | 1111.7851 | 1391.9203 | 1559.7924 | 0 | 0 | 0 | 0 | -0.39135 | -7.1243 | -1.3753 | 5.8443 | 0 | 0 | 0 | 0 | -318.7496 | -574.2469 | -764.5265 | -841.6526 | 0.3716 | 0.014335 | 0.38347 | 0.014454 | -118.4485 | -8.2316 | -293.171 | -12.1651
10 | 21 | 16 | 691.5309 | 689.5398 | 684.3884 | 782.9263 | 378.8299 | 100.3275 | 0 | 0 | 27.8013 | 50.2279 | 47.4882 | 58.0565 | 0 | 0 | 0 | 0 | 533.8015 | 932.385 | 1205.8663 | 1354.666 | 0 | 0 | 0 | 0 | -0.39087 | -0.74809 | -1.1535 | 15.3171 | 0 | 0 | 0 | 0 | -248.511 | -392.6524 | -567.8126 | -645.1133 | 0.36606 | 0.39562 | 0.37317 | 0.38507 | -90.9702 | -155.3428 | -211.8926 | -248.4157
10 | 21 | 17 | 710.5338 | 711.8934 | 710.5403 | 816.5302 | 378.8299 | 100.3275 | 0 | 0 | 32.1759 | 64.5914 | 54.5082 | 69.1862 | 0 | 0 | 0 | 0 | 406.8319 | 535.722 | 730.1529 | 867.1325 | 283.1967 | 303.0055 | 303.0055 | 303.0055 | -0.39087 | -3.8986 | -0.063704 | 0 | 0 | 0 | 0 | 0 | -390.1098 | -287.8543 | -377.0626 | -422.7939 | 0.3796 | 0.40231 | 0.39727 | 0.39167 | -148.0872 | -115.8079 | -149.7955 | -165.595
10 | 21 | 18 | 745.0784 | 749.3239 | 751.058 | 865.817 | 378.8299 | 100.3275 | 0 | 0 | 40.4323 | 76.3071 | 74.2233 | 81.7332 | 0 | 0 | 0 | 0 | 310.0259 | 344.35 | 532.9222 | 651.2738 | 283.1967 | 303.0055 | 303.0055 | 303.0055 | -0.089256 | -0.65891 | 2.4293 | 25.5661 | 0 | 0 | 0 | 0 | -267.3171 | -74.0072 | -161.5222 | -195.7616 | 0.38763 | 0.39764 | 0.3935 | 0.37855 | -103.6201 | -29.4281 | -63.5592 | -74.1063
10 | 21 | 19 | 783.6952 | 792.1341 | 798.7064 | 925.3768 | 378.8299 | 100.3275 | 0 | 0 | 40.8735 | 82.5247 | 84.0862 | 84.7933 | 0 | 0 | 0 | 0 | 311.5646 | 337.8552 | 524.622 | 640.8252 | 283.1967 | 303.0055 | 303.0055 | 303.0055 | 0.53225 | -0.10432 | 4.9024 | 43.2762 | 0 | 0 | 0 | 0 | -231.3018 | -31.4744 | -117.9097 | -146.5233 | 0.39128 | 0.40086 | 0.39698 | 0.38389 | -90.5042 | -12.6169 | -46.8082 | -56.2491
10 | 21 | 20 | 800.2253 | 810.6573 | 819.6153 | 951.9062 | 378.8299 | 100.3275 | 0 | 0 | 38.5367 | 83.2846 | 84.7545 | 90.3232 | 0 | 0 | 0 | 0 | 316.3272 | 333.3577 | 528.217 | 646.3263 | 283.1967 | 303.0055 | 303.0055 | 303.0055 | 0.13095 | 6.0395 | 5.4016 | 29.3636 | 0 | 0 | 0 | 0 | -216.7962 | -15.3574 | -101.7632 | -117.1123 | 0.39034 | 0.40015 | 0.39617 | 0.38289 | -84.6252 | -6.1453 | -40.3159 | -44.8409
10 | 21 | 21 | 774.228 | 785.6444 | 795.9498 | 926.0924 | 378.8299 | 100.3275 | 0 | 0 | 37.8707 | 79.3381 | 85.2314 | 91.5475 | 0 | 0 | 0 | 0 | 309.8261 | 323.9554 | 522.6579 | 649.4221 | 283.1967 | 303.0055 | 303.0055 | 303.0055 | 0.64822 | 7.0857 | 4.5578 | 31.3459 | 0 | 0 | 0 | 0 | -236.1437 | -28.0677 | -119.5028 | -149.2286 | 0.38547 | 0.3963 | 0.39241 | 0.3776 | -91.0255 | -11.1233 | -46.8943 | -56.3481
10 | 21 | 22 | 720.7521 | 732.6532 | 743.7899 | 866.9151 | 378.8299 | 100.3275 | 0 | 0 | 43.7359 | 76.2507 | 83.9535 | 86.888 | 0 | 0 | 0 | 0 | 281.1199 | 293.6755 | 483.6535 | 615.1534 | 283.1967 | 303.0055 | 303.0055 | 303.0055 | 0.75288 | 9.0423 | 6.9867 | 39.9204 | 0 | 0 | 0 | 0 | -266.8831 | -49.6484 | -133.8092 | -178.0521 | 0.37586 | 0.38944 | 0.38588 | 0.36712 | -100.3107 | -19.335 | -51.6337 | -65.3662
10 | 21 | 23 | 650.1501 | 661.24 | 671.6641 | 783.1299 | 378.8299 | 100.3275 | 0 | 0 | 38.1179 | 71.906 | 74.6561 | 77.3203 | 0 | 0 | 0 | 0 | 252.1765 | 258.9627 | 442.6635 | 570.4702 | 0 | 0 | 0 | 0 | 0.8627 | 0.1299 | 17.9199 | 1.7906 | 0 | 0 | 0 | 0 | -19.8369 | 229.9139 | 136.4246 | 133.5487 | 0.36524 | 0.38446 | 0.37959 | 0.36444 | -7.2453 | 88.3919 | 51.7848 | 48.6705
10 | 21 | 24 | 581.7851 | 589.7649 | 596.7935 | 693.6834 | 378.8299 | 100.3275 | 0 | 0 | 28.113 | 68.4408 | 68.4479 | 62.1882 | 0 | 0 | 0 | 0 | 270.4722 | 272.776 | 450.1862 | 579.9071 | 0 | 0 | 0 | 0 | -0.38091 | 2.8406 | 10.714 | -6.6877 | 0 | 0 | 0 | 0 | -95.249 | 145.38 | 67.4454 | 58.2758 | 0.36532 | 0.37062 | 0.37486 | 0.36426 | -34.796 | 53.8805 | 25.2828 | 21.2276
10 | 22 | 1 | 539.276 | 543.6269 | 546.6408 | 632.2711 | 378.8299 | 100.3275 | 0 | 0 | 27.5282 | 67.2667 | 67.8955 | 68.6681 | 0 | 0 | 0 | 0 | 318.7606 | 315.9856 | 479.6406 | 615.1836 | 0 | 0 | 0 | 0 | -0.39135 | 4.7599 | 13.79 | -0.47776 | 0 | 0 | 0 | 0 | -185.4513 | 55.2872 | -14.6853 | -51.1029 | 0.37115 | 0.38254 | 0.37827 | 0.36417 | -68.8296 | 21.1497 | -5.5551 | -18.6103
10 | 22 | 2 | 511.0418 | 512.3488 | 511.9787 | 589.2908 | 378.8299 | 100.3275 | 0 | 0 | 22.5423 | 68.0484 | 67.2136 | 62.0061 | 0 | 0 | 0 | 0 | 372.9763 | 366.2138 | 530.2463 | 677.4681 | 0 | 0 | 0 | 0 | -0.2795 | 2.5097 | 2.9362 | -4.929 | 0 | 0 | 0 | 0 | -263.0272 | -24.7506 | -88.4174 | -145.2544 | 0.37051 | 0.38125 | 0.37759 | 0.36407 | -97.4544 | -9.4361 | -33.3858 | -52.8825
10 | 22 | 3 | 496.69 | 495.3334 | 491.9959 | 563.65 | 378.8299 | 100.3275 | 0 | 0 | 21.424 | 71.5448 | 66.9481 | 47.9212 | 0 | 0 | 0 | 0 | 403.9365 | 393.9127 | 554.5124 | 711.7084 | 0 | 0 | 0 | 0 | -0.22147 | 8.7731 | 6.7691 | -9.699 | 0 | 0 | 0 | 0 | -307.2789 | -79.2246 | -136.2337 | -186.2807 | 0.36947 | 0.37677 | 0.37471 | 0.36399 | -113.5294 | -29.8497 | -51.0487 | -67.8037
10 | 22 | 4 | 492.7795 | 488.7722 | 482.3735 | 549.7298 | 378.8299 | 100.3275 | 0 | 0 | 30.4989 | 68.1445 | 67.9779 | 46.6887 | 0 | 0 | 0 | 0 | 401.695 | 391.494 | 549.1279 | 722.1439 | 0 | 0 | 0 | 0 | -0.20784 | 0.4125 | 3.0404 | -10.3462 | 0 | 0 | 0 | 0 | -318.0365 | -71.6063 | -137.7727 | -208.7566 | 0.36665 | 0.38012 | 0.37574 | 0.364 | -116.6068 | -27.2193 | -51.767 | -75.9879
10 | 22 | 5 | 505.2704 | 498.4094 | 488.6112 | 553.6861 | 378.8299 | 100.3275 | 0 | 0 | 37.4395 | 68.302 | 68.5416 | 67.1646 | 0 | 0 | 0 | 0 | 390.5308 | 381.3896 | 539.0034 | 724.8024 | 0 | 0 | 0 | 0 | 0.8064 | 2.7993 | 0.81142 | -3.7083 | 0 | 0 | 0 | 0 | -302.3362 | -54.4089 | -119.7451 | -234.5725 | 0.36507 | 0.38413 | 0.37673 | 0.36411 | -110.3739 | -20.9003 | -45.1118 | -85.4103
10 | 22 | 6 | 550.7174 | 541.5261 | 528.8583 | 597.3806 | 378.8299 | 100.3275 | 0 | 0 | 40.7202 | 75.1409 | 75.803 | 78.6534 | 0 | 0 | 0 | 0 | 387.5421 | 380.3596 | 530.2871 | 721.7097 | 0 | 0 | 0 | 0 | 0.70362 | 8.5328 | 6.4823 | -2.1246 | 0 | 0 | 0 | 0 | -257.0784 | -22.8347 | -83.7141 | -200.858 | 0.37565 | 0.38754 | 0.38116 | 0.36427 | -96.571 | -8.8493 | -31.9088 | -73.1656
10 | 22 | 7 | 636.7745 | 627.6051 | 614.8866 | 696.8411 | 378.8299 | 100.3275 | 0 | 0 | 38.9548 | 67.2036 | 69.053 | 56.9775 | 0 | 0 | 0 | 0 | 407.3939 | 483.1153 | 629.2354 | 813.1235 | 0 | 0 | 0 | 0 | 0.056027 | -0.34918 | -5.8208 | -2.5414 | 0 | 0 | 0 | 0 | -188.4601 | -22.6921 | -77.5811 | -170.7184 | 0.37409 | 0.38456 | 0.38293 | 0.3729 | -70.5002 | -8.7264 | -29.7082 | -63.6616
10 | 22 | 8 | 702.7899 | 694.2299 | 682.1049 | 775.0395 | 378.8299 | 100.3275 | 0 | 0 | 29.833 | 48.0603 | 48.1742 | 52.491 | 0 | 0 | 0 | 0 | 465.0243 | 749.6513 | 933.476 | 1108.331 | 0 | 0 | 0 | 0 | -0.22147 | -2.7289 | -2.4571 | 1.1412 | 0 | 0 | 0 | 0 | -170.6758 | -201.0803 | -297.0883 | -386.9238 | 0.36583 | 0.38953 | 0.37971 | 0.39001 | -62.4387 | -78.327 | -112.8078 | -150.9037
10 | 22 | 9 | 722.3696 | 714.2075 | 702.3852 | 798.5227 | 378.8299 | 100.3275 | 0 | 0 | 23.342 | 47.3204 | 47.3125 | 52.4815 | 0 | 0 | 0 | 0 | 527.2466 | 935.534 | 1135.8934 | 1317.1424 | 0 | 0 | 0 | 0 | -0.22147 | -4.4703 | -10.651 | -8.7033 | 0 | 0 | 0 | 0 | -206.8275 | -364.5042 | -470.1697 | -562.3979 | 0.37083 | 0.014884 | 0.38398 | 0.014047 | -76.6977 | -5.4252 | -180.5345 | -7.9001
10 | 22 | 10 | 758.4085 | 750.9485 | 739.8988 | 842.6041 | 378.8299 | 100.3275 | 0 | 0 | 20.5941 | 37.8638 | 37.8638 | 45.8793 | 0 | 0 | 0 | 0 | 573.2645 | 1051.2374 | 1242.2977 | 1430.6496 | 0 | 0 | 0 | 0 | -0.00049229 | -10.7507 | -22.8503 | -48.0894 | 0 | 0 | 0 | 0 | -214.2796 | -427.7295 | -517.4124 | -585.8354 | 0.38038 | 0.014884 | 0.38398 | 0.014884 | -81.5075 | -6.3662 | -198.6746 | -8.7194
10 | 22 | 11 | 786.5948 | 780.1544 | 770.2607 | 878.7798 | 378.8299 | 100.3275 | 0 | 0 | 21.3171 | 37.8638 | 37.8638 | 37.8638 | 0 | 0 | 0 | 0 | 600.0864 | 1114.2477 | 1299.9985 | 1490.1862 | 0 | 0 | 0 | 0 | -1.0122 | -10.4528 | -22.4923 | -48 | 0 | 0 | 0 | 0 | -212.6264 | -461.8318 | -545.1093 | -601.2702 | 0.3836 | 0.014884 | 0.38398 | 0.014884 | -81.5637 | -6.8737 | -209.3096 | -8.9491
10 | 22 | 12 | 801.0914 | 795.7038 | 786.9962 | 899.1849 | 378.8299 | 100.3275 | 0 | 0 | 20.91 | 37.8638 | 37.8638 | 37.8638 | 0 | 0 | 0 | 0 | 629.6038 | 1158.2362 | 1336.2608 | 1524.6361 | 0 | 0 | 0 | 0 | -0.91306 | -11.1815 | -22.473 | -50.2599 | 0 | 0 | 0 | 0 | -227.3392 | -489.5422 | -564.6554 | -613.0551 | 0.38344 | 0.014884 | 0.38398 | 0.014884 | -87.1705 | -7.2862 | -216.8148 | -9.1245
10 | 22 | 13 | 806.6789 | 802.8137 | 795.7651 | 910.6665 | 378.8299 | 100.3275 | 0 | 0 | 20.9784 | 37.8638 | 39.6177 | 37.8638 | 0 | 0 | 0 | 0 | 625.8928 | 1151.048 | 1321.1911 | 1507.2669 | 0 | 0 | 0 | 0 | -0.23172 | -13.3457 | -22.3887 | -47.6529 | 0 | 0 | 0 | 0 | -218.7905 | -473.08 | -542.655 | -586.8112 | 0.38056 | 0.014884 | 0.38398 | 0.014884 | -83.2625 | -7.0412 | -208.3672 | -8.7339
10 | 22 | 14 | 819.5082 | 817.1323 | 811.7627 | 930.6449 | 378.8299 | 100.3275 | 0 | 0 | 22.3221 | 37.8638 | 37.8638 | 37.8638 | 0 | 0 | 0 | 0 | 592.6462 | 1109.1566 | 1272.728 | 1456.9994 | 0 | 0 | 0 | 0 | -0.39135 | -5.3643 | -13.0427 | -33.9046 | 0 | 0 | 0 | 0 | -173.8986 | -424.8513 | -485.7865 | -530.3137 | 0.37634 | 0.014773 | 0.38398 | 0.013952 | -65.4454 | -6.2763 | -186.531 | -7.3988
10 | 22 | 15 | 822.2694 | 821.0218 | 816.9204 | 937.706 | 378.8299 | 100.3275 | 0 | 0 | 23.233 | 47.1302 | 43.0104 | 37.9303 | 0 | 0 | 0 | 0 | 565.3118 | 1037.9351 | 1189.8756 | 1369.8871 | 0 | 0 | 0 | 0 | -0.39135 | -7.1243 | -1.3753 | 5.8443 | 0 | 0 | 0 | 0 | -144.7139 | -357.2466 | -414.5903 | -475.9558 | 0.3716 | 0.014335 | 0.38347 | 0.014454 | -53.7762 | -5.121 | -158.9819 | -6.8794
10 | 22 | 16 | 821.4389 | 823.176 | 822.4447 | 947.022 | 378.8299 | 100.3275 | 0 | 0 | 27.8013 | 50.2279 | 47.4882 | 58.0565 | 0 | 0 | 0 | 0 | 498.5232 | 868.3901 | 1004.8683 | 1176.7055 | 0 | 0 | 0 | 0 | -0.39087 | -0.74809 | -1.1535 | 15.3171 | 0 | 0 | 0 | 0 | -83.3246 | -195.0214 | -228.7584 | -303.057 | 0.36606 | 0.39562 | 0.37317 | 0.38507 | -30.5019 | -77.1552 | -85.3666 | -116.6991
10 | 22 | 17 | 818.0496 | 822.4964 | 824.8036 | 952.3471 | 378.8299 | 100.3275 | 0 | 0 | 32.1759 | 64.5914 | 54.5082 | 69.1862 | 0 | 0 | 0 | 0 | 362.879 | 479.9013 | 565.5501 | 725.2613 | 283.1967 | 303.0055 | 303.0055 | 303.0055 | -0.39087 | -3.8986 | -0.063704 | 0 | 0 | 0 | 0 | 0 | -238.6412 | -121.4307 | -98.1964 | -145.1059 | 0.3796 | 0.40231 | 0.39727 | 0.39167 | -90.5891 | -48.8533 | -39.0104 | -56.8334
10 | 22 | 18 | 820.9111 | 827.3464 | 831.6777 | 961.6567 | 378.8299 | 100.3275 | 0 | 0 | 40.4323 | 76.3071 | 74.2233 | 81.7332 | 0 | 0 | 0 | 0 | 304.9799 | 322.5945 | 395.024 | 554.7519 | 283.1967 | 303.0055 | 303.0055 | 303.0055 | -0.089256 | -0.65891 | 2.4293 | 25.5661 | 0 | 0 | 0 | 0 | -186.4385 | 25.7708 | 56.9956 | -3.3999 | 0.38763 | 0.39764 | 0.3935 | 0.37855 | -72.2691 | 10.2475 | 22.4279 | -1.287
10 | 22 | 19 | 842.4143 | 852.5546 | 861.1452 | 999.6093 | 378.8299 | 100.3275 | 0 | 0 | 40.8735 | 82.5247 | 84.0862 | 84.7933 | 0 | 0 | 0 | 0 | 298.6982 | 310.6576 | 374.5878 | 537.8469 | 283.1967 | 303.0055 | 303.0055 | 303.0055 | 0.53225 | -0.10432 | 4.9024 | 43.2762 | 0 | 0 | 0 | 0 | -159.7163 | 56.1437 | 94.5634 | 30.6875 | 0.39128 | 0.40086 | 0.39698 | 0.38389 | -62.4941 | 22.5059 | 37.5401 | 11.7807
10 | 22 | 20 | 859.4547 | 871.5902 | 882.5681 | 1026.7368 | 378.8299 | 100.3275 | 0 | 0 | 38.5367 | 83.2846 | 84.7545 | 90.3232 | 0 | 0 | 0 | 0 | 263.3555 | 269.6159 | 331.1951 | 494.2173 | 283.1967 | 303.0055 | 303.0055 | 303.0055 | 0.13095 | 6.0395 | 5.4016 | 29.3636 | 0 | 0 | 0 | 0 | -104.5951 | 109.3173 | 158.2115 | 109.8272 | 0.39034 | 0.40015 | 0.39617 | 0.38289 | -40.8281 | 43.7438 | 62.6792 | 42.0515
10 | 22 | 21 | 826.2912 | 839.2097 | 851.2964 | 991.8864 | 378.8299 | 100.3275 | 0 | 0 | 37.8707 | 79.3381 | 85.2314 | 91.5475 | 0 | 0 | 0 | 0 | 234.8928 | 237.2724 | 300.4741 | 459.0662 | 283.1967 | 303.0055 | 303.0055 | 303.0055 | 0.64822 | 7.0857 | 4.5578 | 31.3459 | 0 | 0 | 0 | 0 | -109.1473 | 112.1805 | 158.0276 | 106.9213 | 0.38547 | 0.3963 | 0.39241 | 0.3776 | -42.0726 | 44.4575 | 62.012 | 40.3731
10 | 22 | 22 | 759.9858 | 773.0211 | 785.5032 | 916.5048 | 378.8299 | 100.3275 | 0 | 0 | 43.7359 | 76.2507 | 83.9535 | 86.888 | 0 | 0 | 0 | 0 | 223.1686 | 223.5963 | 290.5257 | 446.1552 | 283.1967 | 303.0055 | 303.0055 | 303.0055 | 0.75288 | 9.0423 | 6.9867 | 39.9204 | 0 | 0 | 0 | 0 | -169.6982 | 60.7988 | 101.0319 | 40.5357 | 0.37586 | 0.38944 | 0.38588 | 0.36712 | -63.7828 | 23.6774 | 38.9858 | 14.8814
10 | 22 | 23 | 679.3535 | 691.2902 | 702.7188 | 820.051 | 378.8299 | 100.3275 | 0 | 0 | 38.1179 | 71.906 | 74.6561 | 77.3203 | 0 | 0 | 0 | 0 | 221.1327 | 219.2802 | 286.5713 | 443.6225 | 0 | 0 | 0 | 0 | 0.8627 | 0.1299 | 17.9199 | 1.7906 | 0 | 0 | 0 | 0 | 40.4103 | 299.6466 | 323.5716 | 297.3176 | 0.36524 | 0.38446 | 0.37959 | 0.36444 | 14.7596 | 115.2011 | 122.8231 | 108.3545
10 | 22 | 24 | 602.7756 | 611.3625 | 619.1111 | 720.2154 | 378.8299 | 100.3275 | 0 | 0 | 28.113 | 68.4408 | 68.4479 | 62.1882 | 0 | 0 | 0 | 0 | 213.2469 | 210.1872 | 273.3172 | 430.2596 | 0 | 0 | 0 | 0 | -0.38091 | 2.8406 | 10.714 | -6.6877 | 0 | 0 | 0 | 0 | -17.0333 | 229.5664 | 266.632 | 234.4552 | 0.36532 | 0.37062 | 0.37486 | 0.36426 | -6.2225 | 85.0815 | 99.9507 | 85.4028
10 | 23 | 1 | 552.3333 | 557.0726 | 560.5477 | 648.8151 | 378.8299 | 100.3275 | 0 | 0 | 27.5282 | 67.2667 | 67.8955 | 68.6681 | 0 | 0 | 0 | 0 | 199.559 | 197.1099 | 246.7142 | 402.7373 | 0 | 0 | 0 | 0 | -0.39135 | 4.7599 | 13.79 | -0.47776 | 0 | 0 | 0 | 0 | -53.1925 | 187.6085 | 232.148 | 177.8875 | 0.37115 | 0.38254 | 0.37827 | 0.36417 | -19.7422 | 71.7681 | 87.8156 | 64.7817
10 | 23 | 2 | 525.2505 | 526.9721 | 527.0941 | 607.2643 | 378.8299 | 100.3275 | 0 | 0 | 22.5423 | 68.0484 | 67.2136 | 62.0061 | 0 | 0 | 0 | 0 | 190.8084 | 189.341 | 232.5411 | 388.4307 | 0 | 0 | 0 | 0 | -0.2795 | 2.5097 | 2.9362 | -4.929 | 0 | 0 | 0 | 0 | -66.6506 | 166.7455 | 224.4032 | 161.7565 | 0.37051 | 0.38125 | 0.37759 | 0.36407 | -24.6948 | 63.5709 | 84.7331 | 58.8903
10 | 23 | 3 | 508.4543 | 507.4466 | 504.5233 | 578.5518 | 378.8299 | 100.3275 | 0 | 0 | 21.424 | 71.5448 | 66.9481 | 47.9212 | 0 | 0 | 0 | 0 | 199.1075 | 199.1648 | 240.0608 | 396.5527 | 0 | 0 | 0 | 0 | -0.22147 | 8.7731 | 6.7691 | -9.699 | 0 | 0 | 0 | 0 | -90.6856 | 127.6365 | 190.7453 | 143.7769 | 0.36947 | 0.37677 | 0.37471 | 0.36399 | -33.5053 | 48.0901 | 71.4749 | 52.3329
10 | 23 | 4 | 502.5011 | 498.7793 | 492.7195 | 562.0338 | 378.8299 | 100.3275 | 0 | 0 | 30.4989 | 68.1445 | 67.9779 | 46.6887 | 0 | 0 | 0 | 0 | 222.0197 | 221.8977 | 263.2944 | 419.8634 | 0 | 0 | 0 | 0 | -0.20784 | 0.4125 | 3.0404 | -10.3462 | 0 | 0 | 0 | 0 | -128.6395 | 107.9972 | 158.4068 | 105.828 | 0.36665 | 0.38012 | 0.37574 | 0.364 | -47.1652 | 41.0523 | 59.5201 | 38.5216
10 | 23 | 5 | 512.032 | 505.3686 | 495.8048 | 562.2401 | 378.8299 | 100.3275 | 0 | 0 | 37.4395 | 68.302 | 68.5416 | 67.1646 | 0 | 0 | 0 | 0 | 240.949 | 240.4284 | 282.7849 | 439.1951 | 0 | 0 | 0 | 0 | 0.8064 | 2.7993 | 0.81142 | -3.7083 | 0 | 0 | 0 | 0 | -145.9927 | 93.5115 | 143.6669 | 59.5887 | 0.36507 | 0.38413 | 0.37673 | 0.36411 | -53.2976 | 35.9208 | 54.1238 | 21.6969
10 | 23 | 6 | 553.7439 | 544.6476 | 532.0928 | 601.2335 | 378.8299 | 100.3275 | 0 | 0 | 40.7202 | 75.1409 | 75.803 | 78.6534 | 0 | 0 | 0 | 0 | 234.6841 | 233.9822 | 277.2181 | 433.9735 | 0 | 0 | 0 | 0 | 0.70362 | 8.5328 | 6.4823 | -2.1246 | 0 | 0 | 0 | 0 | -101.194 | 126.6642 | 172.5895 | 90.7311 | 0.37565 | 0.38754 | 0.38116 | 0.36427 | -38.0133 | 49.0873 | 65.7849 | 33.0502
10 | 23 | 7 | 639.1423 | 630.0488 | 617.4208 | 699.8616 | 378.8299 | 100.3275 | 0 | 0 | 38.9548 | 67.2036 | 69.053 | 56.9775 | 0 | 0 | 0 | 0 | 245.9201 | 328.2253 | 383.5939 | 537.4812 | 0 | 0 | 0 | 0 | 0.056027 | -0.34918 | -5.8208 | -2.5414 | 0 | 0 | 0 | 0 | -24.6185 | 134.6416 | 170.5947 | 107.9444 | 0.37409 | 0.38456 | 0.38293 | 0.3729 | -9.2094 | 51.7773 | 65.3259 | 40.2529
10 | 23 | 8 | 709.1874 | 700.8229 | 688.9304 | 783.1646 | 378.8299 | 100.3275 | 0 | 0 | 29.833 | 48.0603 | 48.1742 | 52.491 | 0 | 0 | 0 | 0 | 323.1072 | 607.7663 | 715.31 | 869.4446 | 0 | 0 | 0 | 0 | -0.22147 | -2.7289 | -2.4571 | 1.1412 | 0 | 0 | 0 | 0 | -22.3612 | -52.6023 | -72.0968 | -139.9123 | 0.36583 | 0.38953 | 0.37971 | 0.39001 | -8.1805 | -20.4902 | -27.376 | -54.567
10 | 23 | 9 | 722.474 | 714.3306 | 702.5316 | 798.7129 | 378.8299 | 100.3275 | 0 | 0 | 23.342 | 47.3204 | 47.3125 | 52.4815 | 0 | 0 | 0 | 0 | 375.8846 | 778.2098 | 912.9066 | 1066.4329 | 0 | 0 | 0 | 0 | -0.22147 | -4.4703 | -10.651 | -8.7033 | 0 | 0 | 0 | 0 | -55.3611 | -207.0568 | -247.0365 | -311.4983 | 0.37083 | 0.014884 | 0.38398 | 0.014047 | -20.5295 | -3.0818 | -94.8564 | -4.3757
10 | 23 | 10 | 748.0843 | 740.3619 | 729.0032 | 829.6881 | 378.8299 | 100.3275 | 0 | 0 | 20.5941 | 37.8638 | 37.8638 | 45.8793 | 0 | 0 | 0 | 0 | 433.7588 | 904.8384 | 1049.2584 | 1201.0817 | 0 | 0 | 0 | 0 | -0.00049229 | -10.7507 | -22.8503 | -48.0894 | 0 | 0 | 0 | 0 | -85.098 | -291.917 | -335.2688 | -369.1835 | 0.38038 | 0.014884 | 0.38398 | 0.014884 | -32.3695 | -4.3448 | -128.7356 | -5.4948
10 | 23 | 11 | 773.9025 | 767.1414 | 756.87 | 862.9079 | 378.8299 | 100.3275 | 0 | 0 | 21.3171 | 37.8638 | 37.8638 | 37.8638 | 0 | 0 | 0 | 0 | 488.0798 | 989.314 | 1142.2481 | 1290.5704 | 0 | 0 | 0 | 0 | -1.0122 | -10.4528 | -22.4923 | -48 | 0 | 0 | 0 | 0 | -113.3121 | -349.9111 | -400.7497 | -417.5263 | 0.3836 | 0.014884 | 0.38398 | 0.014884 | -43.4666 | -5.208 | -153.8788 | -6.2143
10 | 23 | 12 | 788.5055 | 782.8175 | 773.7573 | 883.5113 | 378.8299 | 100.3275 | 0 | 0 | 20.91 | 37.8638 | 37.8638 | 37.8638 | 0 | 0 | 0 | 0 | 507.6585 | 1022.0846 | 1178.016 | 1321.997 | 0 | 0 | 0 | 0 | -0.91306 | -11.1815 | -22.473 | -50.2599 | 0 | 0 | 0 | 0 | -117.9798 | -366.2769 | -419.6494 | -426.0897 | 0.38344 | 0.014884 | 0.38398 | 0.014884 | -45.238 | -5.4515 | -161.1358 | -6.3418
10 | 23 | 13 | 796.0581 | 791.9409 | 784.5968 | 897.4458 | 378.8299 | 100.3275 | 0 | 0 | 20.9784 | 37.8638 | 39.6177 | 37.8638 | 0 | 0 | 0 | 0 | 506.2903 | 1018.4809 | 1173.4198 | 1310.8515 | 0 | 0 | 0 | 0 | -0.23172 | -13.3457 | -22.3887 | -47.6529 | 0 | 0 | 0 | 0 | -109.8087 | -351.3856 | -406.0521 | -403.6166 | 0.38056 | 0.014884 | 0.38398 | 0.014884 | -41.7886 | -5.2299 | -155.9148 | -6.0073
10 | 23 | 14 | 804.8541 | 802.1219 | 796.3336 | 912.3715 | 378.8299 | 100.3275 | 0 | 0 | 22.3221 | 37.8638 | 37.8638 | 37.8638 | 0 | 0 | 0 | 0 | 479.1123 | 979.1318 | 1127.1292 | 1254.623 | 0 | 0 | 0 | 0 | -0.39135 | -5.3643 | -13.0427 | -33.9046 | 0 | 0 | 0 | 0 | -75.0188 | -309.837 | -355.6167 | -346.2107 | 0.37634 | 0.014773 | 0.38398 | 0.013952 | -28.2328 | -4.5772 | -136.5487 | -4.8302
10 | 23 | 15 | 808.3157 | 806.7336 | 802.2395 | 920.3235 | 378.8299 | 100.3275 | 0 | 0 | 23.233 | 47.1302 | 43.0104 | 37.9303 | 0 | 0 | 0 | 0 | 447.4418 | 901.5973 | 1034.5883 | 1145.8218 | 0 | 0 | 0 | 0 | -0.39135 | -7.1243 | -1.3753 | 5.8443 | 0 | 0 | 0 | 0 | -40.7977 | -235.197 | -273.9839 | -269.273 | 0.3716 | 0.014335 | 0.38347 | 0.014454 | -15.1606 | -3.3715 | -105.0639 | -3.892
10 | 23 | 16 | 807.8412 | 809.2552 | 808.1447 | 930.0936 | 378.8299 | 100.3275 | 0 | 0 | 27.8013 | 50.2279 | 47.4882 | 58.0565 | 0 | 0 | 0 | 0 | 385.1899 | 731.6618 | 842.145 | 938.0249 | 0 | 0 | 0 | 0 | -0.39087 | -0.74809 | -1.1535 | 15.3171 | 0 | 0 | 0 | 0 | 16.411 | -72.2139 | -80.3351 | -81.3049 | 0.36606 | 0.39562 | 0.37317 | 0.38507 | 6.0074 | -28.5696 | -29.9789 | -31.3083
10 | 23 | 17 | 798.7821 | 802.7416 | 804.4746 | 928.2508 | 378.8299 | 100.3275 | 0 | 0 | 32.1759 | 64.5914 | 54.5082 | 69.1862 | 0 | 0 | 0 | 0 | 263.394 | 372.5524 | 420.6063 | 513.2601 | 283.1967 | 303.0055 | 303.0055 | 303.0055 | -0.39087 | -3.8986 | -0.063704 | 0 | 0 | 0 | 0 | 0 | -158.4236 | -33.8366 | 26.4184 | 42.7991 | 0.3796 | 0.40231 | 0.39727 | 0.39167 | -60.1382 | -13.6129 | 10.4952 | 16.763
10 | 23 | 18 | 801.2493 | 807.1833 | 810.9239 | 937.0528 | 378.8299 | 100.3275 | 0 | 0 | 40.4323 | 76.3071 | 74.2233 | 81.7332 | 0 | 0 | 0 | 0 | 219.2244 | 229.9245 | 248.6664 | 350.5484 | 283.1967 | 303.0055 | 303.0055 | 303.0055 | -0.089256 | -0.65891 | 2.4293 | 25.5661 | 0 | 0 | 0 | 0 | -120.3447 | 98.2777 | 182.5994 | 176.1997 | 0.38763 | 0.39764 | 0.3935 | 0.37855 | -46.6492 | 39.079 | 71.8531 | 66.7011
10 | 23 | 19 | 827.7857 | 837.562 | 845.7242 | 981.3366 | 378.8299 | 100.3275 | 0 | 0 | 40.8735 | 82.5247 | 84.0862 | 84.7933 | 0 | 0 | 0 | 0 | 209.7664 | 214.8385 | 230.7425 | 335.9406 | 283.1967 | 303.0055 | 303.0055 | 303.0055 | 0.53225 | -0.10432 | 4.9024 | 43.2762 | 0 | 0 | 0 | 0 | -85.4131 | 136.9702 | 222.9875 | 214.321 | 0.39128 | 0.40086 | 0.39698 | 0.38389 | -33.4206 | 54.9063 | 88.5224 | 82.2761
10 | 23 | 20 | 850.9701 | 862.9022 | 873.6413 | 1016.1673 | 378.8299 | 100.3275 | 0 | 0 | 38.5367 | 83.2846 | 84.7545 | 90.3232 | 0 | 0 | 0 | 0 | 199.589 | 197.2501 | 215.209 | 316.9841 | 283.1967 | 303.0055 | 303.0055 | 303.0055 | 0.13095 | 6.0395 | 5.4016 | 29.3636 | 0 | 0 | 0 | 0 | -49.3132 | 172.9951 | 265.2708 | 276.4909 | 0.39034 | 0.40015 | 0.39617 | 0.38289 | -19.2491 | 69.2247 | 105.0933 | 105.8651
10 | 23 | 21 | 820.8574 | 833.6482 | 845.5851 | 985.1267 | 378.8299 | 100.3275 | 0 | 0 | 37.8707 | 79.3381 | 85.2314 | 91.5475 | 0 | 0 | 0 | 0 | 175.525 | 170.9951 | 185.8843 | 290.9142 | 283.1967 | 303.0055 | 303.0055 | 303.0055 | 0.64822 | 7.0857 | 4.5578 | 31.3459 | 0 | 0 | 0 | 0 | -55.2132 | 172.8963 | 266.9061 | 268.3136 | 0.38547 | 0.3963 | 0.39241 | 0.3776 | -21.2828 | 68.5193 | 104.7372 | 101.3142
10 | 23 | 22 | 758.4359 | 771.4429 | 783.8925 | 914.6068 | 378.8299 | 100.3275 | 0 | 0 | 43.7359 | 76.2507 | 83.9535 | 86.888 | 0 | 0 | 0 | 0 | 142.1596 | 137.0771 | 151.008 | 259.4833 | 283.1967 | 303.0055 | 303.0055 | 303.0055 | 0.75288 | 9.0423 | 6.9867 | 39.9204 | 0 | 0 | 0 | 0 | -90.2391 | 145.7399 | 238.9389 | 225.3097 | 0.37586 | 0.38944 | 0.38588 | 0.36712 | -33.9173 | 56.7568 | 92.2007 | 82.7153
10 | 23 | 23 | 675.6474 | 687.4979 | 698.8256 | 815.4441 | 378.8299 | 100.3275 | 0 | 0 | 38.1179 | 71.906 | 74.6561 | 77.3203 | 0 | 0 | 0 | 0 | 122.1956 | 116.5616 | 135.5356 | 232.3363 | 0 | 0 | 0 | 0 | 0.8627 | 0.1299 | 17.9199 | 1.7906 | 0 | 0 | 0 | 0 | 135.6413 | 398.5729 | 470.714 | 503.9969 | 0.36524 | 0.38446 | 0.37959 | 0.36444 | 49.5421 | 153.234 | 178.6762 | 183.6768
10 | 23 | 24 | 600.2021 | 608.7314 | 616.4127 | 717.0245 | 378.8299 | 100.3275 | 0 | 0 | 28.113 | 68.4408 | 68.4479 | 62.1882 | 0 | 0 | 0 | 0 | 118.7666 | 111.8414 | 135.2831 | 217.9434 | 0 | 0 | 0 | 0 | -0.38091 | 2.8406 | 10.714 | -6.6877 | 0 | 0 | 0 | 0 | 74.8735 | 325.2811 | 401.9677 | 443.5806 | 0.36532 | 0.37062 | 0.37486 | 0.36426 | 27.3525 | 120.5552 | 150.6832 | 161.5789
10 | 24 | 1 | 551.5969 | 556.3259 | 559.7894 | 647.9248 | 378.8299 | 100.3275 | 0 | 0 | 27.5282 | 67.2667 | 67.8955 | 68.6681 | 0 | 0 | 0 | 0 | 143.3943 | 134.077 | 159.8232 | 236.6266 | 0 | 0 | 0 | 0 | -0.39135 | 4.7599 | 13.79 | -0.47776 | 0 | 0 | 0 | 0 | 2.2358 | 249.8947 | 318.2807 | 343.1079 | 0.37115 | 0.38254 | 0.37827 | 0.36417 | 0.82982 | 95.5952 | 120.3974 | 124.9504
10 | 24 | 2 | 523.4941 | 525.1762 | 525.2519 | 605.0858 | 378.8299 | 100.3275 | 0 | 0 | 22.5423 | 68.0484 | 67.2136 | 62.0061 | 0 | 0 | 0 | 0 | 159.66 | 148.9788 | 171.2173 | 248.2781 | 0 | 0 | 0 | 0 | -0.2795 | 2.5097 | 2.9362 | -4.929 | 0 | 0 | 0 | 0 | -37.2587 | 205.3118 | 283.8849 | 299.7306 | 0.37051 | 0.38125 | 0.37759 | 0.36407 | -13.8047 | 78.2741 | 107.1929 | 109.1223
10 | 24 | 3 | 506.5884 | 505.536 | 502.5604 | 576.2278 | 378.8299 | 100.3275 | 0 | 0 | 21.424 | 71.5448 | 66.9481 | 47.9212 | 0 | 0 | 0 | 0 | 159.2282 | 149.695 | 170.3381 | 244.4054 | 0 | 0 | 0 | 0 | -0.22147 | 8.7731 | 6.7691 | -9.699 | 0 | 0 | 0 | 0 | -52.6723 | 175.1957 | 258.5051 | 293.6003 | 0.36947 | 0.37677 | 0.37471 | 0.36399 | -19.4607 | 66.0091 | 96.8654 | 106.8666
10 | 24 | 4 | 501.1277 | 497.3748 | 491.2785 | 560.3296 | 378.8299 | 100.3275 | 0 | 0 | 30.4989 | 68.1445 | 67.9779 | 46.6887 | 0 | 0 | 0 | 0 | 164.5391 | 158.0109 | 177.1627 | 253.8224 | 0 | 0 | 0 | 0 | -0.20784 | 0.4125 | 3.0404 | -10.3462 | 0 | 0 | 0 | 0 | -72.5324 | 170.4793 | 243.0976 | 270.1647 | 0.36665 | 0.38012 | 0.37574 | 0.364 | -26.5937 | 64.8033 | 91.342 | 98.3406
10 | 24 | 5 | 509.6003 | 502.8715 | 493.2305 | 559.1848 | 378.8299 | 100.3275 | 0 | 0 | 37.4395 | 68.302 | 68.5416 | 67.1646 | 0 | 0 | 0 | 0 | 177.068 | 173.2556 | 190.2002 | 273.0212 | 0 | 0 | 0 | 0 | 0.8064 | 2.7993 | 0.81142 | -3.7083 | 0 | 0 | 0 | 0 | -84.5435 | 158.1871 | 233.6773 | 222.7074 | 0.36507 | 0.38413 | 0.37673 | 0.36411 | -30.8643 | 60.7649 | 88.0336 | 81.0901
10 | 24 | 6 | 553.0333 | 543.9133 | 531.3304 | 600.3239 | 378.8299 | 100.3275 | 0 | 0 | 40.7202 | 75.1409 | 75.803 | 78.6534 | 0 | 0 | 0 | 0 | 194.8333 | 191.9887 | 212.0285 | 299.8229 | 0 | 0 | 0 | 0 | 0.70362 | 8.5328 | 6.4823 | -2.1246 | 0 | 0 | 0 | 0 | -62.0538 | 167.9235 | 237.0167 | 223.9721 | 0.37565 | 0.38754 | 0.38116 | 0.36427 | -23.3104 | 65.0769 | 90.3422 | 81.5853
10 | 24 | 7 | 640.2925 | 631.2251 | 618.6277 | 701.289 | 378.8299 | 100.3275 | 0 | 0 | 38.9548 | 67.2036 | 69.053 | 56.9775 | 0 | 0 | 0 | 0 | 243.7609 | 310.8117 | 340.2322 | 428.8238 | 0 | 0 | 0 | 0 | 0.056027 | -0.34918 | -5.8208 | -2.5414 | 0 | 0 | 0 | 0 | -21.3091 | 153.2315 | 215.1632 | 218.0291 | 0.37409 | 0.38456 | 0.38293 | 0.3729 | -7.9714 | 58.9262 | 82.3926 | 81.304
10 | 24 | 8 | 710.0248 | 701.6751 | 689.7996 | 784.1883 | 378.8299 | 100.3275 | 0 | 0 | 29.833 | 48.0603 | 48.1742 | 52.491 | 0 | 0 | 0 | 0 | 366.685 | 628.1246 | 703.4552 | 789.1438 | 0 | 0 | 0 | 0 | -0.22147 | -2.7289 | -2.4571 | 1.1412 | 0 | 0 | 0 | 0 | -65.1017 | -72.1084 | -59.3728 | -58.5877 | 0.36583 | 0.38953 | 0.37971 | 0.39001 | -23.8163 | -28.0885 | -22.5445 | -22.8497
10 | 24 | 9 | 726.5 | 718.4637 | 706.7912 | 803.7673 | 378.8299 | 100.3275 | 0 | 0 | 23.342 | 47.3204 | 47.3125 | 52.4815 | 0 | 0 | 0 | 0 | 440.5189 | 812.0812 | 918.3347 | 1004.0215 | 0 | 0 | 0 | 0 | -0.22147 | -4.4703 | -10.651 | -8.7033 | 0 | 0 | 0 | 0 | -115.9694 | -236.7951 | -248.205 | -244.0324 | 0.37083 | 0.014884 | 0.38398 | 0.014047 | -43.0049 | -3.5244 | -95.3051 | -3.428
10 | 24 | 10 | 749.5748 | 741.8967 | 730.5906 | 831.5765 | 378.8299 | 100.3275 | 0 | 0 | 20.5941 | 37.8638 | 37.8638 | 45.8793 | 0 | 0 | 0 | 0 | 491.303 | 923.5788 | 1046.554 | 1135.8056 | 0 | 0 | 0 | 0 | -0.00049229 | -10.7507 | -22.8503 | -48.0894 | 0 | 0 | 0 | 0 | -141.1517 | -309.1227 | -330.977 | -302.019 | 0.38038 | 0.014884 | 0.38398 | 0.014884 | -53.6912 | -4.6009 | -127.0876 | -4.4952
10 | 24 | 11 | 774.4662 | 767.7319 | 757.493 | 863.6595 | 378.8299 | 100.3275 | 0 | 0 | 21.3171 | 37.8638 | 37.8638 | 37.8638 | 0 | 0 | 0 | 0 | 549.0505 | 1011.6005 | 1145.631 | 1239.9115 | 0 | 0 | 0 | 0 | -1.0122 | -10.4528 | -22.4923 | -48 | 0 | 0 | 0 | 0 | -173.7191 | -371.607 | -403.5095 | -366.1158 | 0.3836 | 0.014884 | 0.38398 | 0.014884 | -66.6388 | -5.5309 | -154.9385 | -5.4492
10 | 24 | 12 | 782.1945 | 776.333 | 767.0676 | 875.5675 | 378.8299 | 100.3275 | 0 | 0 | 20.91 | 37.8638 | 37.8638 | 37.8638 | 0 | 0 | 0 | 0 | 646.9869 | 1114.8002 | 1256.0095 | 1353.731 | 0 | 0 | 0 | 0 | -0.91306 | -11.1815 | -22.473 | -50.2599 | 0 | 0 | 0 | 0 | -263.6193 | -465.4769 | -504.3327 | -465.7674 | 0.38344 | 0.014884 | 0.38398 | 0.014884 | -101.0817 | -6.928 | -193.6523 | -6.9323
10 | 24 | 13 | 786.6142 | 782.2489 | 774.612 | 885.6013 | 378.8299 | 100.3275 | 0 | 0 | 20.9784 | 37.8638 | 39.6177 | 37.8638 | 0 | 0 | 0 | 0 | 696.4626 | 1159.064 | 1309.2115 | 1407.5402 | 0 | 0 | 0 | 0 | -0.23172 | -13.3457 | -22.3887 | -47.6529 | 0 | 0 | 0 | 0 | -309.425 | -501.6607 | -551.8285 | -512.1498 | 0.38056 | 0.014884 | 0.38398 | 0.014884 | -117.7542 | -7.4665 | -211.8896 | -7.6227
10 | 24 | 14 | 795.6489 | 792.6805 | 786.6138 | 900.847 | 378.8299 | 100.3275 | 0 | 0 | 22.3221 | 37.8638 | 37.8638 | 37.8638 | 0 | 0 | 0 | 0 | 696.0709 | 1136.7396 | 1291.065 | 1390.8901 | 0 | 0 | 0 | 0 | -0.39135 | -5.3643 | -13.0427 | -33.9046 | 0 | 0 | 0 | 0 | -301.1826 | -476.8861 | -529.2722 | -494.0023 | 0.37634 | 0.014773 | 0.38398 | 0.013952 | -113.3478 | -7.045 | -203.2285 | -6.8922
10 | 24 | 15 | 802.1741 | 800.438 | 795.7627 | 912.6478 | 378.8299 | 100.3275 | 0 | 0 | 23.233 | 47.1302 | 43.0104 | 37.9303 | 0 | 0 | 0 | 0 | 664.8052 | 1060.7014 | 1205.515 | 1305.6498 | 0 | 0 | 0 | 0 | -0.39135 | -7.1243 | -1.3753 | 5.8443 | 0 | 0 | 0 | 0 | -264.3026 | -400.5967 | -451.3875 | -436.7765 | 0.3716 | 0.014335 | 0.38347 | 0.014454 | -98.2158 | -5.7424 | -173.0924 | -6.3131
10 | 24 | 16 | 799.9041 | 801.1096 | 799.7532 | 920.1392 | 378.8299 | 100.3275 | 0 | 0 | 27.8013 | 50.2279 | 47.4882 | 58.0565 | 0 | 0 | 0 | 0 | 592.7282 | 888.2361 | 1013.6301 | 1111.3332 | 0 | 0 | 0 | 0 | -0.39087 | -0.74809 | -1.1535 | 15.3171 | 0 | 0 | 0 | 0 | -199.0644 | -236.9337 | -260.2116 | -264.5676 | 0.36606 | 0.39562 | 0.37317 | 0.38507 | -72.8698 | -93.7367 | -97.1041 | -101.8779
10 | 24 | 17 | 796.5253 | 800.4325 | 802.1043 | 925.4461 | 378.8299 | 100.3275 | 0 | 0 | 32.1759 | 64.5914 | 54.5082 | 69.1862 | 0 | 0 | 0 | 0 | 493.4325 | 564.5376 | 637.1567 | 728.9846 | 283.1967 | 303.0055 | 303.0055 | 303.0055 | -0.39087 | -3.8986 | -0.063704 | 0 | 0 | 0 | 0 | 0 | -390.7189 | -228.1309 | -192.5023 | -175.7301 | 0.3796 | 0.40231 | 0.39727 | 0.39167 | -148.3184 | -91.7803 | -76.4753 | -68.8279
10 | 24 | 18 | 793.2561 | 798.9646 | 802.4381 | 926.9704 | 378.8299 | 100.3275 | 0 | 0 | 40.4323 | 76.3071 | 74.2233 | 81.7332 | 0 | 0 | 0 | 0 | 452.7243 | 410.49 | 467.7459 | 558.0465 | 283.1967 | 303.0055 | 303.0055 | 303.0055 | -0.089256 | -0.65891 | 2.4293 | 25.5661 | 0 | 0 | 0 | 0 | -361.8378 | -90.5065 | -44.9659 | -41.3808 | 0.38763 | 0.39764 | 0.3935 | 0.37855 | -140.2592 | -35.9888 | -17.6941 | -15.6649
10 | 24 | 19 | 820.3764 | 829.9405 | 837.8512 | 971.9792 | 378.8299 | 100.3275 | 0 | 0 | 40.8735 | 82.5247 | 84.0862 | 84.7933 | 0 | 0 | 0 | 0 | 431.0397 | 392.3925 | 447.2393 | 539.5632 | 283.1967 | 303.0055 | 303.0055 | 303.0055 | 0.53225 | -0.10432 | 4.9024 | 43.2762 | 0 | 0 | 0 | 0 | -314.0956 | -48.2053 | -1.3822 | 1.3411 | 0.39128 | 0.40086 | 0.39698 | 0.38389 | -122.8999 | -19.3237 | -0.54871 | 0.51483
10 | 24 | 20 | 837.9987 | 849.5692 | 859.8802 | 999.8216 | 378.8299 | 100.3275 | 0 | 0 | 38.5367 | 83.2846 | 84.7545 | 90.3232 | 0 | 0 | 0 | 0 | 418.2844 | 384.5483 | 439.6163 | 532.6202 | 283.1967 | 303.0055 | 303.0055 | 303.0055 | 0.13095 | 6.0395 | 5.4016 | 29.3636 | 0 | 0 | 0 | 0 | -280.9801 | -27.6361 | 27.1024 | 44.509 | 0.39034 | 0.40015 | 0.39617 | 0.38289 | -109.679 | -11.0587 | 10.7373 | 17.042
10 | 24 | 21 | 809.3111 | 821.7801 | 833.3361 | 970.5771 | 378.8299 | 100.3275 | 0 | 0 | 37.8707 | 79.3381 | 85.2314 | 91.5475 | 0 | 0 | 0 | 0 | 428.5971 | 393.4901 | 448.6748 | 541.3506 | 283.1967 | 303.0055 | 303.0055 | 303.0055 | 0.64822 | 7.0857 | 4.5578 | 31.3459 | 0 | 0 | 0 | 0 | -319.8316 | -61.4667 | -8.1334 | 3.3277 | 0.38547 | 0.3963 | 0.39241 | 0.3776 | -123.2844 | -24.3594 | -3.1916 | 1.2565
10 | 24 | 22 | 752.0416 | 764.8745 | 777.1181 | 906.5642 | 378.8299 | 100.3275 | 0 | 0 | 43.7359 | 76.2507 | 83.9535 | 86.888 | 0 | 0 | 0 | 0 | 413.3084 | 380.7427 | 436.561 | 528.9568 | 283.1967 | 303.0055 | 303.0055 | 303.0055 | 0.75288 | 9.0423 | 6.9867 | 39.9204 | 0 | 0 | 0 | 0 | -367.7822 | -104.4942 | -53.3885 | -52.2064 | 0.37586 | 0.38944 | 0.38588 | 0.36712 | -138.2347 | -40.6941 | -20.6013 | -19.1659
10 | 24 | 23 | 672.201 | 683.951 | 695.1595 | 811.085 | 378.8299 | 100.3275 | 0 | 0 | 38.1179 | 71.906 | 74.6561 | 77.3203 | 0 | 0 | 0 | 0 | 402.7365 | 372.798 | 428.672 | 518.5407 | 0 | 0 | 0 | 0 | 0.8627 | 0.1299 | 17.9199 | 1.7906 | 0 | 0 | 0 | 0 | -148.346 | 138.7897 | 173.9116 | 213.4334 | 0.36524 | 0.38446 | 0.37959 | 0.36444 | -54.1824 | 53.3586 | 66.0143 | 77.7837
10 | 24 | 24 | 597.97 | 606.4415 | 614.0547 | 714.2283 | 378.8299 | 100.3275 | 0 | 0 | 28.113 | 68.4408 | 68.4479 | 62.1882 | 0 | 0 | 0 | 0 | 392.5957 | 362.5079 | 420.6415 | 510.9174 | 0 | 0 | 0 | 0 | -0.38091 | 2.8406 | 10.714 | -6.6877 | 0 | 0 | 0 | 0 | -201.1878 | 72.3247 | 114.2512 | 147.8103 | 0.36532 | 0.37062 | 0.37486 | 0.36426 | -73.4972 | 26.8049 | 42.8286 | 53.8415
10 | 25 | 1 | 549.9737 | 554.6573 | 558.0671 | 645.8788 | 378.8299 | 100.3275 | 0 | 0 | 27.5282 | 67.2667 | 67.8955 | 68.6681 | 0 | 0 | 0 | 0 | 355.7543 | 327.9285 | 389.0395 | 480.5104 | 0 | 0 | 0 | 0 | -0.39135 | 4.7599 | 13.79 | -0.47776 | 0 | 0 | 0 | 0 | -211.7474 | 54.3746 | 87.3421 | 97.1782 | 0.37115 | 0.38254 | 0.37827 | 0.36417 | -78.5892 | 20.8006 | 33.0392 | 35.3896
10 | 25 | 2 | 521.4995 | 523.1277 | 523.1396 | 602.5785 | 378.8299 | 100.3275 | 0 | 0 | 22.5423 | 68.0484 | 67.2136 | 62.0061 | 0 | 0 | 0 | 0 | 298.8432 | 274.027 | 342.4995 | 436.2862 | 0 | 0 | 0 | 0 | -0.2795 | 2.5097 | 2.9362 | -4.929 | 0 | 0 | 0 | 0 | -178.4364 | 78.2151 | 110.4904 | 109.2152 | 0.37051 | 0.38125 | 0.37759 | 0.36407 | -66.1126 | 29.8191 | 41.7204 | 39.7617
10 | 25 | 3 | 506.5691 | 505.5131 | 502.5329 | 576.1919 | 378.8299 | 100.3275 | 0 | 0 | 21.424 | 71.5448 | 66.9481 | 47.9212 | 0 | 0 | 0 | 0 | 256.2896 | 233.7127 | 308.9476 | 405.9685 | 0 | 0 | 0 | 0 | -0.22147 | 8.7731 | 6.7691 | -9.699 | 0 | 0 | 0 | 0 | -149.7529 | 91.1551 | 119.8681 | 132.0012 | 0.36947 | 0.37677 | 0.37471 | 0.36399 | -55.3287 | 34.3448 | 44.9162 | 48.0467
10 | 25 | 4 | 501.3783 | 497.6314 | 491.5423 | 560.642 | 378.8299 | 100.3275 | 0 | 0 | 30.4989 | 68.1445 | 67.9779 | 46.6887 | 0 | 0 | 0 | 0 | 230.0526 | 209.6772 | 288.7582 | 386.9673 | 0 | 0 | 0 | 0 | -0.20784 | 0.4125 | 3.0404 | -10.3462 | 0 | 0 | 0 | 0 | -137.7953 | 119.0698 | 131.7659 | 137.3322 | 0.36665 | 0.38012 | 0.37574 | 0.364 | -50.5221 | 45.2613 | 49.51 | 49.9893
10 | 25 | 5 | 510.86 | 504.1666 | 494.5675 | 560.7731 | 378.8299 | 100.3275 | 0 | 0 | 37.4395 | 68.302 | 68.5416 | 67.1646 | 0 | 0 | 0 | 0 | 180.0501 | 164.1967 | 244.6887 | 343.807 | 0 | 0 | 0 | 0 | 0.8064 | 2.7993 | 0.81142 | -3.7083 | 0 | 0 | 0 | 0 | -86.2658 | 168.5411 | 180.5257 | 153.5098 | 0.36507 | 0.38413 | 0.37673 | 0.36411 | -31.4931 | 64.7422 | 68.0097 | 55.8945
10 | 25 | 6 | 557.248 | 548.2468 | 535.8045 | 605.6397 | 378.8299 | 100.3275 | 0 | 0 | 40.7202 | 75.1409 | 75.803 | 78.6534 | 0 | 0 | 0 | 0 | 138.9778 | 126.1281 | 210.6022 | 310.7423 | 0 | 0 | 0 | 0 | 0.70362 | 8.5328 | 6.4823 | -2.1246 | 0 | 0 | 0 | 0 | -1.9835 | 238.1175 | 242.9171 | 218.3686 | 0.37565 | 0.38754 | 0.38116 | 0.36427 | -0.74512 | 92.2798 | 92.5912 | 79.5441
10 | 25 | 7 | 645.5368 | 636.6216 | 624.2048 | 707.9197 | 378.8299 | 100.3275 | 0 | 0 | 38.9548 | 67.2036 | 69.053 | 56.9775 | 0 | 0 | 0 | 0 | 126.0503 | 181.3267 | 271.9966 | 372.9514 | 0 | 0 | 0 | 0 | 0.056027 | -0.34918 | -5.8208 | -2.5414 | 0 | 0 | 0 | 0 | 101.6458 | 288.113 | 288.9759 | 280.5323 | 0.37409 | 0.38456 | 0.38293 | 0.3729 | 38.0242 | 110.7959 | 110.6577 | 104.6117
10 | 25 | 8 | 715.1047 | 706.9018 | 695.2004 | 790.6089 | 378.8299 | 100.3275 | 0 | 0 | 29.833 | 48.0603 | 48.1742 | 52.491 | 0 | 0 | 0 | 0 | 186.6587 | 422.7728 | 540.2529 | 641.107 | 0 | 0 | 0 | 0 | -0.22147 | -2.7289 | -2.4571 | 1.1412 | 0 | 0 | 0 | 0 | 120.0045 | 138.4701 | 109.2304 | 95.8696 | 0.36583 | 0.38953 | 0.37971 | 0.39001 | 43.9015 | 53.9384 | 41.476 | 37.39
10 | 25 | 9 | 730.6167 | 722.6969 | 711.1622 | 808.961 | 378.8299 | 100.3275 | 0 | 0 | 23.342 | 47.3204 | 47.3125 | 52.4815 | 0 | 0 | 0 | 0 | 242.3143 | 591.7227 | 714.7597 | 816.437 | 0 | 0 | 0 | 0 | -0.22147 | -4.4703 | -10.651 | -8.7033 | 0 | 0 | 0 | 0 | 86.3519 | -12.2035 | -40.259 | -51.2543 | 0.37083 | 0.014884 | 0.38398 | 0.014047 | 32.0218 | -0.18163 | -15.4585 | -0.71998
10 | 25 | 10 | 755.6122 | 748.1003 | 736.9907 | 839.1765 | 378.8299 | 100.3275 | 0 | 0 | 20.5941 | 37.8638 | 37.8638 | 45.8793 | 0 | 0 | 0 | 0 | 285.2825 | 700.8831 | 818.7091 | 922.9628 | 0 | 0 | 0 | 0 | -0.00049229 | -10.7507 | -22.8503 | -48.0894 | 0 | 0 | 0 | 0 | 70.9062 | -80.2233 | -96.7319 | -81.5762 | 0.38038 | 0.014884 | 0.38398 | 0.014884 | 26.9712 | -1.194 | -37.1429 | -1.2142
10 | 25 | 11 | 780.112 | 773.5246 | 763.4589 | 870.735 | 378.8299 | 100.3275 | 0 | 0 | 21.3171 | 37.8638 | 37.8638 | 37.8638 | 0 | 0 | 0 | 0 | 318.2148 | 779.3797 | 912.434 | 1021.665 | 0 | 0 | 0 | 0 | -1.0122 | -10.4528 | -22.4923 | -48 | 0 | 0 | 0 | 0 | 62.7624 | -133.5936 | -164.3466 | -140.7938 | 0.3836 | 0.014884 | 0.38398 | 0.014884 | 24.0757 | -1.9884 | -63.1053 | -2.0955
10 | 25 | 12 | 792.1249 | 786.5281 | 777.5754 | 888.0366 | 378.8299 | 100.3275 | 0 | 0 | 20.91 | 37.8638 | 37.8638 | 37.8638 | 0 | 0 | 0 | 0 | 335.6317 | 809.3087 | 940.4477 | 1051.5682 | 0 | 0 | 0 | 0 | -0.91306 | -11.1815 | -22.473 | -50.2599 | 0 | 0 | 0 | 0 | 57.6664 | -149.7904 | -178.2631 | -151.1355 | 0.38344 | 0.014884 | 0.38398 | 0.014884 | 22.1115 | -2.2294 | -68.449 | -2.2495
10 | 25 | 13 | 795.6698 | 791.5366 | 784.1732 | 896.9374 | 378.8299 | 100.3275 | 0 | 0 | 20.9784 | 37.8638 | 39.6177 | 37.8638 | 0 | 0 | 0 | 0 | 336.0751 | 814.7482 | 949.5724 | 1050.7635 | 0 | 0 | 0 | 0 | -0.23172 | -13.3457 | -22.3887 | -47.6529 | 0 | 0 | 0 | 0 | 60.0182 | -148.0571 | -182.6282 | -144.037 | 0.38056 | 0.014884 | 0.38398 | 0.014884 | 22.8404 | -2.2036 | -70.1251 | -2.1438
10 | 25 | 14 | 800.9738 | 798.1284 | 792.2058 | 907.4633 | 378.8299 | 100.3275 | 0 | 0 | 22.3221 | 37.8638 | 37.8638 | 37.8638 | 0 | 0 | 0 | 0 | 317.1013 | 768.245 | 897.2111 | 982.643 | 0 | 0 | 0 | 0 | -0.39135 | -5.3643 | -13.0427 | -33.9046 | 0 | 0 | 0 | 0 | 83.1118 | -102.9436 | -129.8263 | -79.1389 | 0.37634 | 0.014773 | 0.38398 | 0.013952 | 31.2785 | -1.5208 | -49.8504 | -1.1041
10 | 25 | 15 | 801.2857 | 799.4927 | 794.748 | 911.4096 | 378.8299 | 100.3275 | 0 | 0 | 23.233 | 47.1302 | 43.0104 | 37.9303 | 0 | 0 | 0 | 0 | 283.3715 | 688.9491 | 813.0575 | 877.6284 | 0 | 0 | 0 | 0 | -0.39135 | -7.1243 | -1.3753 | 5.8443 | 0 | 0 | 0 | 0 | 116.2427 | -29.7897 | -59.9446 | -9.9934 | 0.3716 | 0.014335 | 0.38347 | 0.014454 | 43.1962 | -0.42702 | -22.9868 | -0.14444
10 | 25 | 16 | 796.3745 | 797.4417 | 795.9192 | 915.5441 | 378.8299 | 100.3275 | 0 | 0 | 27.8013 | 50.2279 | 47.4882 | 58.0565 | 0 | 0 | 0 | 0 | 215.1628 | 522.3736 | 630.3006 | 683.4115 | 0 | 0 | 0 | 0 | -0.39087 | -0.74809 | -1.1535 | 15.3171 | 0 | 0 | 0 | 0 | 174.9713 | 125.2609 | 119.2839 | 158.759 | 0.36606 | 0.39562 | 0.37317 | 0.38507 | 64.0502 | 49.5562 | 44.5136 | 61.1338
10 | 25 | 17 | 790.1988 | 793.8899 | 795.3036 | 917.3274 | 378.8299 | 100.3275 | 0 | 0 | 32.1759 | 64.5914 | 54.5082 | 69.1862 | 0 | 0 | 0 | 0 | 120.043 | 244.6821 | 346.8447 | 394.7688 | 283.1967 | 303.0055 | 303.0055 | 303.0055 | -0.39087 | -3.8986 | -0.063704 | 0 | 0 | 0 | 0 | 0 | -23.6558 | 85.1821 | 91.0089 | 150.367 | 0.3796 | 0.40231 | 0.39727 | 0.39167 | -8.9798 | 34.27 | 36.1551 | 58.894
10 | 25 | 18 | 788.5917 | 794.1431 | 797.4288 | 920.9924 | 378.8299 | 100.3275 | 0 | 0 | 40.4323 | 76.3071 | 74.2233 | 81.7332 | 0 | 0 | 0 | 0 | 109.3418 | 131.99 | 245.5651 | 286.0643 | 283.1967 | 303.0055 | 303.0055 | 303.0055 | -0.089256 | -0.65891 | 2.4293 | 25.5661 | 0 | 0 | 0 | 0 | -23.1197 | 183.1719 | 172.2056 | 224.6234 | 0.38763 | 0.39764 | 0.3935 | 0.37855 | -8.9619 | 72.8361 | 67.7632 | 85.0321
10 | 25 | 19 | 818.8525 | 828.3461 | 836.1716 | 969.9553 | 378.8299 | 100.3275 | 0 | 0 | 40.8735 | 82.5247 | 84.0862 | 84.7933 | 0 | 0 | 0 | 0 | 158.6495 | 181.9228 | 312.0154 | 344.9273 | 283.1967 | 303.0055 | 303.0055 | 303.0055 | 0.53225 | -0.10432 | 4.9024 | 43.2762 | 0 | 0 | 0 | 0 | -43.2293 | 160.67 | 132.162 | 193.9531 | 0.39128 | 0.40086 | 0.39698 | 0.38389 | -16.9149 | 64.4066 | 52.4662 | 74.457
10 | 25 | 20 | 837.9652 | 849.5101 | 859.7892 | 999.6881 | 378.8299 | 100.3275 | 0 | 0 | 38.5367 | 83.2846 | 84.7545 | 90.3232 | 0 | 0 | 0 | 0 | 208.2738 | 227.5675 | 364.7607 | 396.0063 | 283.1967 | 303.0055 | 303.0055 | 303.0055 | 0.13095 | 6.0395 | 5.4016 | 29.3636 | 0 | 0 | 0 | 0 | -71.0029 | 129.2855 | 101.867 | 180.9895 | 0.39034 | 0.40015 | 0.39617 | 0.38289 | -27.7156 | 51.7341 | 40.357 | 69.2987
10 | 25 | 21 | 810.3154 | 822.7951 | 834.3627 | 971.7788 | 378.8299 | 100.3275 | 0 | 0 | 37.8707 | 79.3381 | 85.2314 | 91.5475 | 0 | 0 | 0 | 0 | 232.7338 | 245.6898 | 389.0385 | 417.0779 | 283.1967 | 303.0055 | 303.0055 | 303.0055 | 0.64822 | 7.0857 | 4.5578 | 31.3459 | 0 | 0 | 0 | 0 | -122.964 | 87.3485 | 52.5295 | 128.802 | 0.38547 | 0.3963 | 0.39241 | 0.3776 | -47.3985 | 34.6165 | 20.6132 | 48.6352
10 | 25 | 22 | 754.6883 | 767.5788 | 779.8897 | 909.8398 | 378.8299 | 100.3275 | 0 | 0 | 43.7359 | 76.2507 | 83.9535 | 86.888 | 0 | 0 | 0 | 0 | 264.6354 | 271.5352 | 417.0366 | 442.851 | 283.1967 | 303.0055 | 303.0055 | 303.0055 | 0.75288 | 9.0423 | 6.9867 | 39.9204 | 0 | 0 | 0 | 0 | -216.4626 | 7.4175 | -31.0925 | 37.1749 | 0.37586 | 0.38944 | 0.38588 | 0.36712 | -81.3597 | 2.8887 | -11.9979 | 13.6476
10 | 25 | 23 | 678.5077 | 690.4246 | 701.8302 | 818.9994 | 378.8299 | 100.3275 | 0 | 0 | 38.1179 | 71.906 | 74.6561 | 77.3203 | 0 | 0 | 0 | 0 | 259.8056 | 264.4552 | 416.16 | 440.3544 | 0 | 0 | 0 | 0 | 0.8627 | 0.1299 | 17.9199 | 1.7906 | 0 | 0 | 0 | 0 | 0.89156 | 253.6061 | 193.0942 | 299.534 | 0.36524 | 0.38446 | 0.37959 | 0.36444 | 0.32563 | 97.5005 | 73.2958 | 109.1623
10 | 25 | 24 | 603.0966 | 611.7009 | 619.4707 | 720.6512 | 378.8299 | 100.3275 | 0 | 0 | 28.113 | 68.4408 | 68.4479 | 62.1882 | 0 | 0 | 0 | 0 | 254.662 | 255.7192 | 408.2818 | 430.5269 | 0 | 0 | 0 | 0 | -0.38091 | 2.8406 | 10.714 | -6.6877 | 0 | 0 | 0 | 0 | -58.1275 | 184.3728 | 132.0269 | 234.6237 | 0.36532 | 0.37062 | 0.37486 | 0.36426 | -21.2349 | 68.3319 | 49.4921 | 85.4641
10 | 26 | 1 | 556.423 | 561.2806 | 564.8961 | 653.9847 | 378.8299 | 100.3275 | 0 | 0 | 27.5282 | 67.2667 | 67.8955 | 68.6681 | 0 | 0 | 0 | 0 | 253.4192 | 252.5345 | 402.9949 | 426.1344 | 0 | 0 | 0 | 0 | -0.39135 | 4.7599 | 13.79 | -0.47776 | 0 | 0 | 0 | 0 | -102.963 | 136.392 | 80.2158 | 159.66 | 0.37115 | 0.38254 | 0.37827 | 0.36417 | -38.2143 | 52.1756 | 30.3435 | 58.1438
10 | 26 | 2 | 529.3147 | 531.1557 | 531.4193 | 612.4082 | 378.8299 | 100.3275 | 0 | 0 | 22.5423 | 68.0484 | 67.2136 | 62.0061 | 0 | 0 | 0 | 0 | 244.4429 | 240.8893 | 385.9253 | 411.3454 | 0 | 0 | 0 | 0 | -0.2795 | 2.5097 | 2.9362 | -4.929 | 0 | 0 | 0 | 0 | -116.2209 | 119.3808 | 75.3443 | 143.9856 | 0.37051 | 0.38125 | 0.37759 | 0.36407 | -43.0611 | 45.5134 | 28.4495 | 52.4205
10 | 26 | 3 | 511.6297 | 510.7144 | 507.9007 | 582.5676 | 378.8299 | 100.3275 | 0 | 0 | 21.424 | 71.5448 | 66.9481 | 47.9212 | 0 | 0 | 0 | 0 | 266.9047 | 259.1922 | 398.7935 | 423.5437 | 0 | 0 | 0 | 0 | -0.22147 | 8.7731 | 6.7691 | -9.699 | 0 | 0 | 0 | 0 | -155.3075 | 70.8768 | 35.3901 | 120.8017 | 0.36947 | 0.37677 | 0.37471 | 0.36399 | -57.381 | 26.7045 | 13.2611 | 43.9702
10 | 26 | 4 | 506.1403 | 502.5259 | 496.5936 | 566.6416 | 378.8299 | 100.3275 | 0 | 0 | 30.4989 | 68.1445 | 67.9779 | 46.6887 | 0 | 0 | 0 | 0 | 250.9901 | 241.5081 | 381.295 | 403.7421 | 0 | 0 | 0 | 0 | -0.20784 | 0.4125 | 3.0404 | -10.3462 | 0 | 0 | 0 | 0 | -153.9707 | 92.1333 | 44.2803 | 126.5571 | 0.36665 | 0.38012 | 0.37574 | 0.364 | -56.4527 | 35.0221 | 16.638 | 46.0671
10 | 26 | 5 | 516.8962 | 510.3667 | 500.9613 | 568.3634 | 378.8299 | 100.3275 | 0 | 0 | 37.4395 | 68.302 | 68.5416 | 67.1646 | 0 | 0 | 0 | 0 | 206.0575 | 197.1467 | 345.322 | 369.2406 | 0 | 0 | 0 | 0 | 0.8064 | 2.7993 | 0.81142 | -3.7083 | 0 | 0 | 0 | 0 | -106.237 | 141.7912 | 86.2863 | 135.6665 | 0.36507 | 0.38413 | 0.37673 | 0.36411 | -38.784 | 54.4667 | 32.5068 | 49.3976
10 | 26 | 6 | 558.678 | 549.7147 | 537.3171 | 607.4343 | 378.8299 | 100.3275 | 0 | 0 | 40.7202 | 75.1409 | 75.803 | 78.6534 | 0 | 0 | 0 | 0 | 173.9066 | 164.4818 | 325.8937 | 353.5526 | 0 | 0 | 0 | 0 | 0.70362 | 8.5328 | 6.4823 | -2.1246 | 0 | 0 | 0 | 0 | -35.4824 | 201.2317 | 129.1382 | 177.3529 | 0.37565 | 0.38754 | 0.38116 | 0.36427 | -13.3289 | 77.9851 | 49.2228 | 64.6035
10 | 26 | 7 | 643.8998 | 634.9315 | 622.4513 | 705.8293 | 378.8299 | 100.3275 | 0 | 0 | 38.9548 | 67.2036 | 69.053 | 56.9775 | 0 | 0 | 0 | 0 | 167.1898 | 204.8044 | 363.3841 | 389.1688 | 0 | 0 | 0 | 0 | 0.056027 | -0.34918 | -5.8208 | -2.5414 | 0 | 0 | 0 | 0 | 58.8694 | 262.9452 | 195.835 | 262.2244 | 0.37409 | 0.38456 | 0.38293 | 0.3729 | 22.0222 | 101.1174 | 74.9912 | 97.7846
10 | 26 | 8 | 713.9485 | 705.705 | 693.9551 | 789.1211 | 378.8299 | 100.3275 | 0 | 0 | 29.833 | 48.0603 | 48.1742 | 52.491 | 0 | 0 | 0 | 0 | 219.3337 | 415.0009 | 573.0808 | 598.0603 | 0 | 0 | 0 | 0 | -0.22147 | -2.7289 | -2.4571 | 1.1412 | 0 | 0 | 0 | 0 | 86.1733 | 145.0452 | 75.1572 | 137.4286 | 0.36583 | 0.38953 | 0.37971 | 0.39001 | 31.525 | 56.4996 | 28.538 | 53.5984
10 | 26 | 9 | 732.0535 | 724.1611 | 712.6583 | 810.7252 | 378.8299 | 100.3275 | 0 | 0 | 23.342 | 47.3204 | 47.3125 | 52.4815 | 0 | 0 | 0 | 0 | 261.8815 | 570.5863 | 724.2767 | 754.0974 | 0 | 0 | 0 | 0 | -0.22147 | -4.4703 | -10.651 | -8.7033 | 0 | 0 | 0 | 0 | 68.2215 | 10.3973 | -48.2799 | 12.8496 | 0.37083 | 0.014884 | 0.38398 | 0.014047 | 25.2985 | 0.15475 | -18.5384 | 0.1805
10 | 26 | 10 | 761.1454 | 753.7684 | 742.8174 | 846.0778 | 378.8299 | 100.3275 | 0 | 0 | 20.5941 | 37.8638 | 37.8638 | 45.8793 | 0 | 0 | 0 | 0 | 291.2147 | 681.3067 | 841.7954 | 876.4213 | 0 | 0 | 0 | 0 | -0.00049229 | -10.7507 | -22.8503 | -48.0894 | 0 | 0 | 0 | 0 | 70.5071 | -54.9788 | -113.9915 | -28.1334 | 0.38038 | 0.014884 | 0.38398 | 0.014884 | 26.8195 | -0.81829 | -43.7702 | -0.41873
10 | 26 | 11 | 781.5831 | 775.0108 | 764.9615 | 872.4933 | 378.8299 | 100.3275 | 0 | 0 | 21.3171 | 37.8638 | 37.8638 | 37.8638 | 0 | 0 | 0 | 0 | 325.0348 | 762.3196 | 933.1875 | 970.6309 | 0 | 0 | 0 | 0 | -1.0122 | -10.4528 | -22.4923 | -48 | 0 | 0 | 0 | 0 | 57.4135 | -115.0473 | -183.5975 | -88.0014 | 0.3836 | 0.014884 | 0.38398 | 0.014884 | 22.0239 | -1.7123 | -70.4973 | -1.3098
10 | 26 | 12 | 790.3789 | 784.7003 | 775.6486 | 885.7138 | 378.8299 | 100.3275 | 0 | 0 | 20.91 | 37.8638 | 37.8638 | 37.8638 | 0 | 0 | 0 | 0 | 341.5965 | 806.0531 | 984.7185 | 1024.0626 | 0 | 0 | 0 | 0 | -0.91306 | -11.1815 | -22.473 | -50.2599 | 0 | 0 | 0 | 0 | 49.9556 | -148.3625 | -224.4607 | -125.9527 | 0.38344 | 0.014884 | 0.38398 | 0.014884 | 19.1549 | -2.2082 | -86.1878 | -1.8746
10 | 26 | 13 | 794.2998 | 790.0883 | 782.6297 | 895.0628 | 378.8299 | 100.3275 | 0 | 0 | 20.9784 | 37.8638 | 39.6177 | 37.8638 | 0 | 0 | 0 | 0 | 350.5643 | 813.494 | 986.3914 | 1026.5183 | 0 | 0 | 0 | 0 | -0.23172 | -13.3457 | -22.3887 | -47.6529 | 0 | 0 | 0 | 0 | 44.159 | -148.2513 | -220.9907 | -121.6664 | 0.38056 | 0.014884 | 0.38398 | 0.014884 | 16.8051 | -2.2065 | -84.8554 | -1.8108
10 | 26 | 14 | 798.4437 | 795.4812 | 789.4173 | 904.1033 | 378.8299 | 100.3275 | 0 | 0 | 22.3221 | 37.8638 | 37.8638 | 37.8638 | 0 | 0 | 0 | 0 | 347.7681 | 785.998 | 951.8527 | 990.4933 | 0 | 0 | 0 | 0 | -0.39135 | -5.3643 | -13.0427 | -33.9046 | 0 | 0 | 0 | 0 | 49.9149 | -123.3438 | -187.2565 | -90.3493 | 0.37634 | 0.014773 | 0.38398 | 0.013952 | 18.7851 | -1.8221 | -71.9023 | -1.2605
10 | 26 | 15 | 795.9056 | 793.9111 | 788.9248 | 904.4398 | 378.8299 | 100.3275 | 0 | 0 | 23.233 | 47.1302 | 43.0104 | 37.9303 | 0 | 0 | 0 | 0 | 321.5519 | 715.3209 | 868.4636 | 905.5375 | 0 | 0 | 0 | 0 | -0.39135 | -7.1243 | -1.3753 | 5.8443 | 0 | 0 | 0 | 0 | 72.6822 | -61.7431 | -121.174 | -44.8722 | 0.3716 | 0.014335 | 0.38347 | 0.014454 | 27.009 | -0.88506 | -46.4663 | -0.64858
10 | 26 | 16 | 789.4863 | 790.3107 | 788.4976 | 906.6765 | 378.8299 | 100.3275 | 0 | 0 | 27.8013 | 50.2279 | 47.4882 | 58.0565 | 0 | 0 | 0 | 0 | 268.2451 | 560.1932 | 690.6447 | 722.2441 | 0 | 0 | 0 | 0 | -0.39087 | -0.74809 | -1.1535 | 15.3171 | 0 | 0 | 0 | 0 | 115.0008 | 80.3102 | 51.5181 | 111.0588 | 0.36606 | 0.39562 | 0.37317 | 0.38507 | 42.0973 | 31.7727 | 19.2252 | 42.7657
10 | 26 | 17 | 786.1618 | 789.6938 | 790.9163 | 912.0684 | 378.8299 | 100.3275 | 0 | 0 | 32.1759 | 64.5914 | 54.5082 | 69.1862 | 0 | 0 | 0 | 0 | 182.8761 | 277.5977 | 365.631 | 389.5512 | 283.1967 | 303.0055 | 303.0055 | 303.0055 | -0.39087 | -3.8986 | -0.063704 | 0 | 0 | 0 | 0 | 0 | -90.526 | 48.0703 | 67.8354 | 150.3255 | 0.3796 | 0.40231 | 0.39727 | 0.39167 | -34.364 | 19.3394 | 26.9489 | 58.8777
10 | 26 | 18 | 782.3189 | 787.6497 | 790.6716 | 912.9192 | 378.8299 | 100.3275 | 0 | 0 | 40.4323 | 76.3071 | 74.2233 | 81.7332 | 0 | 0 | 0 | 0 | 187.0731 | 184.9491 | 263.761 | 292.6597 | 283.1967 | 303.0055 | 303.0055 | 303.0055 | -0.089256 | -0.65891 | 2.4293 | 25.5661 | 0 | 0 | 0 | 0 | -107.1239 | 123.7194 | 147.2525 | 209.9548 | 0.38763 | 0.39764 | 0.3935 | 0.37855 | -41.5244 | 49.1956 | 57.9441 | 79.4792
10 | 26 | 19 | 796.2466 | 805.0572 | 812.0708 | 941.2735 | 378.8299 | 100.3275 | 0 | 0 | 40.8735 | 82.5247 | 84.0862 | 84.7933 | 0 | 0 | 0 | 0 | 167.94 | 171.431 | 251.5181 | 288.47 | 283.1967 | 303.0055 | 303.0055 | 303.0055 | 0.53225 | -0.10432 | 4.9024 | 43.2762 | 0 | 0 | 0 | 0 | -75.1257 | 147.8729 | 168.5586 | 221.7286 | 0.39128 | 0.40086 | 0.39698 | 0.38389 | -29.3953 | 59.2767 | 66.915 | 85.1198
10 | 26 | 20 | 810.7074 | 821.4478 | 830.7718 | 965.1748 | 378.8299 | 100.3275 | 0 | 0 | 38.5367 | 83.2846 | 84.7545 | 90.3232 | 0 | 0 | 0 | 0 | 158.8851 | 166.6175 | 244.372 | 281.3488 | 283.1967 | 303.0055 | 303.0055 | 303.0055 | 0.13095 | 6.0395 | 5.4016 | 29.3636 | 0 | 0 | 0 | 0 | -48.8719 | 162.1732 | 193.2383 | 261.1337 | 0.39034 | 0.40015 | 0.39617 | 0.38289 | -19.0769 | 64.8943 | 76.5559 | 99.985
10 | 26 | 21 | 785.3391 | 797.0962 | 807.8067 | 940.208 | 378.8299 | 100.3275 | 0 | 0 | 37.8707 | 79.3381 | 85.2314 | 91.5475 | 0 | 0 | 0 | 0 | 154.6065 | 161.6386 | 234.9075 | 263.8691 | 283.1967 | 303.0055 | 303.0055 | 303.0055 | 0.64822 | 7.0857 | 4.5578 | 31.3459 | 0 | 0 | 0 | 0 | -69.813 | 145.7008 | 180.1045 | 250.44 | 0.38547 | 0.3963 | 0.39241 | 0.3776 | -26.9106 | 57.7417 | 70.6752 | 94.5652
10 | 26 | 22 | 738.6836 | 751.1146 | 762.8807 | 889.6224 | 378.8299 | 100.3275 | 0 | 0 | 43.7359 | 76.2507 | 83.9535 | 86.888 | 0 | 0 | 0 | 0 | 146.1195 | 151.9577 | 233.2375 | 255.727 | 283.1967 | 303.0055 | 303.0055 | 303.0055 | 0.75288 | 9.0423 | 6.9867 | 39.9204 | 0 | 0 | 0 | 0 | -113.9513 | 110.5309 | 135.6976 | 204.0816 | 0.37586 | 0.38944 | 0.38588 | 0.36712 | -42.8298 | 43.045 | 52.3624 | 74.9221
10 | 26 | 23 | 676.5258 | 688.3881 | 699.7289 | 816.504 | 378.8299 | 100.3275 | 0 | 0 | 38.1179 | 71.906 | 74.6561 | 77.3203 | 0 | 0 | 0 | 0 | 129.1453 | 132.4295 | 238.6144 | 256.8167 | 0 | 0 | 0 | 0 | 0.8627 | 0.1299 | 17.9199 | 1.7906 | 0 | 0 | 0 | 0 | 129.57 | 383.5952 | 368.5385 | 480.5763 | 0.36524 | 0.38446 | 0.37959 | 0.36444 | 47.3246 | 147.4757 | 139.8919 | 175.1414
10 | 26 | 24 | 610.5873 | 619.3947 | 627.4046 | 730.0693 | 378.8299 | 100.3275 | 0 | 0 | 28.113 | 68.4408 | 68.4479 | 62.1882 | 0 | 0 | 0 | 0 | 111.6599 | 114.3159 | 221.4802 | 236.9301 | 0 | 0 | 0 | 0 | -0.38091 | 2.8406 | 10.714 | -6.6877 | 0 | 0 | 0 | 0 | 92.3653 | 333.4698 | 326.7625 | 437.6387 | 0.36532 | 0.37062 | 0.37486 | 0.36426 | 33.7426 | 123.5901 | 122.4915 | 159.4145
10 | 27 | 1 | 560.3327 | 565.2956 | 569.0354 | 658.8976 | 378.8299 | 100.3275 | 0 | 0 | 27.5282 | 67.2667 | 67.8955 | 68.6681 | 0 | 0 | 0 | 0 | 114.0335 | 117.8784 | 224.349 | 236.6002 | 0 | 0 | 0 | 0 | -0.39135 | 4.7599 | 13.79 | -0.47776 | 0 | 0 | 0 | 0 | 40.3323 | 275.063 | 263.0009 | 354.1071 | 0.37115 | 0.38254 | 0.37827 | 0.36417 | 14.9692 | 105.2231 | 99.4864 | 128.956
10 | 27 | 2 | 529.5896 | 531.4295 | 531.6913 | 612.7222 | 378.8299 | 100.3275 | 0 | 0 | 22.5423 | 68.0484 | 67.2136 | 62.0061 | 0 | 0 | 0 | 0 | 120.5079 | 123.4856 | 226.9325 | 235.1195 | 0 | 0 | 0 | 0 | -0.2795 | 2.5097 | 2.9362 | -4.929 | 0 | 0 | 0 | 0 | 7.9891 | 237.0583 | 234.609 | 320.5256 | 0.37051 | 0.38125 | 0.37759 | 0.36407 | 2.96 | 90.3773 | 88.5867 | 116.6931
10 | 27 | 3 | 509.5899 | 508.6065 | 505.7116 | 579.9557 | 378.8299 | 100.3275 | 0 | 0 | 21.424 | 71.5448 | 66.9481 | 47.9212 | 0 | 0 | 0 | 0 | 125.0362 | 125.0688 | 224.5145 | 232.2118 | 0 | 0 | 0 | 0 | -0.22147 | 8.7731 | 6.7691 | -9.699 | 0 | 0 | 0 | 0 | -15.4787 | 202.8924 | 207.4799 | 309.5218 | 0.36947 | 0.37677 | 0.37471 | 0.36399 | -5.7189 | 76.4445 | 77.7456 | 112.6618
10 | 27 | 4 | 499.2931 | 495.4693 | 489.288 | 557.9451 | 378.8299 | 100.3275 | 0 | 0 | 30.4989 | 68.1445 | 67.9779 | 46.6887 | 0 | 0 | 0 | 0 | 117.8914 | 112.8851 | 210.2822 | 216.9538 | 0 | 0 | 0 | 0 | -0.20784 | 0.4125 | 3.0404 | -10.3462 | 0 | 0 | 0 | 0 | -27.7193 | 213.6997 | 207.9876 | 304.6488 | 0.36665 | 0.38012 | 0.37574 | 0.364 | -10.1632 | 81.2324 | 78.1497 | 110.8929
10 | 27 | 5 | 498.8655 | 491.7993 | 481.7565 | 545.5165 | 378.8299 | 100.3275 | 0 | 0 | 37.4395 | 68.302 | 68.5416 | 67.1646 | 0 | 0 | 0 | 0 | 113.4732 | 108.8279 | 215.8741 | 220.6211 | 0 | 0 | 0 | 0 | 0.8064 | 2.7993 | 0.81142 | -3.7083 | 0 | 0 | 0 | 0 | -31.6834 | 211.5426 | 196.5294 | 261.4392 | 0.36507 | 0.38413 | 0.37673 | 0.36411 | -11.5667 | 81.2605 | 74.0388 | 95.1927
10 | 27 | 6 | 517.1019 | 506.9072 | 493.0475 | 554.7758 | 378.8299 | 100.3275 | 0 | 0 | 40.7202 | 75.1409 | 75.803 | 78.6534 | 0 | 0 | 0 | 0 | 93.4414 | 94.2288 | 211.9752 | 217.5417 | 0 | 0 | 0 | 0 | 0.70362 | 8.5328 | 6.4823 | -2.1246 | 0 | 0 | 0 | 0 | 3.4067 | 228.6773 | 198.7871 | 260.7052 | 0.37565 | 0.38754 | 0.38116 | 0.36427 | 1.2797 | 88.6213 | 75.7704 | 94.9659
10 | 27 | 7 | 548.7492 | 537.0344 | 521.297 | 585.5795 | 378.8299 | 100.3275 | 0 | 0 | 38.9548 | 67.2036 | 69.053 | 56.9775 | 0 | 0 | 0 | 0 | 76.387 | 92.0596 | 206.9603 | 212.3212 | 0 | 0 | 0 | 0 | 0.056027 | -0.34918 | -5.8208 | -2.5414 | 0 | 0 | 0 | 0 | 54.5215 | 277.7929 | 251.1045 | 318.8222 | 0.37409 | 0.38456 | 0.38293 | 0.3729 | 20.3957 | 106.8272 | 96.1556 | 118.8901
10 | 27 | 8 | 581.4886 | 569.4663 | 553.2373 | 621.8848 | 378.8299 | 100.3275 | 0 | 0 | 29.833 | 48.0603 | 48.1742 | 52.491 | 0 | 0 | 0 | 0 | 100.8771 | 224.0518 | 354.3237 | 358.3142 | 0 | 0 | 0 | 0 | -0.22147 | -2.7289 | -2.4571 | 1.1412 | 0 | 0 | 0 | 0 | 72.17 | 199.7556 | 153.1966 | 209.9384 | 0.36583 | 0.38953 | 0.37971 | 0.39001 | 26.4021 | 77.811 | 58.1705 | 81.8778
10 | 27 | 9 | 622.5724 | 611.5512 | 596.3395 | 672.4802 | 378.8299 | 100.3275 | 0 | 0 | 23.342 | 47.3204 | 47.3125 | 52.4815 | 0 | 0 | 0 | 0 | 147.8547 | 363.3535 | 508.4241 | 515.9845 | 0 | 0 | 0 | 0 | -0.22147 | -4.4703 | -10.651 | -8.7033 | 0 | 0 | 0 | 0 | 72.7672 | 105.0201 | 51.2539 | 112.7175 | 0.37083 | 0.014884 | 0.38398 | 0.014047 | 26.9842 | 1.5631 | 19.6803 | 1.5834
10 | 27 | 10 | 661.9343 | 651.7122 | 637.3882 | 720.7651 | 378.8299 | 100.3275 | 0 | 0 | 20.5941 | 37.8638 | 37.8638 | 45.8793 | 0 | 0 | 0 | 0 | 172.2038 | 431.408 | 569.2291 | 578.4142 | 0 | 0 | 0 | 0 | -0.00049229 | -10.7507 | -22.8503 | -48.0894 | 0 | 0 | 0 | 0 | 90.307 | 92.8637 | 53.1456 | 144.561 | 0.38038 | 0.014884 | 0.38398 | 0.014884 | 34.3509 | 1.3822 | 20.4067 | 2.1516
10 | 27 | 11 | 688.8946 | 679.6562 | 666.4454 | 755.3892 | 378.8299 | 100.3275 | 0 | 0 | 21.3171 | 37.8638 | 37.8638 | 37.8638 | 0 | 0 | 0 | 0 | 204.682 | 531.016 | 666.0523 | 678.3761 | 0 | 0 | 0 | 0 | -1.0122 | -10.4528 | -22.4923 | -48 | 0 | 0 | 0 | 0 | 85.0779 | 20.9017 | -14.9784 | 87.1493 | 0.3836 | 0.014884 | 0.38398 | 0.014884 | 32.6359 | 0.31109 | -5.7514 | 1.2971
10 | 27 | 12 | 696.8636 | 688.4841 | 676.2292 | 767.5247 | 378.8299 | 100.3275 | 0 | 0 | 20.91 | 37.8638 | 37.8638 | 37.8638 | 0 | 0 | 0 | 0 | 228.9358 | 582.0972 | 718.5423 | 733.2776 | 0 | 0 | 0 | 0 | -0.91306 | -11.1815 | -22.473 | -50.2599 | 0 | 0 | 0 | 0 | 69.101 | -20.6228 | -57.7039 | 46.6432 | 0.38344 | 0.014884 | 0.38398 | 0.014884 | 26.496 | -0.30694 | -22.157 | 0.69422
10 | 27 | 13 | 698.9205 | 691.9452 | 681.2082 | 774.4843 | 378.8299 | 100.3275 | 0 | 0 | 20.9784 | 37.8638 | 39.6177 | 37.8638 | 0 | 0 | 0 | 0 | 215.5985 | 536.4123 | 667.7758 | 681.0831 | 0 | 0 | 0 | 0 | -0.23172 | -13.3457 | -22.3887 | -47.6529 | 0 | 0 | 0 | 0 | 83.7454 | 30.6873 | -3.7967 | 103.1903 | 0.38056 | 0.014884 | 0.38398 | 0.014884 | 31.87 | 0.45674 | -1.4578 | 1.5359
10 | 27 | 14 | 702.0242 | 696.2665 | 686.8868 | 782.2052 | 378.8299 | 100.3275 | 0 | 0 | 22.3221 | 37.8638 | 37.8638 | 37.8638 | 0 | 0 | 0 | 0 | 202.436 | 473.5933 | 591.0667 | 602.4685 | 0 | 0 | 0 | 0 | -0.39135 | -5.3643 | -13.0427 | -33.9046 | 0 | 0 | 0 | 0 | 98.8276 | 89.8462 | 70.999 | 175.7775 | 0.37634 | 0.014773 | 0.38398 | 0.013952 | 37.193 | 1.3273 | 27.262 | 2.4524
10 | 27 | 15 | 700.2828 | 695.5218 | 687.2542 | 783.5699 | 378.8299 | 100.3275 | 0 | 0 | 23.233 | 47.1302 | 43.0104 | 37.9303 | 0 | 0 | 0 | 0 | 173.4829 | 385.4898 | 482.8461 | 491.516 | 0 | 0 | 0 | 0 | -0.39135 | -7.1243 | -1.3753 | 5.8443 | 0 | 0 | 0 | 0 | 125.1284 | 169.6987 | 162.7731 | 248.2793 | 0.3716 | 0.014335 | 0.38347 | 0.014454 | 46.4981 | 2.4326 | 62.4182 | 3.5886
10 | 27 | 16 | 705.3016 | 703.6958 | 699.0004 | 800.2841 | 378.8299 | 100.3275 | 0 | 0 | 27.8013 | 50.2279 | 47.4882 | 58.0565 | 0 | 0 | 0 | 0 | 140.8295 | 301.9294 | 383.0319 | 390.0949 | 0 | 0 | 0 | 0 | -0.39087 | -0.74809 | -1.1535 | 15.3171 | 0 | 0 | 0 | 0 | 158.2318 | 251.9592 | 269.6338 | 336.8157 | 0.36606 | 0.39562 | 0.37317 | 0.38507 | 57.9225 | 99.6811 | 100.6202 | 129.6986
10 | 27 | 17 | 710.4292 | 711.7884 | 710.4348 | 816.4075 | 378.8299 | 100.3275 | 0 | 0 | 32.1759 | 64.5914 | 54.5082 | 69.1862 | 0 | 0 | 0 | 0 | 102.0284 | 141.1401 | 177.4349 | 184.2586 | 283.1967 | 303.0055 | 303.0055 | 303.0055 | -0.39087 | -3.8986 | -0.063704 | 0 | 0 | 0 | 0 | 0 | -85.4109 | 106.6226 | 175.55 | 259.9572 | 0.3796 | 0.40231 | 0.39727 | 0.39167 | -32.4223 | 42.8958 | 69.7407 | 101.817
10 | 27 | 18 | 723.7949 | 727.4493 | 728.4838 | 839.0051 | 378.8299 | 100.3275 | 0 | 0 | 40.4323 | 76.3071 | 74.2233 | 81.7332 | 0 | 0 | 0 | 0 | 119.2204 | 109.2219 | 130.0505 | 141.8464 | 283.1967 | 303.0055 | 303.0055 | 303.0055 | -0.089256 | -0.65891 | 2.4293 | 25.5661 | 0 | 0 | 0 | 0 | -97.7952 | 139.2462 | 218.7752 | 286.8539 | 0.38763 | 0.39764 | 0.3935 | 0.37855 | -37.9083 | 55.3696 | 86.0884 | 108.5897
10 | 27 | 19 | 759.7524 | 767.508 | 773.2703 | 895.147 | 378.8299 | 100.3275 | 0 | 0 | 40.8735 | 82.5247 | 84.0862 | 84.7933 | 0 | 0 | 0 | 0 | 123.4015 | 115.3637 | 147.1637 | 156.3151 | 283.1967 | 303.0055 | 303.0055 | 303.0055 | 0.53225 | -0.10432 | 4.9024 | 43.2762 | 0 | 0 | 0 | 0 | -67.0814 | 166.391 | 234.1125 | 307.7569 | 0.39128 | 0.40086 | 0.39698 | 0.38389 | -26.2478 | 66.7 | 92.9388 | 118.1453
10 | 27 | 20 | 779.7486 | 789.5918 | 797.8515 | 926.0363 | 378.8299 | 100.3275 | 0 | 0 | 38.5367 | 83.2846 | 84.7545 | 90.3232 | 0 | 0 | 0 | 0 | 101.2064 | 89.7991 | 127.8142 | 136.669 | 283.1967 | 303.0055 | 303.0055 | 303.0055 | 0.13095 | 6.0395 | 5.4016 | 29.3636 | 0 | 0 | 0 | 0 | -22.152 | 207.1357 | 276.8758 | 366.675 | 0.39034 | 0.40015 | 0.39617 | 0.38289 | -8.6469 | 82.8862 | 109.6909 | 140.3955
10 | 27 | 21 | 757.2309 | 768.173 | 777.9168 | 904.6718 | 378.8299 | 100.3275 | 0 | 0 | 37.8707 | 79.3381 | 85.2314 | 91.5475 | 0 | 0 | 0 | 0 | 114.3993 | 100.675 | 142.5542 | 155.4942 | 283.1967 | 303.0055 | 303.0055 | 303.0055 | 0.64822 | 7.0857 | 4.5578 | 31.3459 | 0 | 0 | 0 | 0 | -57.714 | 177.7412 | 242.5679 | 323.2787 | 0.38547 | 0.3963 | 0.39241 | 0.3776 | -22.2468 | 70.4393 | 95.1866 | 122.0688
10 | 27 | 22 | 715.0426 | 726.7892 | 737.7435 | 859.7379 | 378.8299 | 100.3275 | 0 | 0 | 43.7359 | 76.2507 | 83.9535 | 86.888 | 0 | 0 | 0 | 0 | 123.1218 | 107.9771 | 150.9702 | 175.3519 | 283.1967 | 303.0055 | 303.0055 | 303.0055 | 0.75288 | 9.0423 | 6.9867 | 39.9204 | 0 | 0 | 0 | 0 | -114.5946 | 130.1861 | 192.8277 | 254.5722 | 0.37586 | 0.38944 | 0.38588 | 0.36712 | -43.0716 | 50.6995 | 74.4075 | 93.4581
10 | 27 | 23 | 658.7624 | 670.1043 | 680.8276 | 794.0268 | 378.8299 | 100.3275 | 0 | 0 | 38.1179 | 71.906 | 74.6561 | 77.3203 | 0 | 0 | 0 | 0 | 135.8535 | 119.6487 | 150.592 | 186.9662 | 0 | 0 | 0 | 0 | 0.8627 | 0.1299 | 17.9199 | 1.7906 | 0 | 0 | 0 | 0 | 105.0984 | 378.0922 | 437.6596 | 527.9497 | 0.36524 | 0.38446 | 0.37959 | 0.36444 | 38.3865 | 145.3601 | 166.1292 | 192.4061
10 | 27 | 24 | 595.5407 | 603.9094 | 611.3988 | 711.0376 | 378.8299 | 100.3275 | 0 | 0 | 28.113 | 68.4408 | 68.4479 | 62.1882 | 0 | 0 | 0 | 0 | 140.119 | 124.5699 | 150.3904 | 198.0986 | 0 | 0 | 0 | 0 | -0.38091 | 2.8406 | 10.714 | -6.6877 | 0 | 0 | 0 | 0 | 48.8597 | 307.7306 | 381.8464 | 457.4384 | 0.36532 | 0.37062 | 0.37486 | 0.36426 | 17.8492 | 114.0507 | 143.1404 | 166.6267
10 | 28 | 1 | 549.534 | 554.1773 | 557.5377 | 645.2212 | 378.8299 | 100.3275 | 0 | 0 | 27.5282 | 67.2667 | 67.8955 | 68.6681 | 0 | 0 | 0 | 0 | 141.453 | 127.2691 | 149.4833 | 207.9489 | 0 | 0 | 0 | 0 | -0.39135 | 4.7599 | 13.79 | -0.47776 | 0 | 0 | 0 | 0 | 2.1142 | 254.5541 | 326.3688 | 369.0821 | 0.37115 | 0.38254 | 0.37827 | 0.36417 | 0.78467 | 97.3776 | 123.4569 | 134.4095
10 | 28 | 2 | 516.9412 | 518.4124 | 518.2366 | 596.7239 | 378.8299 | 100.3275 | 0 | 0 | 22.5423 | 68.0484 | 67.2136 | 62.0061 | 0 | 0 | 0 | 0 | 142.3883 | 129.2264 | 142.4296 | 208.2591 | 0 | 0 | 0 | 0 | -0.2795 | 2.5097 | 2.9362 | -4.929 | 0 | 0 | 0 | 0 | -26.5398 | 218.3004 | 305.6573 | 331.3877 | 0.37051 | 0.38125 | 0.37759 | 0.36407 | -9.8333 | 83.2259 | 115.4141 | 120.6476
10 | 28 | 3 | 500.9079 | 499.6654 | 496.4628 | 568.9524 | 378.8299 | 100.3275 | 0 | 0 | 21.424 | 71.5448 | 66.9481 | 47.9212 | 0 | 0 | 0 | 0 | 142.1792 | 128.2898 | 136.5205 | 206.8525 | 0 | 0 | 0 | 0 | -0.22147 | 8.7731 | 6.7691 | -9.699 | 0 | 0 | 0 | 0 | -41.3038 | 190.7303 | 286.2251 | 323.8777 | 0.36947 | 0.37677 | 0.37471 | 0.36399 | -15.2604 | 71.8622 | 107.2525 | 117.8871
10 | 28 | 4 | 489.9584 | 485.8523 | 479.3354 | 546.1004 | 378.8299 | 100.3275 | 0 | 0 | 30.4989 | 68.1445 | 67.9779 | 46.6887 | 0 | 0 | 0 | 0 | 138.6947 | 124.8118 | 129.8058 | 206.5495 | 0 | 0 | 0 | 0 | -0.20784 | 0.4125 | 3.0404 | -10.3462 | 0 | 0 | 0 | 0 | -57.8572 | 192.156 | 278.5114 | 303.2084 | 0.36665 | 0.38012 | 0.37574 | 0.364 | -21.2131 | 73.0431 | 104.6484 | 110.3686
10 | 28 | 5 | 488.8494 | 481.478 | 471.0722 | 532.7987 | 378.8299 | 100.3275 | 0 | 0 | 37.4395 | 68.302 | 68.5416 | 67.1646 | 0 | 0 | 0 | 0 | 129.4033 | 116.5383 | 121.3669 | 208.8577 | 0 | 0 | 0 | 0 | 0.8064 | 2.7993 | 0.81142 | -3.7083 | 0 | 0 | 0 | 0 | -57.6297 | 193.5109 | 280.3523 | 260.4848 | 0.36507 | 0.38413 | 0.37673 | 0.36411 | -21.0389 | 74.3339 | 105.6175 | 94.8452
10 | 28 | 6 | 500.6762 | 489.996 | 475.5598 | 533.975 | 378.8299 | 100.3275 | 0 | 0 | 40.7202 | 75.1409 | 75.803 | 78.6534 | 0 | 0 | 0 | 0 | 121.0998 | 110.0481 | 120.5881 | 215.5321 | 0 | 0 | 0 | 0 | 0.70362 | 8.5328 | 6.4823 | -2.1246 | 0 | 0 | 0 | 0 | -40.6774 | 195.9468 | 272.6864 | 241.9141 | 0.37565 | 0.38754 | 0.38116 | 0.36427 | -15.2804 | 75.937 | 103.9382 | 88.1209
10 | 28 | 7 | 522.6278 | 510.1554 | 493.5193 | 552.5544 | 378.8299 | 100.3275 | 0 | 0 | 38.9548 | 67.2036 | 69.053 | 56.9775 | 0 | 0 | 0 | 0 | 132.5277 | 181.3966 | 205.1265 | 303.0493 | 0 | 0 | 0 | 0 | 0.056027 | -0.34918 | -5.8208 | -2.5414 | 0 | 0 | 0 | 0 | -27.7406 | 161.5769 | 225.1606 | 195.069 | 0.37409 | 0.38456 | 0.38293 | 0.3729 | -10.3774 | 62.1355 | 86.2209 | 72.742
10 | 28 | 8 | 548.7298 | 535.7635 | 518.4152 | 580.4909 | 378.8299 | 100.3275 | 0 | 0 | 29.833 | 48.0603 | 48.1742 | 52.491 | 0 | 0 | 0 | 0 | 208.6249 | 435.9793 | 512.3988 | 611.3074 | 0 | 0 | 0 | 0 | -0.22147 | -2.7289 | -2.4571 | 1.1412 | 0 | 0 | 0 | 0 | -68.3366 | -45.8747 | -39.7007 | -84.4488 | 0.36583 | 0.38953 | 0.37971 | 0.39001 | -24.9997 | -17.8696 | -15.0748 | -32.9358
10 | 28 | 9 | 588.9627 | 576.9744 | 560.6157 | 630.0157 | 378.8299 | 100.3275 | 0 | 0 | 23.342 | 47.3204 | 47.3125 | 52.4815 | 0 | 0 | 0 | 0 | 269.1607 | 599.2113 | 697.1786 | 792.3556 | 0 | 0 | 0 | 0 | -0.22147 | -4.4703 | -10.651 | -8.7033 | 0 | 0 | 0 | 0 | -82.1485 | -165.4145 | -173.2243 | -206.1182 | 0.37083 | 0.014884 | 0.38398 | 0.014047 | -30.4631 | -2.462 | -66.5142 | -2.8954
10 | 28 | 10 | 630.9927 | 619.8846 | 604.5103 | 681.688 | 378.8299 | 100.3275 | 0 | 0 | 20.5941 | 37.8638 | 37.8638 | 45.8793 | 0 | 0 | 0 | 0 | 313.5254 | 720.435 | 825.2117 | 931.8546 | 0 | 0 | 0 | 0 | -0.00049229 | -10.7507 | -22.8503 | -48.0894 | 0 | 0 | 0 | 0 | -81.9563 | -227.9909 | -235.715 | -247.9565 | 0.38038 | 0.014884 | 0.38398 | 0.014884 | -31.1745 | -3.3933 | -90.5092 | -3.6905
10 | 28 | 11 | 656.8514 | 646.7092 | 632.4279 | 714.9718 | 378.8299 | 100.3275 | 0 | 0 | 21.3171 | 37.8638 | 37.8638 | 37.8638 | 0 | 0 | 0 | 0 | 351.3092 | 806.9424 | 932.4707 | 1053.6231 | 0 | 0 | 0 | 0 | -1.0122 | -10.4528 | -22.4923 | -48 | 0 | 0 | 0 | 0 | -93.5926 | -287.9716 | -315.4143 | -328.515 | 0.3836 | 0.014884 | 0.38398 | 0.014884 | -35.9022 | -4.2861 | -121.1119 | -4.8895
10 | 28 | 12 | 668.4271 | 659.2597 | 646.0722 | 731.7086 | 378.8299 | 100.3275 | 0 | 0 | 20.91 | 37.8638 | 37.8638 | 37.8638 | 0 | 0 | 0 | 0 | 377.5391 | 837.9922 | 957.9353 | 1085.4472 | 0 | 0 | 0 | 0 | -0.91306 | -11.1815 | -22.473 | -50.2599 | 0 | 0 | 0 | 0 | -107.9387 | -305.7422 | -327.2539 | -341.3425 | 0.38344 | 0.014884 | 0.38398 | 0.014884 | -41.3878 | -4.5506 | -125.6581 | -5.0804
10 | 28 | 13 | 677.6136 | 670.0671 | 658.6552 | 747.7188 | 378.8299 | 100.3275 | 0 | 0 | 20.9784 | 37.8638 | 39.6177 | 37.8638 | 0 | 0 | 0 | 0 | 382.9187 | 845.6517 | 972.0702 | 1099.1491 | 0 | 0 | 0 | 0 | -0.23172 | -13.3457 | -22.3887 | -47.6529 | 0 | 0 | 0 | 0 | -104.8816 | -300.4302 | -330.644 | -341.6412 | 0.38056 | 0.014884 | 0.38398 | 0.014884 | -39.9136 | -4.4715 | -126.9598 | -5.0849
10 | 28 | 14 | 683.2165 | 676.9721 | 667.0184 | 758.6436 | 378.8299 | 100.3275 | 0 | 0 | 22.3221 | 37.8638 | 37.8638 | 37.8638 | 0 | 0 | 0 | 0 | 365.305 | 804.6701 | 919.266 | 1039.1531 | 0 | 0 | 0 | 0 | -0.39135 | -5.3643 | -13.0427 | -33.9046 | 0 | 0 | 0 | 0 | -82.8491 | -260.525 | -277.0687 | -284.4688 | 0.37634 | 0.014773 | 0.38398 | 0.013952 | -31.1796 | -3.8487 | -106.3881 | -3.9688
10 | 28 | 15 | 683.1486 | 677.956 | 669.1801 | 762.1481 | 378.8299 | 100.3275 | 0 | 0 | 23.233 | 47.1302 | 43.0104 | 37.9303 | 0 | 0 | 0 | 0 | 323.428 | 707.1774 | 811.0101 | 913.9819 | 0 | 0 | 0 | 0 | -0.39135 | -7.1243 | -1.3753 | 5.8443 | 0 | 0 | 0 | 0 | -41.951 | -169.5548 | -183.4651 | -195.6084 | 0.3716 | 0.014335 | 0.38347 | 0.014454 | -15.5891 | -2.4305 | -70.3529 | -2.8273
10 | 28 | 16 | 691.5578 | 689.6138 | 684.5208 | 783.1311 | 378.8299 | 100.3275 | 0 | 0 | 27.8013 | 50.2279 | 47.4882 | 58.0565 | 0 | 0 | 0 | 0 | 259.5725 | 543.1645 | 630.1049 | 706.2674 | 0 | 0 | 0 | 0 | -0.39087 | -0.74809 | -1.1535 | 15.3171 | 0 | 0 | 0 | 0 | 25.745 | -3.3579 | 8.0812 | 3.49 | 0.36606 | 0.39562 | 0.37317 | 0.38507 | 9.4243 | -1.3285 | 3.0157 | 1.3439
10 | 28 | 17 | 710.5584 | 711.9612 | 710.6615 | 816.7176 | 378.8299 | 100.3275 | 0 | 0 | 32.1759 | 64.5914 | 54.5082 | 69.1862 | 0 | 0 | 0 | 0 | 165.2159 | 271.5158 | 318.3902 | 391.3358 | 283.1967 | 303.0055 | 303.0055 | 303.0055 | -0.39087 | -3.8986 | -0.063704 | 0 | 0 | 0 | 0 | 0 | -148.4692 | -23.5804 | 34.8214 | 53.1902 | 0.3796 | 0.40231 | 0.39727 | 0.39167 | -56.3595 | -9.4867 | 13.8335 | 20.8329
10 | 28 | 18 | 745.1018 | 749.3879 | 751.1726 | 865.9941 | 378.8299 | 100.3275 | 0 | 0 | 40.4323 | 76.3071 | 74.2233 | 81.7332 | 0 | 0 | 0 | 0 | 134.595 | 142.2374 | 169.2208 | 250.8061 | 283.1967 | 303.0055 | 303.0055 | 303.0055 | -0.089256 | -0.65891 | 2.4293 | 25.5661 | 0 | 0 | 0 | 0 | -91.8628 | 128.1694 | 202.2938 | 204.8833 | 0.38763 | 0.39764 | 0.3935 | 0.37855 | -35.6088 | 50.965 | 79.6029 | 77.5594
10 | 28 | 19 | 783.7112 | 792.178 | 798.7851 | 925.4984 | 378.8299 | 100.3275 | 0 | 0 | 40.8735 | 82.5247 | 84.0862 | 84.7933 | 0 | 0 | 0 | 0 | 138.0974 | 151.2997 | 180.7143 | 264.8393 | 283.1967 | 303.0055 | 303.0055 | 303.0055 | 0.53225 | -0.10432 | 4.9024 | 43.2762 | 0 | 0 | 0 | 0 | -57.8186 | 155.125 | 226.0767 | 229.5842 | 0.39128 | 0.40086 | 0.39698 | 0.38389 | -22.6234 | 62.1838 | 89.7487 | 88.1355
10 | 28 | 20 | 800.2377 | 810.6913 | 819.6761 | 952.0003 | 378.8299 | 100.3275 | 0 | 0 | 38.5367 | 83.2846 | 84.7545 | 90.3232 | 0 | 0 | 0 | 0 | 141.2568 | 155.5943 | 183.2077 | 270.5218 | 283.1967 | 303.0055 | 303.0055 | 303.0055 | 0.13095 | 6.0395 | 5.4016 | 29.3636 | 0 | 0 | 0 | 0 | -41.7134 | 162.44 | 243.3069 | 258.7862 | 0.39034 | 0.40015 | 0.39617 | 0.38289 | -16.2826 | 65.001 | 96.3918 | 99.0861
10 | 28 | 21 | 774.245 | 785.6911 | 796.0334 | 926.2217 | 378.8299 | 100.3275 | 0 | 0 | 37.8707 | 79.3381 | 85.2314 | 91.5475 | 0 | 0 | 0 | 0 | 142.9848 | 153.9733 | 179.1075 | 264.0065 | 283.1967 | 303.0055 | 303.0055 | 303.0055 | 0.64822 | 7.0857 | 4.5578 | 31.3459 | 0 | 0 | 0 | 0 | -69.2854 | 141.9611 | 224.1312 | 236.3163 | 0.38547 | 0.3963 | 0.39241 | 0.3776 | -26.7072 | 56.2596 | 87.9518 | 89.2321
10 | 28 | 22 | 720.7554 | 732.6622 | 743.8061 | 866.9401 | 378.8299 | 100.3275 | 0 | 0 | 43.7359 | 76.2507 | 83.9535 | 86.888 | 0 | 0 | 0 | 0 | 142.415 | 149.6964 | 177.3755 | 259.1393 | 283.1967 | 303.0055 | 303.0055 | 303.0055 | 0.75288 | 9.0423 | 6.9867 | 39.9204 | 0 | 0 | 0 | 0 | -128.175 | 94.3398 | 172.4849 | 177.987 | 0.37586 | 0.38944 | 0.38588 | 0.36712 | -48.1759 | 36.7396 | 66.5578 | 65.3423
10 | 28 | 23 | 650.1541 | 661.251 | 671.6838 | 783.1603 | 378.8299 | 100.3275 | 0 | 0 | 38.1179 | 71.906 | 74.6561 | 77.3203 | 0 | 0 | 0 | 0 | 133.9974 | 137.6705 | 173.3971 | 256.1076 | 0 | 0 | 0 | 0 | 0.8627 | 0.1299 | 17.9199 | 1.7906 | 0 | 0 | 0 | 0 | 98.3462 | 351.2171 | 405.7107 | 447.9418 | 0.36524 | 0.38446 | 0.37959 | 0.36444 | 35.9203 | 135.0277 | 154.0019 | 163.2481
10 | 28 | 24 | 581.7872 | 589.7705 | 596.8035 | 693.699 | 378.8299 | 100.3275 | 0 | 0 | 28.113 | 68.4408 | 68.4479 | 62.1882 | 0 | 0 | 0 | 0 | 107.1863 | 110.0423 | 161.4 | 248.5253 | 0 | 0 | 0 | 0 | -0.38091 | 2.8406 | 10.714 | -6.6877 | 0 | 0 | 0 | 0 | 68.0388 | 308.1193 | 356.2416 | 389.6732 | 0.36532 | 0.37062 | 0.37486 | 0.36426 | 24.8557 | 114.1947 | 133.5421 | 141.9425
10 | 29 | 1 | 539.277 | 543.6296 | 546.6455 | 632.2783 | 378.8299 | 100.3275 | 0 | 0 | 27.5282 | 67.2667 | 67.8955 | 68.6681 | 0 | 0 | 0 | 0 | 94.7607 | 95.8173 | 154.8424 | 242.9899 | 0 | 0 | 0 | 0 | -0.39135 | 4.7599 | 13.79 | -0.47776 | 0 | 0 | 0 | 0 | 38.5495 | 275.4581 | 310.1176 | 321.0981 | 0.37115 | 0.38254 | 0.37827 | 0.36417 | 14.3075 | 105.3742 | 117.3095 | 116.935
10 | 29 | 2 | 511.0419 | 512.3491 | 511.9793 | 589.2918 | 378.8299 | 100.3275 | 0 | 0 | 22.5423 | 68.0484 | 67.2136 | 62.0061 | 0 | 0 | 0 | 0 | 76.8028 | 79.4389 | 143.854 | 229.9595 | 0 | 0 | 0 | 0 | -0.2795 | 2.5097 | 2.9362 | -4.929 | 0 | 0 | 0 | 0 | 33.1464 | 262.0246 | 297.9755 | 302.2551 | 0.37051 | 0.38125 | 0.37759 | 0.36407 | 12.2811 | 99.8956 | 112.5135 | 110.0414
10 | 29 | 3 | 496.6902 | 495.334 | 491.9969 | 563.6515 | 378.8299 | 100.3275 | 0 | 0 | 21.424 | 71.5448 | 66.9481 | 47.9212 | 0 | 0 | 0 | 0 | 77.1726 | 81.5157 | 145.4701 | 230.0499 | 0 | 0 | 0 | 0 | -0.22147 | 8.7731 | 6.7691 | -9.699 | 0 | 0 | 0 | 0 | 19.4852 | 233.173 | 272.8095 | 295.3794 | 0.36947 | 0.37677 | 0.37471 | 0.36399 | 7.1991 | 87.8534 | 102.2255 | 107.5141
10 | 29 | 4 | 492.7789 | 488.7706 | 482.3706 | 549.7253 | 378.8299 | 100.3275 | 0 | 0 | 30.4989 | 68.1445 | 67.9779 | 46.6887 | 0 | 0 | 0 | 0 | 96.3197 | 98.0296 | 160.1584 | 241.4257 | 0 | 0 | 0 | 0 | -0.20784 | 0.4125 | 3.0404 | -10.3462 | 0 | 0 | 0 | 0 | -12.6618 | 221.8565 | 251.1939 | 271.9571 | 0.36665 | 0.38012 | 0.37574 | 0.364 | -4.6424 | 84.333 | 94.3841 | 98.9931
10 | 29 | 5 | 505.2678 | 498.4022 | 488.5983 | 553.6662 | 378.8299 | 100.3275 | 0 | 0 | 37.4395 | 68.302 | 68.5416 | 67.1646 | 0 | 0 | 0 | 0 | 113.325 | 111.1938 | 164.6534 | 246.0177 | 0 | 0 | 0 | 0 | 0.8064 | 2.7993 | 0.81142 | -3.7083 | 0 | 0 | 0 | 0 | -25.133 | 215.7797 | 254.592 | 244.1923 | 0.36507 | 0.38413 | 0.37673 | 0.36411 | -9.1753 | 82.8881 | 95.9128 | 88.9129
10 | 29 | 6 | 550.7198 | 541.5327 | 528.8701 | 597.3988 | 378.8299 | 100.3275 | 0 | 0 | 40.7202 | 75.1409 | 75.803 | 78.6534 | 0 | 0 | 0 | 0 | 133.2286 | 126.3129 | 172.6737 | 253.0989 | 0 | 0 | 0 | 0 | 0.70362 | 8.5328 | 6.4823 | -2.1246 | 0 | 0 | 0 | 0 | -2.7626 | 231.2186 | 273.9111 | 267.7711 | 0.37565 | 0.38754 | 0.38116 | 0.36427 | -1.0378 | 89.6062 | 104.405 | 97.5398
10 | 29 | 7 | 636.7878 | 627.6415 | 614.9517 | 696.9417 | 378.8299 | 100.3275 | 0 | 0 | 38.9548 | 67.2036 | 69.053 | 56.9775 | 0 | 0 | 0 | 0 | 120.7902 | 124.2585 | 171.964 | 252.234 | 0 | 0 | 0 | 0 | 0.056027 | -0.34918 | -5.8208 | -2.5414 | 0 | 0 | 0 | 0 | 98.1569 | 336.2011 | 379.7554 | 390.2717 | 0.37409 | 0.38456 | 0.38293 | 0.3729 | 36.7191 | 129.2884 | 145.42 | 145.5339
10 | 29 | 8 | 702.7962 | 694.247 | 682.1356 | 775.087 | 378.8299 | 100.3275 | 0 | 0 | 29.833 | 48.0603 | 48.1742 | 52.491 | 0 | 0 | 0 | 0 | 158.5875 | 290.2273 | 371.916 | 452.6823 | 0 | 0 | 0 | 0 | -0.22147 | -2.7289 | -2.4571 | 1.1412 | 0 | 0 | 0 | 0 | 135.7672 | 258.3608 | 264.5024 | 268.7724 | 0.36583 | 0.38953 | 0.37971 | 0.39001 | 49.668 | 100.6396 | 100.4346 | 104.8236
10 | 29 | 9 | 722.3764 | 714.226 | 702.4184 | 798.574 | 378.8299 | 100.3275 | 0 | 0 | 23.342 | 47.3204 | 47.3125 | 52.4815 | 0 | 0 | 0 | 0 | 185.8957 | 371.2024 | 466.5912 | 539.9783 | 0 | 0 | 0 | 0 | -0.22147 | -4.4703 | -10.651 | -8.7033 | 0 | 0 | 0 | 0 | 134.5302 | 199.846 | 199.1657 | 214.8175 | 0.37083 | 0.014884 | 0.38398 | 0.014047 | 49.8877 | 2.9744 | 76.4751 | 3.0176
10 | 29 | 10 | 758.4151 | 750.9668 | 739.9316 | 842.6548 | 378.8299 | 100.3275 | 0 | 0 | 20.5941 | 37.8638 | 37.8638 | 45.8793 | 0 | 0 | 0 | 0 | 227.7421 | 458.8128 | 539.4751 | 613.7962 | 0 | 0 | 0 | 0 | -0.00049229 | -10.7507 | -22.8503 | -48.0894 | 0 | 0 | 0 | 0 | 131.2495 | 164.7134 | 185.443 | 231.0687 | 0.38038 | 0.014884 | 0.38398 | 0.014884 | 49.9246 | 2.4515 | 71.2059 | 3.4392
10 | 29 | 11 | 786.6056 | 780.184 | 770.3136 | 878.8616 | 378.8299 | 100.3275 | 0 | 0 | 21.3171 | 37.8638 | 37.8638 | 37.8638 | 0 | 0 | 0 | 0 | 266.5518 | 500.6211 | 581.6954 | 661.9951 | 0 | 0 | 0 | 0 | -1.0122 | -10.4528 | -22.4923 | -48 | 0 | 0 | 0 | 0 | 120.919 | 151.8243 | 173.2468 | 227.0027 | 0.3836 | 0.014884 | 0.38398 | 0.014884 | 46.3846 | 2.2597 | 66.5228 | 3.3786
10 | 29 | 12 | 801.1012 | 795.7306 | 787.0443 | 899.2592 | 378.8299 | 100.3275 | 0 | 0 | 20.91 | 37.8638 | 37.8638 | 37.8638 | 0 | 0 | 0 | 0 | 281.2369 | 533.4158 | 609.1853 | 700.1828 | 0 | 0 | 0 | 0 | -0.91306 | -11.1815 | -22.473 | -50.2599 | 0 | 0 | 0 | 0 | 121.0375 | 135.3051 | 162.4682 | 211.4725 | 0.38344 | 0.014884 | 0.38398 | 0.014884 | 46.4104 | 2.0138 | 62.3841 | 3.1475
10 | 29 | 13 | 806.6831 | 802.8252 | 795.7858 | 910.6985 | 378.8299 | 100.3275 | 0 | 0 | 20.9784 | 37.8638 | 39.6177 | 37.8638 | 0 | 0 | 0 | 0 | 291.9379 | 594.3756 | 669.7433 | 771.1256 | 0 | 0 | 0 | 0 | -0.23172 | -13.3457 | -22.3887 | -47.6529 | 0 | 0 | 0 | 0 | 115.1687 | 83.604 | 108.8135 | 149.362 | 0.38056 | 0.014884 | 0.38398 | 0.014884 | 43.8284 | 1.2443 | 41.7819 | 2.2231
10 | 29 | 14 | 819.5131 | 817.1458 | 811.7868 | 930.6823 | 378.8299 | 100.3275 | 0 | 0 | 22.3221 | 37.8638 | 37.8638 | 37.8638 | 0 | 0 | 0 | 0 | 273.7255 | 514.8488 | 593.2418 | 695.8754 | 0 | 0 | 0 | 0 | -0.39135 | -5.3643 | -13.0427 | -33.9046 | 0 | 0 | 0 | 0 | 145.027 | 169.47 | 193.7239 | 230.8477 | 0.37634 | 0.014773 | 0.38398 | 0.013952 | 54.5798 | 2.5036 | 74.3856 | 3.2207
10 | 29 | 15 | 822.267 | 821.0152 | 816.9088 | 937.6879 | 378.8299 | 100.3275 | 0 | 0 | 23.233 | 47.1302 | 43.0104 | 37.9303 | 0 | 0 | 0 | 0 | 252.4737 | 467.4876 | 540.1504 | 631.1572 | 0 | 0 | 0 | 0 | -0.39135 | -7.1243 | -1.3753 | 5.8443 | 0 | 0 | 0 | 0 | 168.1218 | 213.1944 | 235.1232 | 262.756 | 0.3716 | 0.014335 | 0.38347 | 0.014454 | 62.4746 | 3.0561 | 90.1621 | 3.7978
10 | 29 | 16 | 821.4375 | 823.1721 | 822.4377 | 947.0114 | 378.8299 | 100.3275 | 0 | 0 | 27.8013 | 50.2279 | 47.4882 | 58.0565 | 0 | 0 | 0 | 0 | 247.7994 | 429.195 | 509.7269 | 586.5919 | 0 | 0 | 0 | 0 | -0.39087 | -0.74809 | -1.1535 | 15.3171 | 0 | 0 | 0 | 0 | 167.3977 | 244.1698 | 266.3762 | 287.0459 | 0.36606 | 0.39562 | 0.37317 | 0.38507 | 61.2778 | 96.5995 | 99.4045 | 110.5336
10 | 29 | 17 | 818.0527 | 822.5051 | 824.8191 | 952.3711 | 378.8299 | 100.3275 | 0 | 0 | 32.1759 | 64.5914 | 54.5082 | 69.1862 | 0 | 0 | 0 | 0 | 196.6988 | 277.0752 | 363.3882 | 441.2032 | 283.1967 | 303.0055 | 303.0055 | 303.0055 | -0.39087 | -3.8986 | -0.063704 | 0 | 0 | 0 | 0 | 0 | -72.4578 | 81.4041 | 103.981 | 138.9763 | 0.3796 | 0.40231 | 0.39727 | 0.39167 | -27.5053 | 32.75 | 41.3085 | 54.4326
10 | 29 | 18 | 820.918 | 827.3654 | 831.7117 | 961.7092 | 378.8299 | 100.3275 | 0 | 0 | 40.4323 | 76.3071 | 74.2233 | 81.7332 | 0 | 0 | 0 | 0 | 207.0348 | 247.3949 | 354.1075 | 440.5331 | 283.1967 | 303.0055 | 303.0055 | 303.0055 | -0.089256 | -0.65891 | 2.4293 | 25.5661 | 0 | 0 | 0 | 0 | -88.4865 | 100.9894 | 97.9462 | 110.8714 | 0.38763 | 0.39764 | 0.3935 | 0.37855 | -34.3 | 40.1572 | 38.542 | 41.9708
10 | 29 | 19 | 842.4165 | 852.5606 | 861.1559 | 999.6258 | 378.8299 | 100.3275 | 0 | 0 | 40.8735 | 82.5247 | 84.0862 | 84.7933 | 0 | 0 | 0 | 0 | 231.43 | 296.256 | 396.4613 | 498.7976 | 283.1967 | 303.0055 | 303.0055 | 303.0055 | 0.53225 | -0.10432 | 4.9024 | 43.2762 | 0 | 0 | 0 | 0 | -92.4459 | 70.5513 | 72.7005 | 69.7533 | 0.39128 | 0.40086 | 0.39698 | 0.38389 | -36.1724 | 28.2814 | 28.8609 | 26.7777
10 | 29 | 20 | 859.4585 | 871.6007 | 882.5868 | 1026.7657 | 378.8299 | 100.3275 | 0 | 0 | 38.5367 | 83.2846 | 84.7545 | 90.3232 | 0 | 0 | 0 | 0 | 234.5164 | 314.9076 | 422.0529 | 546.9741 | 283.1967 | 303.0055 | 303.0055 | 303.0055 | 0.13095 | 6.0395 | 5.4016 | 29.3636 | 0 | 0 | 0 | 0 | -75.7522 | 64.036 | 67.3724 | 57.0993 | 0.39034 | 0.40015 | 0.39617 | 0.38289 | -29.5694 | 25.6243 | 26.6912 | 21.8626
10 | 29 | 21 | 826.2956 | 839.2217 | 851.318 | 991.9197 | 378.8299 | 100.3275 | 0 | 0 | 37.8707 | 79.3381 | 85.2314 | 91.5475 | 0 | 0 | 0 | 0 | 210.605 | 290.4974 | 396.6536 | 539.2357 | 283.1967 | 303.0055 | 303.0055 | 303.0055 | 0.64822 | 7.0857 | 4.5578 | 31.3459 | 0 | 0 | 0 | 0 | -84.855 | 58.9675 | 61.8697 | 26.7852 | 0.38547 | 0.3963 | 0.39241 | 0.3776 | -32.7088 | 23.369 | 24.2784 | 10.114
10 | 29 | 22 | 759.9861 | 773.022 | 785.5049 | 916.5073 | 378.8299 | 100.3275 | 0 | 0 | 43.7359 | 76.2507 | 83.9535 | 86.888 | 0 | 0 | 0 | 0 | 209.5671 | 283.1509 | 391.4316 | 542.5054 | 283.1967 | 303.0055 | 303.0055 | 303.0055 | 0.75288 | 9.0423 | 6.9867 | 39.9204 | 0 | 0 | 0 | 0 | -156.0963 | 1.2451 | 0.12771 | -55.8119 | 0.37586 | 0.38944 | 0.38588 | 0.36712 | -58.6704 | 0.48489 | 0.049278 | -20.4896
10 | 29 | 23 | 679.3546 | 691.2934 | 702.7246 | 820.0599 | 378.8299 | 100.3275 | 0 | 0 | 38.1179 | 71.906 | 74.6561 | 77.3203 | 0 | 0 | 0 | 0 | 214.9882 | 286.7882 | 398.1928 | 543.8146 | 0 | 0 | 0 | 0 | 0.8627 | 0.1299 | 17.9199 | 1.7906 | 0 | 0 | 0 | 0 | 46.5559 | 232.1418 | 211.9559 | 197.1344 | 0.36524 | 0.38446 | 0.37959 | 0.36444 | 17.0042 | 89.2484 | 80.4554 | 71.8437
10 | 29 | 24 | 602.7741 | 611.3585 | 619.104 | 720.2043 | 378.8299 | 100.3275 | 0 | 0 | 28.113 | 68.4408 | 68.4479 | 62.1882 | 0 | 0 | 0 | 0 | 205.5556 | 280.3988 | 395.3609 | 524.4856 | 0 | 0 | 0 | 0 | -0.38091 | 2.8406 | 10.714 | -6.6877 | 0 | 0 | 0 | 0 | -9.3434 | 159.3508 | 144.5811 | 140.2182 | 0.36532 | 0.37062 | 0.37486 | 0.36426 | -3.4133 | 59.0583 | 54.1982 | 51.076
10 | 30 | 1 | 552.331 | 557.0662 | 560.5363 | 648.7974 | 378.8299 | 100.3275 | 0 | 0 | 27.5282 | 67.2667 | 67.8955 | 68.6681 | 0 | 0 | 0 | 0 | 214.1484 | 290.324 | 409.0531 | 523.8094 | 0 | 0 | 0 | 0 | -0.39135 | 4.7599 | 13.79 | -0.47776 | 0 | 0 | 0 | 0 | -67.7842 | 94.3881 | 69.7977 | 56.7978 | 0.37115 | 0.38254 | 0.37827 | 0.36417 | -25.1579 | 36.1074 | 26.4027 | 20.6842
10 | 30 | 2 | 525.2496 | 526.9696 | 527.0896 | 607.2575 | 378.8299 | 100.3275 | 0 | 0 | 22.5423 | 68.0484 | 67.2136 | 62.0061 | 0 | 0 | 0 | 0 | 220.0302 | 296.0603 | 419.2098 | 530.2593 | 0 | 0 | 0 | 0 | -0.2795 | 2.5097 | 2.9362 | -4.929 | 0 | 0 | 0 | 0 | -95.8733 | 60.0238 | 37.7301 | 19.921 | 0.37051 | 0.38125 | 0.37759 | 0.36407 | -35.5221 | 22.8838 | 14.2466 | 7.2526
10 | 30 | 3 | 508.4515 | 507.4388 | 504.5094 | 578.5303 | 378.8299 | 100.3275 | 0 | 0 | 21.424 | 71.5448 | 66.9481 | 47.9212 | 0 | 0 | 0 | 0 | 208.7754 | 286.2172 | 419.238 | 530.371 | 0 | 0 | 0 | 0 | -0.22147 | 8.7731 | 6.7691 | -9.699 | 0 | 0 | 0 | 0 | -100.3564 | 40.5764 | 11.5542 | 9.9372 | 0.36947 | 0.37677 | 0.37471 | 0.36399 | -37.0784 | 15.2881 | 4.3295 | 3.617
10 | 30 | 4 | 502.4999 | 498.776 | 492.7135 | 562.0246 | 378.8299 | 100.3275 | 0 | 0 | 30.4989 | 68.1445 | 67.9779 | 46.6887 | 0 | 0 | 0 | 0 | 189.2378 | 269.6394 | 400.6582 | 510.9873 | 0 | 0 | 0 | 0 | -0.20784 | 0.4125 | 3.0404 | -10.3462 | 0 | 0 | 0 | 0 | -95.8588 | 60.2521 | 21.037 | 14.6948 | 0.36665 | 0.38012 | 0.37574 | 0.364 | -35.1462 | 22.9032 | 7.9045 | 5.3489
10 | 30 | 5 | 512.0282 | 505.3582 | 495.7862 | 562.2113 | 378.8299 | 100.3275 | 0 | 0 | 37.4395 | 68.302 | 68.5416 | 67.1646 | 0 | 0 | 0 | 0 | 224.221 | 308.2351 | 434.1213 | 541.5986 | 0 | 0 | 0 | 0 | 0.8064 | 2.7993 | 0.81142 | -3.7083 | 0 | 0 | 0 | 0 | -129.2685 | 25.6943 | -7.6881 | -42.8435 | 0.36507 | 0.38413 | 0.37673 | 0.36411 | -47.1921 | 9.87 | -2.8964 | -15.5998
10 | 30 | 6 | 553.745 | 544.6505 | 532.0981 | 601.2417 | 378.8299 | 100.3275 | 0 | 0 | 40.7202 | 75.1409 | 75.803 | 78.6534 | 0 | 0 | 0 | 0 | 241.4771 | 336.1657 | 455.4221 | 561.1369 | 0 | 0 | 0 | 0 | 0.70362 | 8.5328 | 6.4823 | -2.1246 | 0 | 0 | 0 | 0 | -107.9859 | 24.4837 | -5.6092 | -36.4241 | 0.37565 | 0.38754 | 0.38116 | 0.36427 | -40.5647 | 9.4884 | -2.138 | -13.2681
10 | 30 | 7 | 639.1479 | 630.0641 | 617.4483 | 699.904 | 378.8299 | 100.3275 | 0 | 0 | 38.9548 | 67.2036 | 69.053 | 56.9775 | 0 | 0 | 0 | 0 | 212.8191 | 363.5205 | 472.2428 | 572.5012 | 0 | 0 | 0 | 0 | 0.056027 | -0.34918 | -5.8208 | -2.5414 | 0 | 0 | 0 | 0 | 8.4881 | 99.3618 | 81.9732 | 72.9667 | 0.37409 | 0.38456 | 0.38293 | 0.3729 | 3.1753 | 38.2103 | 31.3901 | 27.2096
10 | 30 | 8 | 709.1843 | 700.8143 | 688.9149 | 783.1407 | 378.8299 | 100.3275 | 0 | 0 | 29.833 | 48.0603 | 48.1742 | 52.491 | 0 | 0 | 0 | 0 | 269.3155 | 552.9235 | 659.7706 | 754.2023 | 0 | 0 | 0 | 0 | -0.22147 | -2.7289 | -2.4571 | 1.1412 | 0 | 0 | 0 | 0 | 31.4274 | 2.2318 | -16.5728 | -24.6938 | 0.36583 | 0.38953 | 0.37971 | 0.39001 | 11.4971 | 0.86937 | -6.2929 | -9.6308
10 | 30 | 9 | 722.4696 | 714.3185 | 702.5099 | 798.6794 | 378.8299 | 100.3275 | 0 | 0 | 23.342 | 47.3204 | 47.3125 | 52.4815 | 0 | 0 | 0 | 0 | 311.7172 | 681.5906 | 786.0486 | 892.3154 | 0 | 0 | 0 | 0 | -0.22147 | -4.4703 | -10.651 | -8.7033 | 0 | 0 | 0 | 0 | 8.802 | -110.4497 | -120.2002 | -137.4143 | 0.37083 | 0.014884 | 0.38398 | 0.014047 | 3.264 | -1.6439 | -46.1541 | -1.9303
10 | 30 | 10 | 748.0752 | 740.337 | 728.9586 | 829.6193 | 378.8299 | 100.3275 | 0 | 0 | 20.5941 | 37.8638 | 37.8638 | 45.8793 | 0 | 0 | 0 | 0 | 354.5785 | 772.1171 | 893.0467 | 1031.1206 | 0 | 0 | 0 | 0 | -0.00049229 | -10.7507 | -22.8503 | -48.0894 | 0 | 0 | 0 | 0 | -5.9268 | -159.2206 | -179.1016 | -199.2912 | 0.38038 | 0.014884 | 0.38398 | 0.014884 | -2.2544 | -2.3698 | -68.7709 | -2.9662
10 | 30 | 11 | 773.8901 | 767.1073 | 756.809 | 862.8137 | 378.8299 | 100.3275 | 0 | 0 | 21.3171 | 37.8638 | 37.8638 | 37.8638 | 0 | 0 | 0 | 0 | 386.9044 | 843.4374 | 973.0145 | 1134.3606 | 0 | 0 | 0 | 0 | -1.0122 | -10.4528 | -22.4923 | -48 | 0 | 0 | 0 | 0 | -12.1491 | -204.0686 | -231.577 | -261.4107 | 0.3836 | 0.014884 | 0.38398 | 0.014884 | -4.6604 | -3.0373 | -88.9203 | -3.8908
10 | 30 | 12 | 788.4787 | 782.744 | 773.6257 | 883.3077 | 378.8299 | 100.3275 | 0 | 0 | 20.91 | 37.8638 | 37.8638 | 37.8638 | 0 | 0 | 0 | 0 | 380.7694 | 857.2429 | 1002.8019 | 1179.4072 | 0 | 0 | 0 | 0 | -0.91306 | -11.1815 | -22.473 | -50.2599 | 0 | 0 | 0 | 0 | 8.8825 | -201.5087 | -244.567 | -283.7034 | 0.38344 | 0.014884 | 0.38398 | 0.014884 | 3.4059 | -2.9992 | -93.9082 | -4.2226
10 | 30 | 13 | 796.0271 | 791.8557 | 784.4443 | 897.21 | 378.8299 | 100.3275 | 0 | 0 | 20.9784 | 37.8638 | 39.6177 | 37.8638 | 0 | 0 | 0 | 0 | 353.8255 | 836.8831 | 975.4354 | 1166.4674 | 0 | 0 | 0 | 0 | -0.23172 | -13.3457 | -22.3887 | -47.6529 | 0 | 0 | 0 | 0 | 42.6251 | -169.8729 | -208.2202 | -259.4683 | 0.38056 | 0.014884 | 0.38398 | 0.014884 | 16.2213 | -2.5283 | -79.9518 | -3.8618
10 | 30 | 14 | 804.8168 | 802.0196 | 796.1505 | 912.0885 | 378.8299 | 100.3275 | 0 | 0 | 22.3221 | 37.8638 | 37.8638 | 37.8638 | 0 | 0 | 0 | 0 | 324.821 | 769.1237 | 905.8839 | 1108.0011 | 0 | 0 | 0 | 0 | -0.39135 | -5.3643 | -13.0427 | -33.9046 | 0 | 0 | 0 | 0 | 79.2352 | -99.931 | -134.5545 | -199.8719 | 0.37634 | 0.014773 | 0.38398 | 0.013952 | 29.8196 | -1.4763 | -51.6659 | -2.7885
10 | 30 | 15 | 808.2715 | 806.6123 | 802.0224 | 919.9878 | 378.8299 | 100.3275 | 0 | 0 | 23.233 | 47.1302 | 43.0104 | 37.9303 | 0 | 0 | 0 | 0 | 282.6853 | 703.8676 | 836.8169 | 1037.7709 | 0 | 0 | 0 | 0 | -0.39135 | -7.1243 | -1.3753 | 5.8443 | 0 | 0 | 0 | 0 | 123.9147 | -37.5886 | -76.4297 | -161.5577 | 0.3716 | 0.014335 | 0.38347 | 0.014454 | 46.0471 | -0.53882 | -29.3083 | -2.3351
10 | 30 | 16 | 807.7942 | 809.1262 | 807.9139 | 929.7367 | 378.8299 | 100.3275 | 0 | 0 | 27.8013 | 50.2279 | 47.4882 | 58.0565 | 0 | 0 | 0 | 0 | 229.5872 | 579.7829 | 683.3437 | 849.2629 | 0 | 0 | 0 | 0 | -0.39087 | -0.74809 | -1.1535 | 15.3171 | 0 | 0 | 0 | 0 | 171.9667 | 79.5361 | 78.2355 | 7.1002 | 0.36606 | 0.39562 | 0.37317 | 0.38507 | 62.9503 | 31.4664 | 29.1954 | 2.7341
10 | 30 | 17 | 798.7399 | 802.6256 | 804.2671 | 927.9299 | 378.8299 | 100.3275 | 0 | 0 | 32.1759 | 64.5914 | 54.5082 | 69.1862 | 0 | 0 | 0 | 0 | 153.7786 | 346.6804 | 424.6124 | 559.9449 | 283.1967 | 303.0055 | 303.0055 | 303.0055 | -0.39087 | -3.8986 | -0.063704 | 0 | 0 | 0 | 0 | 0 | -48.8504 | -8.0806 | 22.2047 | -4.2067 | 0.3796 | 0.40231 | 0.39727 | 0.39167 | -18.5438 | -3.2509 | 8.8213 | -1.6476
10 | 30 | 18 | 801.2164 | 807.0929 | 810.762 | 936.8026 | 378.8299 | 100.3275 | 0 | 0 | 40.4323 | 76.3071 | 74.2233 | 81.7332 | 0 | 0 | 0 | 0 | 124.2166 | 205.6596 | 275.5136 | 409.5481 | 283.1967 | 303.0055 | 303.0055 | 303.0055 | -0.089256 | -0.65891 | 2.4293 | 25.5661 | 0 | 0 | 0 | 0 | -25.3699 | 122.4522 | 155.5903 | 116.9498 | 0.38763 | 0.39764 | 0.3935 | 0.37855 | -9.8341 | 48.6917 | 61.225 | 44.2718
10 | 30 | 19 | 827.755 | 837.4777 | 845.5733 | 981.1034 | 378.8299 | 100.3275 | 0 | 0 | 40.8735 | 82.5247 | 84.0862 | 84.7933 | 0 | 0 | 0 | 0 | 172.3072 | 252.4203 | 339.0476 | 467.5355 | 283.1967 | 303.0055 | 303.0055 | 303.0055 | 0.53225 | -0.10432 | 4.9024 | 43.2762 | 0 | 0 | 0 | 0 | -47.9846 | 99.3041 | 114.5316 | 82.493 | 0.39128 | 0.40086 | 0.39698 | 0.38389 | -18.7755 | 39.8073 | 45.4672 | 31.6684
10 | 30 | 20 | 850.9497 | 862.8463 | 873.5412 | 1016.0125 | 378.8299 | 100.3275 | 0 | 0 | 38.5367 | 83.2846 | 84.7545 | 90.3232 | 0 | 0 | 0 | 0 | 186.329 | 262.5965 | 351.0267 | 457.121 | 283.1967 | 303.0055 | 303.0055 | 303.0055 | 0.13095 | 6.0395 | 5.4016 | 29.3636 | 0 | 0 | 0 | 0 | -36.0736 | 107.5927 | 129.353 | 136.1992 | 0.39034 | 0.40015 | 0.39617 | 0.38289 | -14.0811 | 43.0537 | 51.2462 | 52.149
10 | 30 | 21 | 820.8448 | 833.6135 | 845.523 | 985.0306 | 378.8299 | 100.3275 | 0 | 0 | 37.8707 | 79.3381 | 85.2314 | 91.5475 | 0 | 0 | 0 | 0 | 200.0394 | 273.0113 | 360.9746 | 455.791 | 283.1967 | 303.0055 | 303.0055 | 303.0055 | 0.64822 | 7.0857 | 4.5578 | 31.3459 | 0 | 0 | 0 | 0 | -79.7402 | 70.8454 | 91.7537 | 103.3408 | 0.38547 | 0.3963 | 0.39241 | 0.3776 | -30.7372 | 28.0762 | 36.0053 | 39.0211
10 | 30 | 22 | 758.4233 | 771.4085 | 783.8308 | 914.5114 | 378.8299 | 100.3275 | 0 | 0 | 43.7359 | 76.2507 | 83.9535 | 86.888 | 0 | 0 | 0 | 0 | 214.3791 | 283.805 | 373.6349 | 460.6146 | 283.1967 | 303.0055 | 303.0055 | 303.0055 | 0.75288 | 9.0423 | 6.9867 | 39.9204 | 0 | 0 | 0 | 0 | -162.4711 | -1.0226 | 16.2503 | 24.0829 | 0.37586 | 0.38944 | 0.38588 | 0.36712 | -61.0664 | -0.39823 | 6.2706 | 8.8413
10 | 30 | 23 | 675.6353 | 687.4648 | 698.7664 | 815.3527 | 378.8299 | 100.3275 | 0 | 0 | 38.1179 | 71.906 | 74.6561 | 77.3203 | 0 | 0 | 0 | 0 | 191.7084 | 256.9039 | 345.0883 | 421.9994 | 0 | 0 | 0 | 0 | 0.8627 | 0.1299 | 17.9199 | 1.7906 | 0 | 0 | 0 | 0 | 66.1164 | 258.1976 | 261.1021 | 314.2423 | 0.36524 | 0.38446 | 0.37959 | 0.36444 | 24.1486 | 99.2658 | 99.1106 | 114.5226
10 | 30 | 24 | 600.19 | 608.6981 | 616.353 | 716.9323 | 378.8299 | 100.3275 | 0 | 0 | 28.113 | 68.4408 | 68.4479 | 62.1882 | 0 | 0 | 0 | 0 | 175.1063 | 231.9756 | 317.654 | 380.08 | 0 | 0 | 0 | 0 | -0.38091 | 2.8406 | 10.714 | -6.6877 | 0 | 0 | 0 | 0 | 18.5217 | 205.1136 | 219.537 | 281.3518 | 0.36532 | 0.37062 | 0.37486 | 0.36426 | 6.7663 | 76.0189 | 82.2965 | 102.4853
10 | 31 | 1 | 551.5873 | 556.2997 | 559.7425 | 647.8522 | 378.8299 | 100.3275 | 0 | 0 | 27.5282 | 67.2667 | 67.8955 | 68.6681 | 0 | 0 | 0 | 0 | 178.4699 | 228.0687 | 309.9382 | 353.9167 | 0 | 0 | 0 | 0 | -0.39135 | 4.7599 | 13.79 | -0.47776 | 0 | 0 | 0 | 0 | -32.8493 | 155.8768 | 168.1188 | 225.7453 | 0.37115 | 0.38254 | 0.37827 | 0.36417 | -12.1919 | 59.6294 | 63.595 | 82.2102
10 | 31 | 2 | 523.4863 | 525.1547 | 525.2135 | 605.0264 | 378.8299 | 100.3275 | 0 | 0 | 22.5423 | 68.0484 | 67.2136 | 62.0061 | 0 | 0 | 0 | 0 | 173.8192 | 219.4804 | 301.9569 | 330.1287 | 0 | 0 | 0 | 0 | -0.2795 | 2.5097 | 2.9362 | -4.929 | 0 | 0 | 0 | 0 | -51.4257 | 134.7887 | 153.1068 | 217.8205 | 0.37051 | 0.38125 | 0.37759 | 0.36407 | -19.0538 | 51.3875 | 57.8121 | 79.3015
10 | 31 | 3 | 506.5802 | 505.5137 | 502.5204 | 576.166 | 378.8299 | 100.3275 | 0 | 0 | 21.424 | 71.5448 | 66.9481 | 47.9212 | 0 | 0 | 0 | 0 | 162.6811 | 205.1591 | 291.851 | 308.693 | 0 | 0 | 0 | 0 | -0.22147 | 8.7731 | 6.7691 | -9.699 | 0 | 0 | 0 | 0 | -56.1333 | 119.7093 | 136.9523 | 229.2508 | 0.36947 | 0.37677 | 0.37471 | 0.36399 | -20.7394 | 45.1033 | 51.3179 | 83.4442
10 | 31 | 4 | 501.1217 | 497.3583 | 491.249 | 560.284 | 378.8299 | 100.3275 | 0 | 0 | 30.4989 | 68.1445 | 67.9779 | 46.6887 | 0 | 0 | 0 | 0 | 144.7513 | 184.1608 | 273.7672 | 282.0868 | 0 | 0 | 0 | 0 | -0.20784 | 0.4125 | 3.0404 | -10.3462 | 0 | 0 | 0 | 0 | -52.7506 | 144.313 | 146.4636 | 241.8547 | 0.36665 | 0.38012 | 0.37574 | 0.364 | -19.3408 | 54.8568 | 55.0325 | 88.0357
10 | 31 | 5 | 509.5965 | 502.8613 | 493.2122 | 559.1564 | 378.8299 | 100.3275 | 0 | 0 | 37.4395 | 68.302 | 68.5416 | 67.1646 | 0 | 0 | 0 | 0 | 141.5747 | 175.1974 | 261.0375 | 264.0042 | 0 | 0 | 0 | 0 | 0.8064 | 2.7993 | 0.81142 | -3.7083 | 0 | 0 | 0 | 0 | -49.0539 | 156.2351 | 162.8217 | 231.696 | 0.36507 | 0.38413 | 0.37673 | 0.36411 | -17.9081 | 60.0151 | 61.3401 | 84.3629
10 | 31 | 6 | 553.0377 | 543.9254 | 531.3519 | 600.3572 | 378.8299 | 100.3275 | 0 | 0 | 40.7202 | 75.1409 | 75.803 | 78.6534 | 0 | 0 | 0 | 0 | 139.9111 | 164.7611 | 251.1735 | 252.5094 | 0 | 0 | 0 | 0 | 0.70362 | 8.5328 | 6.4823 | -2.1246 | 0 | 0 | 0 | 0 | -7.1272 | 195.1631 | 197.8931 | 271.3189 | 0.37565 | 0.38754 | 0.38116 | 0.36427 | -2.6773 | 75.6333 | 75.4297 | 98.8321
10 | 31 | 7 | 640.3011 | 631.2488 | 618.6701 | 701.3545 | 378.8299 | 100.3275 | 0 | 0 | 38.9548 | 67.2036 | 69.053 | 56.9775 | 0 | 0 | 0 | 0 | 160.0969 | 234.7359 | 332.9576 | 333.6088 | 0 | 0 | 0 | 0 | 0.056027 | -0.34918 | -5.8208 | -2.5414 | 0 | 0 | 0 | 0 | 62.3635 | 229.331 | 222.4803 | 313.3097 | 0.37409 | 0.38456 | 0.38293 | 0.3729 | 23.3293 | 88.1908 | 85.1945 | 116.8345
10 | 31 | 8 | 710.0271 | 701.6813 | 689.8108 | 784.2056 | 378.8299 | 100.3275 | 0 | 0 | 29.833 | 48.0603 | 48.1742 | 52.491 | 0 | 0 | 0 | 0 | 239.2202 | 490.1431 | 623.9772 | 630.2085 | 0 | 0 | 0 | 0 | -0.22147 | -2.7289 | -2.4571 | 1.1412 | 0 | 0 | 0 | 0 | 62.3654 | 65.8793 | 20.1165 | 100.3649 | 0.36583 | 0.38953 | 0.37971 | 0.39001 | 22.8152 | 25.662 | 7.6385 | 39.1432
10 | 31 | 9 | 726.4956 | 718.4518 | 706.7697 | 803.7341 | 378.8299 | 100.3275 | 0 | 0 | 23.342 | 47.3204 | 47.3125 | 52.4815 | 0 | 0 | 0 | 0 | 290.8227 | 643.6354 | 782.9323 | 797.01 | 0 | 0 | 0 | 0 | -0.22147 | -4.4703 | -10.651 | -8.7033 | 0 | 0 | 0 | 0 | 33.7224 | -68.3613 | -112.8241 | -37.0541 | 0.37083 | 0.014884 | 0.38398 | 0.014047 | 12.5053 | -1.0175 | -43.3219 | -0.52051
10 | 31 | 10 | 749.5624 | 741.8626 | 730.5295 | 831.482 | 378.8299 | 100.3275 | 0 | 0 | 20.5941 | 37.8638 | 37.8638 | 45.8793 | 0 | 0 | 0 | 0 | 332.3395 | 752.3195 | 892.5897 | 913.5737 | 0 | 0 | 0 | 0 | -0.00049229 | -10.7507 | -22.8503 | -48.0894 | 0 | 0 | 0 | 0 | 17.7994 | -137.8974 | -177.0737 | -79.8816 | 0.38038 | 0.014884 | 0.38398 | 0.014884 | 6.7705 | -2.0524 | -67.9923 | -1.1889
10 | 31 | 11 | 774.443 | 767.6683 | 757.3791 | 863.4833 | 378.8299 | 100.3275 | 0 | 0 | 21.3171 | 37.8638 | 37.8638 | 37.8638 | 0 | 0 | 0 | 0 | 364.6218 | 835.5975 | 1001.8414 | 1028.4604 | 0 | 0 | 0 | 0 | -1.0122 | -10.4528 | -22.4923 | -48 | 0 | 0 | 0 | 0 | 10.6864 | -195.6678 | -259.8337 | -154.8408 | 0.3836 | 0.014884 | 0.38398 | 0.014884 | 4.0993 | -2.9123 | -99.7702 | -2.3046
10 | 31 | 12 | 782.1632 | 776.2472 | 766.9139 | 875.3299 | 378.8299 | 100.3275 | 0 | 0 | 20.91 | 37.8638 | 37.8638 | 37.8638 | 0 | 0 | 0 | 0 | 379.6924 | 866.0769 | 1028.0401 | 1057.1802 | 0 | 0 | 0 | 0 | -0.91306 | -11.1815 | -22.473 | -50.2599 | 0 | 0 | 0 | 0 | 3.644 | -216.8395 | -276.517 | -169.4541 | 0.38344 | 0.014884 | 0.38398 | 0.014884 | 1.3972 | -3.2274 | -106.1762 | -2.5221
10 | 31 | 13 | 786.5727 | 782.1353 | 774.4086 | 885.2867 | 378.8299 | 100.3275 | 0 | 0 | 20.9784 | 37.8638 | 39.6177 | 37.8638 | 0 | 0 | 0 | 0 | 382.0187 | 885.3756 | 1042.274 | 1071.7025 | 0 | 0 | 0 | 0 | -0.23172 | -13.3457 | -22.3887 | -47.6529 | 0 | 0 | 0 | 0 | 4.9775 | -228.0859 | -285.0944 | -176.6267 | 0.38056 | 0.014884 | 0.38398 | 0.014884 | 1.8942 | -3.3948 | -109.4698 | -2.6289
10 | 31 | 14 | 795.6021 | 792.5522 | 786.3841 | 900.4918 | 378.8299 | 100.3275 | 0 | 0 | 22.3221 | 37.8638 | 37.8638 | 37.8638 | 0 | 0 | 0 | 0 | 370.5075 | 854.9634 | 996.1609 | 1023.981 | 0 | 0 | 0 | 0 | -0.39135 | -5.3643 | -13.0427 | -33.9046 | 0 | 0 | 0 | 0 | 24.334 | -195.2382 | -234.5979 | -127.4484 | 0.37634 | 0.014773 | 0.38398 | 0.013952 | 9.1579 | -2.8842 | -90.0803 | -1.7781
10 | 31 | 15 | 802.1228 | 800.2973 | 795.5109 | 912.2586 | 378.8299 | 100.3275 | 0 | 0 | 23.233 | 47.1302 | 43.0104 | 37.9303 | 0 | 0 | 0 | 0 | 338.8299 | 775.4698 | 899.6255 | 924.4169 | 0 | 0 | 0 | 0 | -0.39135 | -7.1243 | -1.3753 | 5.8443 | 0 | 0 | 0 | 0 | 61.6214 | -115.5058 | -145.7497 | -55.9329 | 0.3716 | 0.014335 | 0.38347 | 0.014454 | 22.8987 | -1.6557 | -55.8903 | -0.80845
10 | 31 | 16 | 799.8524 | 800.9679 | 799.4995 | 919.7469 | 378.8299 | 100.3275 | 0 | 0 | 27.8013 | 50.2279 | 47.4882 | 58.0565 | 0 | 0 | 0 | 0 | 266.9486 | 587.1268 | 684.2044 | 706.5642 | 0 | 0 | 0 | 0 | -0.39087 | -0.74809 | -1.1535 | 15.3171 | 0 | 0 | 0 | 0 | 126.6635 | 64.0338 | 68.9604 | 139.8091 | 0.36606 | 0.39562 | 0.37317 | 0.38507 | 46.3666 | 25.3333 | 25.7342 | 53.8367
10 | 31 | 17 | 796.477 | 800.2999 | 801.867 | 925.0793 | 378.8299 | 100.3275 | 0 | 0 | 32.1759 | 64.5914 | 54.5082 | 69.1862 | 0 | 0 | 0 | 0 | 188.6987 | 337.4139 | 392.6062 | 416.7948 | 283.1967 | 303.0055 | 303.0055 | 303.0055 | -0.39087 | -3.8986 | -0.063704 | 0 | 0 | 0 | 0 | 0 | -86.0333 | -1.1397 | 51.8108 | 136.0928 | 0.3796 | 0.40231 | 0.39727 | 0.39167 | -32.6586 | -0.45853 | 20.5829 | 53.3032
10 | 31 | 18 | 793.2162 | 798.855 | 802.2419 | 926.6671 | 378.8299 | 100.3275 | 0 | 0 | 40.4323 | 76.3071 | 74.2233 | 81.7332 | 0 | 0 | 0 | 0 | 147.8584 | 182.036 | 212.4889 | 234.7562 | 283.1967 | 303.0055 | 303.0055 | 303.0055 | -0.089256 | -0.65891 | 2.4293 | 25.5661 | 0 | 0 | 0 | 0 | -57.0119 | 137.8379 | 210.095 | 281.6062 | 0.38763 | 0.39764 | 0.3935 | 0.37855 | -22.0995 | 54.8096 | 82.6727 | 106.6031
10 | 31 | 19 | 820.3274 | 829.8061 | 837.6106 | 971.6072 | 378.8299 | 100.3275 | 0 | 0 | 40.8735 | 82.5247 | 84.0862 | 84.7933 | 0 | 0 | 0 | 0 | 159.0106 | 195.2984 | 230.0021 | 251.8366 | 283.1967 | 303.0055 | 303.0055 | 303.0055 | 0.53225 | -0.10432 | 4.9024 | 43.2762 | 0 | 0 | 0 | 0 | -42.1156 | 148.7544 | 215.6144 | 288.6956 | 0.39128 | 0.40086 | 0.39698 | 0.38389 | -16.4791 | 59.6301 | 85.5954 | 110.8279
10 | 31 | 20 | 837.9581 | 849.4579 | 859.6809 | 999.5135 | 378.8299 | 100.3275 | 0 | 0 | 38.5367 | 83.2846 | 84.7545 | 90.3232 | 0 | 0 | 0 | 0 | 161.2096 | 192.0285 | 226.0525 | 259.2282 | 283.1967 | 303.0055 | 303.0055 | 303.0055 | 0.13095 | 6.0395 | 5.4016 | 29.3636 | 0 | 0 | 0 | 0 | -23.9458 | 164.7723 | 240.4669 | 317.5929 | 0.39034 | 0.40015 | 0.39617 | 0.38289 | -9.3471 | 65.9343 | 95.2667 | 121.6025
10 | 31 | 21 | 809.2835 | 821.7043 | 833.2004 | 970.3674 | 378.8299 | 100.3275 | 0 | 0 | 37.8707 | 79.3381 | 85.2314 | 91.5475 | 0 | 0 | 0 | 0 | 159.9363 | 185.8804 | 219.8326 | 270.3699 | 283.1967 | 303.0055 | 303.0055 | 303.0055 | 0.64822 | 7.0857 | 4.5578 | 31.3459 | 0 | 0 | 0 | 0 | -51.1985 | 146.0672 | 220.5731 | 274.0987 | 0.38547 | 0.3963 | 0.39241 | 0.3776 | -19.7353 | 57.8868 | 86.5556 | 103.4986
10 | 31 | 22 | 752.0234 | 764.8246 | 777.0288 | 906.4261 | 378.8299 | 100.3275 | 0 | 0 | 43.7359 | 76.2507 | 83.9535 | 86.888 | 0 | 0 | 0 | 0 | 167.6874 | 190.2956 | 221.5626 | 285.9592 | 283.1967 | 303.0055 | 303.0055 | 303.0055 | 0.75288 | 9.0423 | 6.9867 | 39.9204 | 0 | 0 | 0 | 0 | -122.1794 | 85.903 | 161.5205 | 190.6531 | 0.37586 | 0.38944 | 0.38588 | 0.36712 | -45.9224 | 33.454 | 62.3269 | 69.9922
10 | 31 | 23 | 672.1842 | 683.9049 | 695.077 | 810.9574 | 378.8299 | 100.3275 | 0 | 0 | 38.1179 | 71.906 | 74.6561 | 77.3203 | 0 | 0 | 0 | 0 | 196.3048 | 216.7806 | 248.7959 | 320.3446 | 0 | 0 | 0 | 0 | 0.8627 | 0.1299 | 17.9199 | 1.7906 | 0 | 0 | 0 | 0 | 58.0689 | 294.7609 | 353.7051 | 411.5019 | 0.36524 | 0.38446 | 0.37959 | 0.36444 | 21.2093 | 113.3228 | 134.2613 | 149.9679
10 | 31 | 24 | 597.9534 | 606.396 | 613.9734 | 714.1025 | 378.8299 | 100.3275 | 0 | 0 | 28.113 | 68.4408 | 68.4479 | 62.1882 | 0 | 0 | 0 | 0 | 251.1177 | 268.8045 | 300.6477 | 376.6715 | 0 | 0 | 0 | 0 | -0.38091 | 2.8406 | 10.714 | -6.6877 | 0 | 0 | 0 | 0 | -59.7263 | 165.9827 | 234.1637 | 281.9305 | 0.36532 | 0.37062 | 0.37486 | 0.36426 | -21.819 | 61.5162 | 87.7795 | 102.6961
11 | 1 | 1 | 564.9586 | 571.4169 | 577.012 | 670.0453 | 378.8299 | 100.3275 | 0 | 0 | 29.0979 | 58.8597 | 58.4858 | 57.6125 | 0 | 0 | 0 | 0 | 323.1506 | 333.6959 | 358.6714 | 440.8659 | 0 | 0 | 0 | 0 | 0.10687 | 4.7454 | 10.6439 | 3.9312 | 0 | 0 | 0 | 0 | -166.2267 | 73.7883 | 149.211 | 167.6356 | 0.3688 | 0.37024 | 0.36683 | 0.36949 | -61.3049 | 27.3194 | 54.7356 | 61.9402
11 | 1 | 2 | 540.1658 | 543.9694 | 546.6634 | 632.5575 | 378.8299 | 100.3275 | 0 | 0 | 20.1346 | 61.4723 | 55.4048 | 48.0287 | 0 | 0 | 0 | 0 | 397.9745 | 396.6721 | 421.2725 | 506.9156 | 0 | 0 | 0 | 0 | -0.29073 | 8.6358 | 13.9678 | -1.528 | 0 | 0 | 0 | 0 | -256.4825 | -23.1382 | 56.0184 | 79.1411 | 0.36982 | 0.36893 | 0.36693 | 0.36762 | -94.8519 | -8.5363 | 20.5551 | 29.094
11 | 1 | 3 | 525.826 | 527.3099 | 527.4645 | 608.2667 | 378.8299 | 100.3275 | 0 | 0 | 16.7853 | 47.6591 | 45.219 | 39.8086 | 0 | 0 | 0 | 0 | 425.2561 | 415.5345 | 439.632 | 527.2721 | 0 | 0 | 0 | 0 | -0.24829 | 1.0341 | -0.80331 | 0.55404 | 0 | 0 | 0 | 0 | -294.797 | -37.2453 | 43.4169 | 40.632 | 0.37 | 0.37041 | 0.36674 | 0.36591 | -109.0752 | -13.7961 | 15.9229 | 14.8677
11 | 1 | 4 | 517.0275 | 516.4759 | 514.3464 | 591.1189 | 378.8299 | 100.3275 | 0 | 0 | 15.3835 | 49.6662 | 45.8697 | 39.6062 | 0 | 0 | 0 | 0 | 408.3285 | 394.0369 | 420.5602 | 509.5169 | 0 | 0 | 0 | 0 | -0.078097 | 0.34581 | -0.0048636 | -0.035175 | 0 | 0 | 0 | 0 | -285.4364 | -27.9005 | 47.9215 | 42.031 | 0.37047 | 0.36757 | 0.36593 | 0.36392 | -105.7468 | -10.2553 | 17.5359 | 15.2961
11 | 1 | 5 | 532.762 | 530.0991 | 525.4917 | 601.7087 | 378.8299 | 100.3275 | 0 | 0 | 22.1396 | 61.8422 | 57.127 | 40.9455 | 0 | 0 | 0 | 0 | 378.7488 | 363.2571 | 391.7351 | 483.862 | 0 | 0 | 0 | 0 | -0.13502 | 5.0377 | -2.2993 | 11.1778 | 0 | 0 | 0 | 0 | -246.8213 | -0.36544 | 78.929 | 65.7234 | 0.3683 | 0.36546 | 0.36536 | 0.36382 | -90.9034 | -0.13355 | 28.8374 | 23.9116
11 | 1 | 6 | 579.8241 | 575.1617 | 568.0953 | 648.5539 | 378.8299 | 100.3275 | 0 | 0 | 30.472 | 65.922 | 64.0174 | 59.1587 | 0 | 0 | 0 | 0 | 325.2478 | 311.7432 | 352.5197 | 446.0577 | 0 | 0 | 0 | 0 | 0.017371 | 5.5893 | 10.4015 | -8.3119 | 0 | 0 | 0 | 0 | -154.743 | 91.5798 | 141.1567 | 151.6494 | 0.3671 | 0.37164 | 0.36654 | 0.36504 | -56.8064 | 34.0343 | 51.7393 | 55.3587
11 | 1 | 7 | 661.3651 | 656.2197 | 648.4815 | 740.8478 | 378.8299 | 100.3275 | 0 | 0 | 33.6016 | 55.6237 | 53.4008 | 53.1051 | 0 | 0 | 0 | 0 | 319.4444 | 358.4977 | 416.2704 | 514.1346 | 0 | 0 | 0 | 0 | 0.30342 | 6.1253 | 17.1003 | 16.0339 | 0 | 0 | 0 | 0 | -70.8142 | 135.6454 | 161.7101 | 157.5742 | 0.37421 | 0.37971 | 0.37449 | 0.37153 | -26.4993 | 51.5065 | 60.5584 | 58.5434
11 | 1 | 8 | 718.6246 | 713.0606 | 704.6483 | 804.9571 | 378.8299 | 100.3275 | 0 | 0 | 30.6058 | 38.3959 | 38.4205 | 35.898 | 0 | 0 | 0 | 0 | 364.1181 | 596.2016 | 717.3727 | 825.1335 | 0 | 0 | 0 | 0 | -0.22327 | -3.7794 | -2.8607 | -4.9072 | 0 | 0 | 0 | 0 | -54.706 | -18.085 | -48.2842 | -51.1671 | 0.37146 | 0.3818 | 0.38331 | 0.37768 | -20.3213 | -6.9049 | -18.5079 | -19.3249
11 | 1 | 9 | 741.79 | 736.6597 | 728.59 | 832.7158 | 378.8299 | 100.3275 | 0 | 0 | 22.3857 | 35.0185 | 35.6107 | 34.456 | 0 | 0 | 0 | 0 | 391.2819 | 758.8578 | 910.1053 | 1030.2734 | 0 | 0 | 0 | 0 | 0.10687 | -1.1379 | 0.46491 | -8.5545 | 0 | 0 | 0 | 0 | -50.8144 | -156.4061 | -217.591 | -223.4592 | 0.37123 | 0.22113 | 0.22 | 0.23066 | -18.8638 | -34.5867 | -47.8709 | -51.5421
11 | 1 | 10 | 764.6758 | 759.805 | 751.9776 | 859.9222 | 378.8299 | 100.3275 | 0 | 0 | 13.8929 | 28.4539 | 30.2144 | 35.6924 | 0 | 0 | 0 | 0 | 436.7341 | 880.385 | 1041.08 | 1181.1487 | 0 | 0 | 0 | 0 | 0 | -4.5381 | -10.4019 | -22.4549 | 0 | 0 | 0 | 0 | -64.7811 | -244.8232 | -308.9148 | -334.464 | 0.3751 | 0.22969 | 0.22687 | 0.23713 | -24.2996 | -56.2329 | -70.085 | -79.3111
11 | 1 | 11 | 779.6141 | 775.2781 | 768.0248 | 878.9516 | 378.8299 | 100.3275 | 0 | 0 | 14.7342 | 30.7057 | 30.6977 | 27.7741 | 0 | 0 | 0 | 0 | 456.6347 | 949.1851 | 1124.2968 | 1274.3959 | 0 | 0 | 0 | 0 | 0 | -4.8733 | -20.8461 | -27.1017 | 0 | 0 | 0 | 0 | -70.5847 | -300.0669 | -366.1237 | -396.1168 | 0.37749 | 0.2322 | 0.2322 | 0 | -26.645 | -69.6758 | -85.0144 | 0
11 | 1 | 12 | 779.1901 | 775.2975 | 768.4959 | 879.7992 | 378.8299 | 100.3275 | 0 | 0 | 14.0593 | 27.7741 | 27.7741 | 27.7741 | 0 | 0 | 0 | 0 | 441.2889 | 948.3714 | 1127.9163 | 1282.1767 | 0 | 0 | 0 | 0 | -0.24866 | -11.9435 | -23.8328 | -49.109 | 0 | 0 | 0 | 0 | -54.7394 | -289.232 | -363.3618 | -381.0426 | 0.38446 | 0.2322 | 0.2322 | 0 | -21.0451 | -67.1599 | -84.3731 | 0
11 | 1 | 13 | 775.5483 | 773.2941 | 768.3126 | 881.107 | 378.8299 | 100.3275 | 0 | 0 | 13.9315 | 28.4655 | 30.6806 | 27.7741 | 0 | 0 | 0 | 0 | 417.7037 | 920.7006 | 1102.7038 | 1258.7571 | 0 | 0 | 0 | 0 | -0.58165 | -11.3775 | -23.8242 | -51.1704 | 0 | 0 | 0 | 0 | -34.3351 | -264.8219 | -341.2475 | -354.2539 | 0.38397 | 0.2322 | 0.2322 | 0 | -13.1838 | -61.4919 | -79.2381 | 0
11 | 1 | 14 | 763.3967 | 761.8075 | 757.518 | 869.0969 | 378.8299 | 100.3275 | 0 | 0 | 13.7942 | 30.6868 | 27.7741 | 27.7741 | 0 | 0 | 0 | 0 | 393.2163 | 880.2718 | 1064.4829 | 1219.2848 | 0 | 0 | 0 | 0 | -0.25201 | -12.2512 | -23.1014 | -44.0558 | 0 | 0 | 0 | 0 | -22.1917 | -237.2274 | -311.6377 | -333.9063 | 0.38397 | 0.2322 | 0.2322 | 0 | -8.5211 | -55.0844 | -72.3627 | 0
11 | 1 | 15 | 749.2537 | 748.3727 | 744.8577 | 855.0581 | 378.8299 | 100.3275 | 0 | 0 | 14.9652 | 27.7741 | 27.7741 | 27.7741 | 0 | 0 | 0 | 0 | 349.7498 | 787.2471 | 959.8967 | 1104.5529 | 0 | 0 | 0 | 0 | -0.0973 | -7.2587 | -15.1159 | -38.4146 | 0 | 0 | 0 | 0 | 5.8061 | -159.7173 | -227.6972 | -238.8543 | 0.38285 | 0.2322 | 0.2322 | 0 | 2.2228 | -37.0865 | -52.8716 | 0
11 | 1 | 16 | 738.3084 | 740.1801 | 739.7662 | 851.8336 | 378.8299 | 100.3275 | 0 | 0 | 18.1956 | 32.7981 | 34.9445 | 39.7253 | 0 | 0 | 0 | 0 | 275.9119 | 581.8036 | 728.9713 | 848.1964 | 0 | 0 | 0 | 0 | -0.071151 | -1.9097 | -3.7617 | 3.5743 | 0 | 0 | 0 | 0 | 65.4422 | 27.1606 | -20.3879 | -39.6625 | 0.36639 | 0.37183 | 0.37526 | 0.38586 | 23.9773 | 10.0991 | -7.6507 | -15.3044
11 | 1 | 17 | 755.7924 | 759.7418 | 761.542 | 878.7343 | 378.8299 | 100.3275 | 0 | 0 | 29.8966 | 46.4106 | 45.4549 | 53.8044 | 0 | 0 | 0 | 0 | 189.2319 | 330.9236 | 454.982 | 543.0232 | 141.5984 | 151.5027 | 151.5027 | 151.5027 | -0.29313 | -1.7932 | -0.62566 | 1.6231 | 0 | 0 | 0 | 0 | 16.5288 | 132.3706 | 110.228 | 128.7809 | 0.37929 | 0.39223 | 0.38711 | 0.38707 | 6.2691 | 51.9197 | 42.6704 | 49.8477
11 | 1 | 18 | 832.5363 | 841.4311 | 848.8197 | 984.6637 | 378.8299 | 100.3275 | 0 | 0 | 33.0711 | 59.8362 | 59.3167 | 68.0639 | 0 | 0 | 0 | 0 | 165.5791 | 194.7919 | 309.7699 | 389.3591 | 141.5984 | 151.5027 | 151.5027 | 151.5027 | -0.18236 | -0.91345 | 0.47245 | 8.7112 | 0 | 0 | 0 | 0 | 113.6403 | 335.8863 | 327.7579 | 367.0267 | 0.38908 | 0.39443 | 0.3893 | 0.38442 | 44.2156 | 132.4843 | 127.5978 | 141.0923
11 | 1 | 19 | 833.7655 | 845.3284 | 855.722 | 995.2444 | 378.8299 | 100.3275 | 0 | 0 | 32.9493 | 67.5731 | 68.008 | 71.6342 | 0 | 0 | 0 | 0 | 170.7469 | 203.5393 | 323.139 | 418.0124 | 141.5984 | 151.5027 | 151.5027 | 151.5027 | -0.019737 | -0.56854 | 3.3931 | 55.1423 | 0 | 0 | 0 | 0 | 109.6608 | 322.9544 | 309.6791 | 298.9529 | 0.39237 | 0.3967 | 0.39262 | 0.38839 | 43.028 | 128.116 | 121.5856 | 116.1118
11 | 1 | 20 | 816.4803 | 828.8672 | 840.2475 | 978.2792 | 378.8299 | 100.3275 | 0 | 0 | 35.8186 | 65.8844 | 69.8143 | 78.1454 | 0 | 0 | 0 | 0 | 190.6422 | 218.0426 | 346.0246 | 445.3095 | 141.5984 | 151.5027 | 151.5027 | 151.5027 | -0.0096989 | -0.86306 | 0.72651 | 13.9959 | 0 | 0 | 0 | 0 | 69.6009 | 293.9731 | 272.1794 | 289.3258 | 0.3924 | 0.39622 | 0.39194 | 0.38777 | 27.3116 | 116.4793 | 106.6787 | 112.1923
11 | 1 | 21 | 793.1554 | 805.7487 | 817.4973 | 952.4968 | 378.8299 | 100.3275 | 0 | 0 | 36.8259 | 68.1324 | 72.1223 | 80.4656 | 0 | 0 | 0 | 0 | 210.045 | 233.5971 | 365.1577 | 465.2462 | 141.5984 | 151.5027 | 151.5027 | 151.5027 | 0.1841 | 0.97967 | 1.7584 | 38.0751 | 0 | 0 | 0 | 0 | 25.6722 | 251.2093 | 226.9561 | 217.2071 | 0.39025 | 0.39436 | 0.39015 | 0.38582 | 10.0185 | 99.0675 | 88.5472 | 83.8027
11 | 1 | 22 | 740.8024 | 753.1715 | 764.8602 | 891.8348 | 378.8299 | 100.3275 | 0 | 0 | 35.4832 | 72.426 | 74.7115 | 79.7509 | 0 | 0 | 0 | 0 | 215.0335 | 238.3878 | 366.8443 | 477.2717 | 141.5984 | 151.5027 | 151.5027 | 151.5027 | 0.17673 | 0.97246 | 2.1037 | 13.2218 | 0 | 0 | 0 | 0 | -30.3193 | 189.5551 | 169.6979 | 170.0877 | 0.38615 | 0.39118 | 0.3871 | 0.38217 | -11.7077 | 74.1499 | 65.6908 | 65.002
11 | 1 | 23 | 672.8745 | 684.825 | 696.2857 | 812.6577 | 378.8299 | 100.3275 | 0 | 0 | 32.9753 | 68.6402 | 76.7012 | 72.5246 | 0 | 0 | 0 | 0 | 204.7862 | 227.5752 | 354.3022 | 452.9105 | 0 | 0 | 0 | 0 | 0.52076 | 3.5069 | 8.9512 | 7.2119 | 0 | 0 | 0 | 0 | 55.7623 | 284.7752 | 256.3311 | 280.0107 | 0.37881 | 0.38565 | 0.38202 | 0.38151 | 21.1235 | 109.8239 | 97.9248 | 106.8261
11 | 1 | 24 | 612.468 | 621.9322 | 630.7591 | 734.8003 | 378.8299 | 100.3275 | 0 | 0 | 30.7924 | 63.5113 | 63.9871 | 66.2347 | 0 | 0 | 0 | 0 | 209.7734 | 229.2565 | 356.1077 | 450.9059 | 0 | 0 | 0 | 0 | 0.15594 | 6.6196 | 15.3157 | -0.271 | 0 | 0 | 0 | 0 | -7.0836 | 222.2172 | 195.3487 | 217.9307 | 0.37303 | 0.37589 | 0.37336 | 0.37439 | -2.6424 | 83.5287 | 72.9363 | 81.5913
11 | 2 | 1 | 565.6491 | 572.1302 | 577.7526 | 670.9286 | 378.8299 | 100.3275 | 0 | 0 | 29.0979 | 58.8597 | 58.4858 | 57.6125 | 0 | 0 | 0 | 0 | 205.2758 | 220.3313 | 339.5493 | 409.3268 | 0 | 0 | 0 | 0 | 0.10687 | 4.7454 | 10.6439 | 3.9312 | 0 | 0 | 0 | 0 | -47.6614 | 187.8664 | 169.0737 | 200.0582 | 0.3688 | 0.37024 | 0.36683 | 0.36949 | -17.5777 | 69.5556 | 62.0219 | 73.9201
11 | 2 | 2 | 541.2595 | 545.0956 | 547.828 | 633.9427 | 378.8299 | 100.3275 | 0 | 0 | 20.1346 | 61.4723 | 55.4048 | 48.0287 | 0 | 0 | 0 | 0 | 174.2122 | 187.1695 | 301.344 | 354.9147 | 0 | 0 | 0 | 0 | -0.29073 | 8.6358 | 13.9678 | -1.528 | 0 | 0 | 0 | 0 | -31.6265 | 187.4906 | 177.1114 | 232.5273 | 0.36982 | 0.36893 | 0.36693 | 0.36762 | -11.696 | 69.1701 | 64.9882 | 85.4821
11 | 2 | 3 | 526.5474 | 528.0526 | 528.2326 | 609.1803 | 378.8299 | 100.3275 | 0 | 0 | 16.7853 | 47.6591 | 45.219 | 39.8086 | 0 | 0 | 0 | 0 | 154.5177 | 165.0881 | 277.3578 | 315.973 | 0 | 0 | 0 | 0 | -0.24829 | 1.0341 | -0.80331 | 0.55404 | 0 | 0 | 0 | 0 | -23.3372 | 213.9439 | 206.4591 | 252.8447 | 0.37 | 0.37041 | 0.36674 | 0.36591 | -8.6348 | 79.247 | 75.7176 | 92.5185
11 | 2 | 4 | 520.7358 | 520.2887 | 518.2831 | 595.7962 | 378.8299 | 100.3275 | 0 | 0 | 15.3835 | 49.6662 | 45.8697 | 39.6062 | 0 | 0 | 0 | 0 | 161.7054 | 170.4259 | 281.3211 | 305.0825 | 0 | 0 | 0 | 0 | -0.078097 | 0.34581 | -0.0048636 | -0.035175 | 0 | 0 | 0 | 0 | -35.105 | 199.5234 | 191.0972 | 251.1427 | 0.37047 | 0.36757 | 0.36593 | 0.36392 | -13.0055 | 73.3383 | 69.9281 | 91.3968
11 | 2 | 5 | 535.3649 | 532.7732 | 528.25 | 604.9836 | 378.8299 | 100.3275 | 0 | 0 | 22.1396 | 61.8422 | 57.127 | 40.9455 | 0 | 0 | 0 | 0 | 176.8648 | 185.7217 | 296.7633 | 314.5608 | 0 | 0 | 0 | 0 | -0.13502 | 5.0377 | -2.2993 | 11.1778 | 0 | 0 | 0 | 0 | -42.3344 | 179.8442 | 176.6591 | 238.2995 | 0.3683 | 0.36546 | 0.36536 | 0.36382 | -15.5916 | 65.7252 | 64.5439 | 86.6987
11 | 2 | 6 | 581.2454 | 576.6228 | 569.6036 | 650.3456 | 378.8299 | 100.3275 | 0 | 0 | 30.472 | 65.922 | 64.0174 | 59.1587 | 0 | 0 | 0 | 0 | 179.7247 | 189.8069 | 295.3395 | 312.5017 | 0 | 0 | 0 | 0 | 0.017371 | 5.5893 | 10.4015 | -8.3119 | 0 | 0 | 0 | 0 | -7.7986 | 214.9772 | 199.8451 | 286.9971 | 0.3671 | 0.37164 | 0.36654 | 0.36504 | -2.8629 | 79.8932 | 73.2509 | 104.7666
11 | 2 | 7 | 660.2746 | 655.0975 | 647.3217 | 739.4689 | 378.8299 | 100.3275 | 0 | 0 | 33.6016 | 55.6237 | 53.4008 | 53.1051 | 0 | 0 | 0 | 0 | 191.3116 | 255.9948 | 355.967 | 364.9986 | 0 | 0 | 0 | 0 | 0.30342 | 6.1253 | 17.1003 | 16.0339 | 0 | 0 | 0 | 0 | 56.228 | 237.0262 | 220.8537 | 305.3312 | 0.37421 | 0.37971 | 0.37449 | 0.37153 | 21.041 | 90.0022 | 82.707 | 113.4394
11 | 2 | 8 | 717.8326 | 712.2424 | 703.7989 | 803.9441 | 378.8299 | 100.3275 | 0 | 0 | 30.6058 | 38.3959 | 38.4205 | 35.898 | 0 | 0 | 0 | 0 | 270.1982 | 539.0195 | 686.4837 | 695.8691 | 0 | 0 | 0 | 0 | -0.22327 | -3.7794 | -2.8607 | -4.9072 | 0 | 0 | 0 | 0 | 38.4219 | 38.2789 | -18.2446 | 77.0841 | 0.37146 | 0.3818 | 0.38331 | 0.37768 | 14.2723 | 14.615 | -6.9934 | 29.1133
11 | 2 | 9 | 741.0087 | 735.8461 | 727.7375 | 831.6924 | 378.8299 | 100.3275 | 0 | 0 | 22.3857 | 35.0185 | 35.6107 | 34.456 | 0 | 0 | 0 | 0 | 343.1584 | 751.3945 | 925.1796 | 942.311 | 0 | 0 | 0 | 0 | 0.10687 | -1.1379 | 0.46491 | -8.5545 | 0 | 0 | 0 | 0 | -3.4723 | -149.7564 | -233.5177 | -136.5201 | 0.37123 | 0.22113 | 0.22 | 0.23066 | -1.289 | -33.1162 | -51.3748 | -31.4891
11 | 2 | 10 | 761.9178 | 756.9706 | 749.0528 | 856.4484 | 378.8299 | 100.3275 | 0 | 0 | 13.8929 | 28.4539 | 30.2144 | 35.6924 | 0 | 0 | 0 | 0 | 398.6456 | 884.6966 | 1058.3318 | 1084.1863 | 0 | 0 | 0 | 0 | 0 | -4.5381 | -10.4019 | -22.4549 | 0 | 0 | 0 | 0 | -29.4507 | -251.9693 | -329.0915 | -240.9753 | 0.3751 | 0.22969 | 0.22687 | 0.23713 | -11.047 | -57.8742 | -74.6626 | -57.1423
11 | 2 | 11 | 771.3098 | 766.7445 | 759.2197 | 868.4949 | 378.8299 | 100.3275 | 0 | 0 | 14.7342 | 30.7057 | 30.6977 | 27.7741 | 0 | 0 | 0 | 0 | 454.195 | 981.9324 | 1160.4409 | 1191.1775 | 0 | 0 | 0 | 0 | 0 | -4.8733 | -20.8461 | -27.1017 | 0 | 0 | 0 | 0 | -76.4493 | -341.3478 | -411.0728 | -323.355 | 0.37749 | 0.2322 | 0.2322 | 0 | -28.8588 | -79.2612 | -95.4517 | 0
11 | 2 | 12 | 769.1499 | 764.9817 | 757.8541 | 867.163 | 378.8299 | 100.3275 | 0 | 0 | 14.0593 | 27.7741 | 27.7741 | 27.7741 | 0 | 0 | 0 | 0 | 477.1086 | 1014.1836 | 1201.352 | 1234.2963 | 0 | 0 | 0 | 0 | -0.24866 | -11.9435 | -23.8328 | -49.109 | 0 | 0 | 0 | 0 | -100.5992 | -365.36 | -447.4392 | -345.7983 | 0.38446 | 0.2322 | 0.2322 | 0 | -38.6763 | -84.8369 | -103.896 | 0
11 | 2 | 13 | 764.4874 | 761.929 | 756.5877 | 867.1842 | 378.8299 | 100.3275 | 0 | 0 | 13.9315 | 28.4655 | 30.6806 | 27.7741 | 0 | 0 | 0 | 0 | 478.4346 | 1003.8035 | 1191.756 | 1224.6887 | 0 | 0 | 0 | 0 | -0.58165 | -11.3775 | -23.8242 | -51.1704 | 0 | 0 | 0 | 0 | -106.127 | -359.2899 | -442.0247 | -334.1082 | 0.38397 | 0.2322 | 0.2322 | 0 | -40.7501 | -83.4274 | -102.6387 | 0
11 | 2 | 14 | 751.8956 | 749.9893 | 745.3246 | 854.6169 | 378.8299 | 100.3275 | 0 | 0 | 13.7942 | 30.6868 | 27.7741 | 27.7741 | 0 | 0 | 0 | 0 | 477.857 | 981.8422 | 1162.0757 | 1193.4055 | 0 | 0 | 0 | 0 | -0.25201 | -12.2512 | -23.1014 | -44.0558 | 0 | 0 | 0 | 0 | -118.3336 | -350.6159 | -421.4238 | -322.5069 | 0.38397 | 0.2322 | 0.2322 | 0 | -45.4371 | -81.4133 | -97.8552 | 0
11 | 2 | 15 | 743.4522 | 742.4102 | 738.7046 | 847.75 | 378.8299 | 100.3275 | 0 | 0 | 14.9652 | 27.7741 | 27.7741 | 27.7741 | 0 | 0 | 0 | 0 | 475.8494 | 927.4684 | 1099.5769 | 1126.4555 | 0 | 0 | 0 | 0 | -0.0973 | -7.2587 | -15.1159 | -38.4146 | 0 | 0 | 0 | 0 | -126.095 | -305.901 | -373.5306 | -268.0651 | 0.38285 | 0.2322 | 0.2322 | 0 | -48.2753 | -71.0305 | -86.7343 | 0
11 | 2 | 16 | 737.9356 | 739.7958 | 739.3683 | 851.3598 | 378.8299 | 100.3275 | 0 | 0 | 18.1956 | 32.7981 | 34.9445 | 39.7253 | 0 | 0 | 0 | 0 | 409.4834 | 732.3317 | 882.2875 | 903.7033 | 0 | 0 | 0 | 0 | -0.071151 | -1.9097 | -3.7617 | 3.5743 | 0 | 0 | 0 | 0 | -68.5021 | -123.7517 | -174.1021 | -95.6431 | 0.36639 | 0.37183 | 0.37526 | 0.38586 | -25.0985 | -46.0143 | -65.3331 | -36.9053
11 | 2 | 17 | 762.1925 | 766.3035 | 768.2941 | 886.7373 | 378.8299 | 100.3275 | 0 | 0 | 29.8966 | 46.4106 | 45.4549 | 53.8044 | 0 | 0 | 0 | 0 | 331.3331 | 472.1827 | 608.4515 | 627.949 | 141.5984 | 151.5027 | 151.5027 | 151.5027 | -0.29313 | -1.7932 | -0.62566 | 1.6231 | 0 | 0 | 0 | 0 | -119.1723 | -2.3268 | -36.4894 | 51.8581 | 0.37929 | 0.39223 | 0.38711 | 0.38707 | -45.2005 | -0.91264 | -14.1254 | 20.0729
11 | 2 | 18 | 842.3734 | 851.5245 | 859.2154 | 996.9935 | 378.8299 | 100.3275 | 0 | 0 | 33.0711 | 59.8362 | 59.3167 | 68.0639 | 0 | 0 | 0 | 0 | 310.8923 | 327.7015 | 444.8291 | 467.1204 | 141.5984 | 151.5027 | 151.5027 | 151.5027 | -0.18236 | -0.91345 | 0.47245 | 8.7112 | 0 | 0 | 0 | 0 | -21.8359 | 213.0701 | 203.0943 | 301.5952 | 0.38908 | 0.39443 | 0.3893 | 0.38442 | -8.496 | 84.0416 | 79.0656 | 115.9391
11 | 2 | 19 | 840.92 | 852.6579 | 863.2572 | 1004.1698 | 378.8299 | 100.3275 | 0 | 0 | 32.9493 | 67.5731 | 68.008 | 71.6342 | 0 | 0 | 0 | 0 | 309.2981 | 327.9382 | 452.7116 | 487.325 | 141.5984 | 151.5027 | 151.5027 | 151.5027 | -0.019737 | -0.56854 | 3.3931 | 55.1423 | 0 | 0 | 0 | 0 | -21.736 | 205.885 | 187.6417 | 238.5656 | 0.39237 | 0.3967 | 0.39262 | 0.38839 | -8.5286 | 81.6745 | 73.6715 | 92.6577
11 | 2 | 20 | 816.3473 | 828.7026 | 840.0437 | 978.0085 | 378.8299 | 100.3275 | 0 | 0 | 35.8186 | 65.8844 | 69.8143 | 78.1454 | 0 | 0 | 0 | 0 | 326.3212 | 353.1024 | 497.825 | 551.411 | 141.5984 | 151.5027 | 151.5027 | 151.5027 | -0.0096989 | -0.86306 | 0.72651 | 13.9959 | 0 | 0 | 0 | 0 | -66.2111 | 158.7486 | 120.1751 | 182.9535 | 0.3924 | 0.39622 | 0.39194 | 0.38777 | -25.9814 | 62.9001 | 47.1017 | 70.9442
11 | 2 | 21 | 791.1793 | 803.6917 | 815.3429 | 949.9112 | 378.8299 | 100.3275 | 0 | 0 | 36.8259 | 68.1324 | 72.1223 | 80.4656 | 0 | 0 | 0 | 0 | 327.3371 | 358.8309 | 508.2828 | 590.7317 | 141.5984 | 151.5027 | 151.5027 | 151.5027 | 0.1841 | 0.97967 | 1.7584 | 38.0751 | 0 | 0 | 0 | 0 | -93.596 | 123.9185 | 81.6766 | 89.136 | 0.39025 | 0.39436 | 0.39015 | 0.38582 | -36.5255 | 48.8688 | 31.8662 | 34.3904
11 | 2 | 22 | 745.1899 | 757.6832 | 769.519 | 897.3706 | 378.8299 | 100.3275 | 0 | 0 | 35.4832 | 72.426 | 74.7115 | 79.7509 | 0 | 0 | 0 | 0 | 321.6788 | 349.5192 | 498.9312 | 602.7913 | 141.5984 | 151.5027 | 151.5027 | 151.5027 | 0.17673 | 0.97246 | 2.1037 | 13.2218 | 0 | 0 | 0 | 0 | -132.5771 | 82.9353 | 42.2698 | 50.1039 | 0.38615 | 0.39118 | 0.3871 | 0.38217 | -51.194 | 32.4426 | 16.3628 | 19.1481
11 | 2 | 23 | 685.7873 | 698.101 | 709.9918 | 828.9414 | 378.8299 | 100.3275 | 0 | 0 | 32.9753 | 68.6402 | 76.7012 | 72.5246 | 0 | 0 | 0 | 0 | 321.4595 | 341.2364 | 490.564 | 599.0286 | 0 | 0 | 0 | 0 | 0.52076 | 3.5069 | 8.9512 | 7.2119 | 0 | 0 | 0 | 0 | -47.9981 | 184.39 | 133.7755 | 150.1763 | 0.37881 | 0.38565 | 0.38202 | 0.38151 | -18.1823 | 71.1102 | 51.1055 | 57.2934
11 | 2 | 24 | 622.9056 | 632.6668 | 641.8459 | 747.9758 | 378.8299 | 100.3275 | 0 | 0 | 30.7924 | 63.5113 | 63.9871 | 66.2347 | 0 | 0 | 0 | 0 | 331.0436 | 345.0679 | 494.2144 | 603.577 | 0 | 0 | 0 | 0 | 0.15594 | 6.6196 | 15.3157 | -0.271 | 0 | 0 | 0 | 0 | -117.9163 | 117.1405 | 68.3288 | 78.4351 | 0.37303 | 0.37589 | 0.37336 | 0.37439 | -43.9861 | 44.0317 | 25.5116 | 29.3654
11 | 3 | 1 | 573.4613 | 580.1626 | 586.0457 | 680.7818 | 378.8299 | 100.3275 | 0 | 0 | 29.0979 | 58.8597 | 58.4858 | 57.6125 | 0 | 0 | 0 | 0 | 361.0763 | 375.1334 | 527.3738 | 653.4341 | 0 | 0 | 0 | 0 | 0.10687 | 4.7454 | 10.6439 | 3.9312 | 0 | 0 | 0 | 0 | -195.6498 | 41.0965 | -10.4577 | -34.196 | 0.3688 | 0.37024 | 0.36683 | 0.36949 | -72.1562 | 15.2156 | -3.8362 | -12.6352
11 | 3 | 2 | 543.9041 | 547.809 | 550.6228 | 637.2575 | 378.8299 | 100.3275 | 0 | 0 | 20.1346 | 61.4723 | 55.4048 | 48.0287 | 0 | 0 | 0 | 0 | 377.8336 | 385.7913 | 534.2491 | 674.3907 | 0 | 0 | 0 | 0 | -0.29073 | 8.6358 | 13.9678 | -1.528 | 0 | 0 | 0 | 0 | -232.6033 | -8.4178 | -52.9988 | -83.6338 | 0.36982 | 0.36893 | 0.36693 | 0.36762 | -86.0209 | -3.1055 | -19.4471 | -30.7456
11 | 3 | 3 | 527.2814 | 528.7989 | 528.9929 | 610.0751 | 378.8299 | 100.3275 | 0 | 0 | 16.7853 | 47.6591 | 45.219 | 39.8086 | 0 | 0 | 0 | 0 | 383.8624 | 387.5202 | 529.6974 | 670.8899 | 0 | 0 | 0 | 0 | -0.24829 | 1.0341 | -0.80331 | 0.55404 | 0 | 0 | 0 | 0 | -251.948 | -7.742 | -45.1201 | -101.1774 | 0.37 | 0.37041 | 0.36674 | 0.36591 | -93.221 | -2.8677 | -16.5475 | -37.0219
11 | 3 | 4 | 517.6574 | 517.1078 | 514.9798 | 591.8553 | 378.8299 | 100.3275 | 0 | 0 | 15.3835 | 49.6662 | 45.8697 | 39.6062 | 0 | 0 | 0 | 0 | 369.4938 | 369.7392 | 505.8958 | 646.4048 | 0 | 0 | 0 | 0 | -0.078097 | 0.34581 | -0.0048636 | -0.035175 | 0 | 0 | 0 | 0 | -245.9718 | -2.9709 | -36.7809 | -94.1205 | 0.37047 | 0.36757 | 0.36593 | 0.36392 | -91.1262 | -1.092 | -13.4592 | -34.2527
11 | 3 | 5 | 523.6675 | 520.7126 | 515.7571 | 590.1062 | 378.8299 | 100.3275 | 0 | 0 | 22.1396 | 61.8422 | 57.127 | 40.9455 | 0 | 0 | 0 | 0 | 358.3175 | 356.8745 | 488.1872 | 632.465 | 0 | 0 | 0 | 0 | -0.13502 | 5.0377 | -2.2993 | 11.1778 | 0 | 0 | 0 | 0 | -235.4845 | -3.3693 | -27.2577 | -94.4821 | 0.3683 | 0.36546 | 0.36536 | 0.36382 | -86.7281 | -1.2313 | -9.9588 | -34.3747
11 | 3 | 6 | 547.7106 | 542.0696 | 533.8396 | 607.7787 | 378.8299 | 100.3275 | 0 | 0 | 30.472 | 65.922 | 64.0174 | 59.1587 | 0 | 0 | 0 | 0 | 337.1651 | 335.4622 | 461.9745 | 609.137 | 0 | 0 | 0 | 0 | 0.017371 | 5.5893 | 10.4015 | -8.3119 | 0 | 0 | 0 | 0 | -198.7739 | 34.7687 | -2.5538 | -52.2051 | 0.3671 | 0.37164 | 0.36654 | 0.36504 | -72.9703 | 12.9213 | -0.93607 | -19.0572
11 | 3 | 7 | 583.365 | 575.9354 | 565.4864 | 642.1517 | 378.8299 | 100.3275 | 0 | 0 | 33.6016 | 55.6237 | 53.4008 | 53.1051 | 0 | 0 | 0 | 0 | 321.9217 | 378.3113 | 496.3936 | 639.7972 | 0 | 0 | 0 | 0 | 0.30342 | 6.1253 | 17.1003 | 16.0339 | 0 | 0 | 0 | 0 | -151.2916 | 35.5477 | -1.4083 | -66.7845 | 0.37421 | 0.37971 | 0.37449 | 0.37153 | -56.6146 | 13.498 | -0.52738 | -24.8124
11 | 3 | 8 | 620.002 | 611.59 | 599.8002 | 680.3151 | 378.8299 | 100.3275 | 0 | 0 | 30.6058 | 38.3959 | 38.4205 | 35.898 | 0 | 0 | 0 | 0 | 389.653 | 648.3489 | 810.4934 | 956.514 | 0 | 0 | 0 | 0 | -0.22327 | -3.7794 | -2.8607 | -4.9072 | 0 | 0 | 0 | 0 | -178.8635 | -171.7028 | -246.2531 | -307.1897 | 0.37146 | 0.3818 | 0.38331 | 0.37768 | -66.4413 | -65.5566 | -94.3917 | -116.0199
11 | 3 | 9 | 668.46 | 661.1958 | 650.5942 | 739.9785 | 378.8299 | 100.3275 | 0 | 0 | 22.3857 | 35.0185 | 35.6107 | 34.456 | 0 | 0 | 0 | 0 | 452.1238 | 846.235 | 1034.5065 | 1178.95 | 0 | 0 | 0 | 0 | 0.10687 | -1.1379 | 0.46491 | -8.5545 | 0 | 0 | 0 | 0 | -184.9863 | -319.2473 | -419.988 | -464.873 | 0.37123 | 0.22113 | 0.22 | 0.23066 | -68.6724 | -70.5963 | -92.399 | -107.2256
11 | 3 | 10 | 701.866 | 695.1635 | 685.1628 | 780.4752 | 378.8299 | 100.3275 | 0 | 0 | 13.8929 | 28.4539 | 30.2144 | 35.6924 | 0 | 0 | 0 | 0 | 500.0908 | 965.7615 | 1150.2359 | 1299.8133 | 0 | 0 | 0 | 0 | 0 | -4.5381 | -10.4019 | -22.4549 | 0 | 0 | 0 | 0 | -190.9476 | -394.8412 | -484.8856 | -532.5756 | 0.3751 | 0.22969 | 0.22687 | 0.23713 | -71.625 | -90.6902 | -110.0083 | -126.2892
11 | 3 | 11 | 714.3306 | 708.0974 | 698.5932 | 796.3998 | 378.8299 | 100.3275 | 0 | 0 | 14.7342 | 30.7057 | 30.6977 | 27.7741 | 0 | 0 | 0 | 0 | 536.7777 | 1040.2654 | 1220.6406 | 1373.3182 | 0 | 0 | 0 | 0 | 0 | -4.8733 | -20.8461 | -27.1017 | 0 | 0 | 0 | 0 | -216.0112 | -458.3278 | -531.8991 | -577.5909 | 0.37749 | 0.2322 | 0.2322 | 0 | -81.5421 | -106.4241 | -123.5077 | 0
11 | 3 | 12 | 709.9198 | 704.0204 | 694.8383 | 792.2293 | 378.8299 | 100.3275 | 0 | 0 | 14.0593 | 27.7741 | 27.7741 | 27.7741 | 0 | 0 | 0 | 0 | 547.678 | 1067.1846 | 1249.087 | 1402.4828 | 0 | 0 | 0 | 0 | -0.24866 | -11.9435 | -23.8328 | -49.109 | 0 | 0 | 0 | 0 | -230.3988 | -479.3223 | -558.1901 | -588.9186 | 0.38446 | 0.2322 | 0.2322 | 0 | -88.5789 | -111.299 | -129.6125 | 0
11 | 3 | 13 | 699.4072 | 694.9519 | 687.3597 | 784.8687 | 378.8299 | 100.3275 | 0 | 0 | 13.9315 | 28.4655 | 30.6806 | 27.7741 | 0 | 0 | 0 | 0 | 568.7956 | 1087.4144 | 1267.2351 | 1423.9821 | 0 | 0 | 0 | 0 | -0.58165 | -11.3775 | -23.8242 | -51.1704 | 0 | 0 | 0 | 0 | -261.5681 | -509.8779 | -586.7318 | -615.7171 | 0.38397 | 0.2322 | 0.2322 | 0 | -100.4356 | -118.3941 | -136.2399 | 0
11 | 3 | 14 | 684.7878 | 680.9296 | 673.9491 | 769.7522 | 378.8299 | 100.3275 | 0 | 0 | 13.7942 | 30.6868 | 27.7741 | 27.7741 | 0 | 0 | 0 | 0 | 574.7848 | 1073.9957 | 1252.1189 | 1412.1404 | 0 | 0 | 0 | 0 | -0.25201 | -12.2512 | -23.1014 | -44.0558 | 0 | 0 | 0 | 0 | -282.3691 | -511.8292 | -582.8425 | -626.1065 | 0.38397 | 0.2322 | 0.2322 | 0 | -108.4226 | -118.8471 | -135.3368 | 0
11 | 3 | 15 | 674.7858 | 671.7532 | 665.6861 | 760.9387 | 378.8299 | 100.3275 | 0 | 0 | 14.9652 | 27.7741 | 27.7741 | 27.7741 | 0 | 0 | 0 | 0 | 542.837 | 988.519 | 1155.563 | 1304.6037 | 0 | 0 | 0 | 0 | -0.0973 | -7.2587 | -15.1159 | -38.4146 | 0 | 0 | 0 | 0 | -261.749 | -437.6087 | -502.5351 | -533.0245 | 0.38285 | 0.2322 | 0.2322 | 0 | -100.2103 | -101.6131 | -116.6893 | 0
11 | 3 | 16 | 674.0111 | 674.0186 | 671.3934 | 770.5451 | 378.8299 | 100.3275 | 0 | 0 | 18.1956 | 32.7981 | 34.9445 | 39.7253 | 0 | 0 | 0 | 0 | 488.541 | 799.2586 | 938.0607 | 1064.1896 | 0 | 0 | 0 | 0 | -0.071151 | -1.9097 | -3.7617 | 3.5743 | 0 | 0 | 0 | 0 | -211.4842 | -256.4559 | -297.8502 | -336.9441 | 0.36639 | 0.37183 | 0.37526 | 0.38586 | -77.4856 | -95.3574 | -111.7705 | -130.0149
11 | 3 | 17 | 706.7423 | 709.2567 | 709.354 | 816.6748 | 378.8299 | 100.3275 | 0 | 0 | 29.8966 | 46.4106 | 45.4549 | 53.8044 | 0 | 0 | 0 | 0 | 410.9769 | 534.1719 | 644.47 | 750.3402 | 141.5984 | 151.5027 | 151.5027 | 151.5027 | -0.29313 | -1.7932 | -0.62566 | 1.6231 | 0 | 0 | 0 | 0 | -254.2664 | -121.3628 | -131.448 | -140.5956 | 0.37929 | 0.39223 | 0.38711 | 0.38707 | -96.4398 | -47.6021 | -50.8849 | -54.4208
11 | 3 | 18 | 800.4047 | 808.3397 | 814.5881 | 943.9368 | 378.8299 | 100.3275 | 0 | 0 | 33.0711 | 59.8362 | 59.3167 | 68.0639 | 0 | 0 | 0 | 0 | 345.096 | 343.2488 | 421.8686 | 521.3282 | 141.5984 | 151.5027 | 151.5027 | 151.5027 | -0.18236 | -0.91345 | 0.47245 | 8.7112 | 0 | 0 | 0 | 0 | -98.0082 | 154.3379 | 181.4276 | 194.3307 | 0.38908 | 0.39443 | 0.3893 | 0.38442 | -38.1334 | 60.8758 | 70.6307 | 74.7046
11 | 3 | 19 | 807.1605 | 817.9158 | 827.3493 | 961.4751 | 378.8299 | 100.3275 | 0 | 0 | 32.9493 | 67.5731 | 68.008 | 71.6342 | 0 | 0 | 0 | 0 | 347.0128 | 339.2807 | 416.7041 | 527.7944 | 141.5984 | 151.5027 | 151.5027 | 151.5027 | -0.019737 | -0.56854 | 3.3931 | 55.1423 | 0 | 0 | 0 | 0 | -93.2102 | 159.8004 | 187.7413 | 155.4015 | 0.39237 | 0.3967 | 0.39262 | 0.38839 | -36.5732 | 63.3928 | 73.7106 | 60.3572
11 | 3 | 20 | 789.9296 | 801.5069 | 811.9245 | 944.5652 | 378.8299 | 100.3275 | 0 | 0 | 35.8186 | 65.8844 | 69.8143 | 78.1454 | 0 | 0 | 0 | 0 | 380.0993 | 372.4298 | 447.5241 | 568.8774 | 141.5984 | 151.5027 | 151.5027 | 151.5027 | -0.0096989 | -0.86306 | 0.72651 | 13.9959 | 0 | 0 | 0 | 0 | -146.4068 | 112.2257 | 142.3568 | 132.0438 | 0.3924 | 0.39622 | 0.39194 | 0.38777 | -57.4505 | 44.4665 | 55.7957 | 51.2028
11 | 3 | 21 | 765.531 | 777.2937 | 788.0553 | 917.4628 | 378.8299 | 100.3275 | 0 | 0 | 36.8259 | 68.1324 | 72.1223 | 80.4656 | 0 | 0 | 0 | 0 | 395.381 | 392.3032 | 467.9213 | 595.991 | 141.5984 | 151.5027 | 151.5027 | 151.5027 | 0.1841 | 0.97967 | 1.7584 | 38.0751 | 0 | 0 | 0 | 0 | -187.2882 | 64.0482 | 94.7505 | 51.4284 | 0.39025 | 0.39436 | 0.39015 | 0.38582 | -73.0885 | 25.2582 | 36.967 | 19.8421
11 | 3 | 22 | 722.5437 | 734.3757 | 745.4268 | 868.7226 | 378.8299 | 100.3275 | 0 | 0 | 35.4832 | 72.426 | 74.7115 | 79.7509 | 0 | 0 | 0 | 0 | 388.6523 | 384.7758 | 463.9005 | 598.229 | 141.5984 | 151.5027 | 151.5027 | 151.5027 | 0.17673 | 0.97246 | 2.1037 | 13.2218 | 0 | 0 | 0 | 0 | -222.1968 | 24.3713 | 53.2083 | 26.0181 | 0.38615 | 0.39118 | 0.3871 | 0.38217 | -85.8003 | 9.5335 | 20.5972 | 9.9433
11 | 3 | 23 | 669.3533 | 681.19 | 692.515 | 808.1626 | 378.8299 | 100.3275 | 0 | 0 | 32.9753 | 68.6402 | 76.7012 | 72.5246 | 0 | 0 | 0 | 0 | 382.3981 | 376.0689 | 455.6221 | 592.7418 | 0 | 0 | 0 | 0 | 0.52076 | 3.5069 | 8.9512 | 7.2119 | 0 | 0 | 0 | 0 | -125.3707 | 132.6465 | 151.2405 | 135.6843 | 0.37881 | 0.38565 | 0.38202 | 0.38151 | -47.4921 | 51.1553 | 57.7776 | 51.7646
11 | 3 | 24 | 613.4934 | 622.9735 | 631.8186 | 736.0457 | 378.8299 | 100.3275 | 0 | 0 | 30.7924 | 63.5113 | 63.9871 | 66.2347 | 0 | 0 | 0 | 0 | 374.4183 | 363.616 | 439.6936 | 575.9666 | 0 | 0 | 0 | 0 | 0.15594 | 6.6196 | 15.3157 | -0.271 | 0 | 0 | 0 | 0 | -170.7031 | 88.8991 | 112.8222 | 94.1155 | 0.37303 | 0.37589 | 0.37336 | 0.37439 | -63.6771 | 33.4161 | 42.1238 | 35.236
11 | 4 | 1 | 568.0735 | 574.6069 | 580.2903 | 673.9272 | 378.8299 | 100.3275 | 0 | 0 | 29.0979 | 58.8597 | 58.4858 | 57.6125 | 0 | 0 | 0 | 0 | 379.6276 | 364.8597 | 441.3645 | 577.5277 | 0 | 0 | 0 | 0 | 0.10687 | 4.7454 | 10.6439 | 3.9312 | 0 | 0 | 0 | 0 | -219.5888 | 45.8145 | 69.7961 | 34.8558 | 0.3688 | 0.37024 | 0.36683 | 0.36949 | -80.985 | 16.9624 | 25.6036 | 12.879
11 | 4 | 2 | 539.1648 | 542.9192 | 545.5537 | 631.2174 | 378.8299 | 100.3275 | 0 | 0 | 20.1346 | 61.4723 | 55.4048 | 48.0287 | 0 | 0 | 0 | 0 | 373.8124 | 358.0387 | 435.0785 | 571.2414 | 0 | 0 | 0 | 0 | -0.29073 | 8.6358 | 13.9678 | -1.528 | 0 | 0 | 0 | 0 | -233.3213 | 14.445 | 41.1026 | 13.4753 | 0.36982 | 0.36893 | 0.36693 | 0.36762 | -86.2865 | 5.3291 | 15.082 | 4.9538
11 | 4 | 3 | 522.9898 | 524.3626 | 524.3839 | 604.5747 | 378.8299 | 100.3275 | 0 | 0 | 16.7853 | 47.6591 | 45.219 | 39.8086 | 0 | 0 | 0 | 0 | 363.7507 | 347.9972 | 428.095 | 564.3162 | 0 | 0 | 0 | 0 | -0.24829 | 1.0341 | -0.80331 | 0.55404 | 0 | 0 | 0 | 0 | -236.1278 | 27.3447 | 51.8733 | -0.10401 | 0.37 | 0.37041 | 0.36674 | 0.36591 | -87.3676 | 10.1288 | 19.0242 | -0.038057
11 | 4 | 4 | 511.5013 | 510.7676 | 508.4208 | 584.0517 | 378.8299 | 100.3275 | 0 | 0 | 15.3835 | 49.6662 | 45.8697 | 39.6062 | 0 | 0 | 0 | 0 | 359.2135 | 344.531 | 427.1945 | 563.0925 | 0 | 0 | 0 | 0 | -0.078097 | 0.34581 | -0.0048636 | -0.035175 | 0 | 0 | 0 | 0 | -241.8476 | 15.8971 | 35.3615 | -18.6119 | 0.37047 | 0.36757 | 0.36593 | 0.36392 | -89.5983 | 5.8433 | 12.9398 | -6.7733
11 | 4 | 5 | 515.9705 | 512.7904 | 507.5677 | 580.3677 | 378.8299 | 100.3275 | 0 | 0 | 22.1396 | 61.8422 | 57.127 | 40.9455 | 0 | 0 | 0 | 0 | 359.0346 | 345.6336 | 426.5916 | 559.7923 | 0 | 0 | 0 | 0 | -0.13502 | 5.0377 | -2.2993 | 11.1778 | 0 | 0 | 0 | 0 | -243.8986 | -0.050627 | 26.1485 | -31.5479 | 0.3683 | 0.36546 | 0.36536 | 0.36382 | -89.827 | -0.018502 | 9.5536 | -11.4778
11 | 4 | 6 | 536.2876 | 530.3111 | 521.683 | 593.3213 | 378.8299 | 100.3275 | 0 | 0 | 30.472 | 65.922 | 64.0174 | 59.1587 | 0 | 0 | 0 | 0 | 354.7869 | 340.1108 | 423.5326 | 554.1375 | 0 | 0 | 0 | 0 | 0.017371 | 5.5893 | 10.4015 | -8.3119 | 0 | 0 | 0 | 0 | -227.8186 | 18.3615 | 23.7315 | -11.6631 | 0.3671 | 0.37164 | 0.36654 | 0.36504 | -83.6326 | 6.8238 | 8.6985 | -4.2575
11 | 4 | 7 | 565.3838 | 557.4334 | 546.3666 | 619.4208 | 378.8299 | 100.3275 | 0 | 0 | 33.6016 | 55.6237 | 53.4008 | 53.1051 | 0 | 0 | 0 | 0 | 369.219 | 394.0078 | 481.1907 | 610.1116 | 0 | 0 | 0 | 0 | 0.30342 | 6.1253 | 17.1003 | 16.0339 | 0 | 0 | 0 | 0 | -216.5701 | 1.3491 | -5.3252 | -59.8298 | 0.37421 | 0.37971 | 0.37449 | 0.37153 | -81.0423 | 0.51227 | -1.9942 | -22.2285
11 | 4 | 8 | 596.7127 | 587.6339 | 575.0536 | 650.9024 | 378.8299 | 100.3275 | 0 | 0 | 30.6058 | 38.3959 | 38.4205 | 35.898 | 0 | 0 | 0 | 0 | 444.154 | 639.0586 | 775.9182 | 908.6753 | 0 | 0 | 0 | 0 | -0.22327 | -3.7794 | -2.8607 | -4.9072 | 0 | 0 | 0 | 0 | -256.6538 | -186.3687 | -236.4245 | -288.7637 | 0.37146 | 0.3818 | 0.38331 | 0.37768 | -95.3376 | -71.156 | -90.6243 | -109.0607
11 | 4 | 9 | 638.5521 | 630.4388 | 618.8311 | 702.2339 | 378.8299 | 100.3275 | 0 | 0 | 22.3857 | 35.0185 | 35.6107 | 34.456 | 0 | 0 | 0 | 0 | 469.963 | 793.6319 | 962.4867 | 1104.8078 | 0 | 0 | 0 | 0 | 0.10687 | -1.1379 | 0.46491 | -8.5545 | 0 | 0 | 0 | 0 | -232.7334 | -297.4012 | -379.7312 | -428.4754 | 0.37123 | 0.22113 | 0.22 | 0.23066 | -86.3975 | -65.7654 | -83.5424 | -98.8303
11 | 4 | 10 | 670.8144 | 663.2182 | 652.1575 | 741.2419 | 378.8299 | 100.3275 | 0 | 0 | 13.8929 | 28.4539 | 30.2144 | 35.6924 | 0 | 0 | 0 | 0 | 454.4834 | 857.2251 | 1029.5742 | 1179.6731 | 0 | 0 | 0 | 0 | 0 | -4.5381 | -10.4019 | -22.4549 | 0 | 0 | 0 | 0 | -176.3918 | -318.2502 | -397.2292 | -451.6687 | 0.3751 | 0.22969 | 0.22687 | 0.23713 | -66.1651 | -73.0982 | -90.1213 | -107.1038
11 | 4 | 11 | 690.7411 | 683.8322 | 673.5271 | 766.6072 | 378.8299 | 100.3275 | 0 | 0 | 14.7342 | 30.7057 | 30.6977 | 27.7741 | 0 | 0 | 0 | 0 | 453.0382 | 879.8763 | 1056.0679 | 1215.162 | 0 | 0 | 0 | 0 | 0 | -4.8733 | -20.8461 | -27.1017 | 0 | 0 | 0 | 0 | -155.8612 | -322.2039 | -392.3925 | -449.2272 | 0.37749 | 0.2322 | 0.2322 | 0 | -58.8361 | -74.816 | -91.1141 | 0
11 | 4 | 12 | 693.6035 | 687.2255 | 677.4754 | 771.581 | 378.8299 | 100.3275 | 0 | 0 | 14.0593 | 27.7741 | 27.7741 | 27.7741 | 0 | 0 | 0 | 0 | 454.6622 | 902.0421 | 1081.4539 | 1248.2576 | 0 | 0 | 0 | 0 | -0.24866 | -11.9435 | -23.8328 | -49.109 | 0 | 0 | 0 | 0 | -153.6993 | -330.9746 | -407.9198 | -455.3417 | 0.38446 | 0.2322 | 0.2322 | 0 | -59.0911 | -76.8526 | -94.7195 | 0
11 | 4 | 13 | 684.2495 | 679.3411 | 671.2107 | 765.6553 | 378.8299 | 100.3275 | 0 | 0 | 13.9315 | 28.4655 | 30.6806 | 27.7741 | 0 | 0 | 0 | 0 | 414.4315 | 841.6903 | 1018.8154 | 1185.9969 | 0 | 0 | 0 | 0 | -0.58165 | -11.3775 | -23.8242 | -51.1704 | 0 | 0 | 0 | 0 | -122.3617 | -279.7647 | -354.461 | -396.9454 | 0.38397 | 0.2322 | 0.2322 | 0 | -46.9838 | -64.9616 | -82.3063 | 0
11 | 4 | 14 | 675.0834 | 670.9296 | 663.5976 | 757.4307 | 378.8299 | 100.3275 | 0 | 0 | 13.7942 | 30.6868 | 27.7741 | 27.7741 | 0 | 0 | 0 | 0 | 362.4893 | 749.1729 | 924.3108 | 1087.8582 | 0 | 0 | 0 | 0 | -0.25201 | -12.2512 | -23.1014 | -44.0558 | 0 | 0 | 0 | 0 | -79.7779 | -197.0063 | -265.386 | -314.1459 | 0.38397 | 0.2322 | 0.2322 | 0 | -30.6327 | -45.745 | -61.623 | 0
11 | 4 | 15 | 668.6637 | 665.4422 | 659.1505 | 753.1568 | 378.8299 | 100.3275 | 0 | 0 | 14.9652 | 27.7741 | 27.7741 | 27.7741 | 0 | 0 | 0 | 0 | 309.5237 | 632.9671 | 793.341 | 949.0209 | 0 | 0 | 0 | 0 | -0.0973 | -7.2587 | -15.1159 | -38.4146 | 0 | 0 | 0 | 0 | -34.5578 | -88.3677 | -146.8488 | -185.2236 | 0.38285 | 0.2322 | 0.2322 | 0 | -13.2304 | -20.519 | -34.0985 | 0
11 | 4 | 16 | 671.3574 | 671.2847 | 668.5642 | 767.1782 | 378.8299 | 100.3275 | 0 | 0 | 18.1956 | 32.7981 | 34.9445 | 39.7253 | 0 | 0 | 0 | 0 | 218.4255 | 442.2715 | 574.905 | 720.1843 | 0 | 0 | 0 | 0 | -0.071151 | -1.9097 | -3.7617 | 3.5743 | 0 | 0 | 0 | 0 | 55.9776 | 97.7974 | 62.4764 | 3.6943 | 0.36639 | 0.37183 | 0.37526 | 0.38586 | 20.5096 | 36.3638 | 23.4447 | 1.4255
11 | 4 | 17 | 717.6273 | 720.467 | 720.9507 | 830.472 | 378.8299 | 100.3275 | 0 | 0 | 29.8966 | 46.4106 | 45.4549 | 53.8044 | 0 | 0 | 0 | 0 | 116.0088 | 194.9447 | 290.0579 | 426.5546 | 141.5984 | 151.5027 | 151.5027 | 151.5027 | -0.29313 | -1.7932 | -0.62566 | 1.6231 | 0 | 0 | 0 | 0 | 51.5868 | 229.0748 | 234.5608 | 196.9872 | 0.37929 | 0.39223 | 0.38711 | 0.38707 | 19.5662 | 89.8499 | 90.8009 | 76.2485
11 | 4 | 18 | 820.5133 | 829.0446 | 836.0014 | 969.4088 | 378.8299 | 100.3275 | 0 | 0 | 33.0711 | 59.8362 | 59.3167 | 68.0639 | 0 | 0 | 0 | 0 | 73.2722 | 62.425 | 127.0772 | 263.7986 | 141.5984 | 151.5027 | 151.5027 | 151.5027 | -0.18236 | -0.91345 | 0.47245 | 8.7112 | 0 | 0 | 0 | 0 | 193.9241 | 455.8667 | 497.6322 | 477.3323 | 0.38908 | 0.39443 | 0.3893 | 0.38442 | 75.4527 | 179.8084 | 193.7307 | 183.496
11 | 4 | 19 | 834.4448 | 845.9721 | 856.3203 | 995.8993 | 378.8299 | 100.3275 | 0 | 0 | 32.9493 | 67.5731 | 68.008 | 71.6342 | 0 | 0 | 0 | 0 | 79.577 | 68.1221 | 132.6078 | 267.7009 | 141.5984 | 151.5027 | 151.5027 | 151.5027 | -0.019737 | -0.56854 | 3.3931 | 55.1423 | 0 | 0 | 0 | 0 | 201.51 | 459.0153 | 500.8086 | 449.9191 | 0.39237 | 0.3967 | 0.39262 | 0.38839 | 79.0673 | 182.0913 | 196.6265 | 174.7463
11 | 4 | 20 | 815.583 | 827.8828 | 839.1561 | 976.9191 | 378.8299 | 100.3275 | 0 | 0 | 35.8186 | 65.8844 | 69.8143 | 78.1454 | 0 | 0 | 0 | 0 | 88.6216 | 76.6034 | 141.1264 | 267.7045 | 141.5984 | 151.5027 | 151.5027 | 151.5027 | -0.0096989 | -0.86306 | 0.72651 | 13.9959 | 0 | 0 | 0 | 0 | 170.7242 | 434.4279 | 475.9861 | 465.5706 | 0.3924 | 0.39622 | 0.39194 | 0.38777 | 66.9927 | 172.1308 | 186.5592 | 180.535
11 | 4 | 21 | 788.7809 | 801.1856 | 812.707 | 946.7384 | 378.8299 | 100.3275 | 0 | 0 | 36.8259 | 68.1324 | 72.1223 | 80.4656 | 0 | 0 | 0 | 0 | 78.6468 | 67.4237 | 134.7972 | 251.4291 | 141.5984 | 151.5027 | 151.5027 | 151.5027 | 0.1841 | 0.97967 | 1.7584 | 38.0751 | 0 | 0 | 0 | 0 | 152.6958 | 412.8196 | 452.5263 | 425.2658 | 0.39025 | 0.39436 | 0.39015 | 0.38582 | 59.5889 | 162.8005 | 176.5536 | 164.0758
11 | 4 | 22 | 738.3262 | 750.571 | 762.1093 | 888.5106 | 378.8299 | 100.3275 | 0 | 0 | 35.4832 | 72.426 | 74.7115 | 79.7509 | 0 | 0 | 0 | 0 | 65.7373 | 55.6014 | 127.0428 | 238.6553 | 141.5984 | 151.5027 | 151.5027 | 151.5027 | 0.17673 | 0.97246 | 2.1037 | 13.2218 | 0 | 0 | 0 | 0 | 116.5007 | 369.741 | 406.7485 | 405.3798 | 0.38615 | 0.39118 | 0.3871 | 0.38217 | 44.9862 | 144.6348 | 157.4542 | 154.9231
11 | 4 | 23 | 669.8312 | 681.654 | 692.9607 | 808.6641 | 378.8299 | 100.3275 | 0 | 0 | 32.9753 | 68.6402 | 76.7012 | 72.5246 | 0 | 0 | 0 | 0 | 67.7519 | 57.4999 | 137.3369 | 249.444 | 0 | 0 | 0 | 0 | 0.52076 | 3.5069 | 8.9512 | 7.2119 | 0 | 0 | 0 | 0 | 189.7534 | 451.6794 | 469.9715 | 479.4836 | 0.37881 | 0.38565 | 0.38202 | 0.38151 | 71.881 | 174.1907 | 179.5407 | 182.9265
11 | 4 | 24 | 598.4558 | 607.4988 | 615.8254 | 717.0304 | 378.8299 | 100.3275 | 0 | 0 | 30.7924 | 63.5113 | 63.9871 | 66.2347 | 0 | 0 | 0 | 0 | 77.6261 | 66.463 | 154.3676 | 261.0168 | 0 | 0 | 0 | 0 | 0.15594 | 6.6196 | 15.3157 | -0.271 | 0 | 0 | 0 | 0 | 111.0514 | 370.5775 | 382.1551 | 390.0499 | 0.37303 | 0.37589 | 0.37336 | 0.37439 | 41.4253 | 139.2955 | 142.6832 | 146.0311
11 | 5 | 1 | 549.8248 | 555.8499 | 560.9316 | 650.933 | 378.8299 | 100.3275 | 0 | 0 | 29.0979 | 58.8597 | 58.4858 | 57.6125 | 0 | 0 | 0 | 0 | 76.1 | 65.4329 | 160.3558 | 254.1367 | 0 | 0 | 0 | 0 | 0.10687 | 4.7454 | 10.6439 | 3.9312 | 0 | 0 | 0 | 0 | 65.6901 | 326.4844 | 331.4462 | 335.2526 | 0.3688 | 0.37024 | 0.36683 | 0.36949 | 24.2267 | 120.8775 | 121.5856 | 123.8735
11 | 5 | 2 | 527.2054 | 530.6319 | 532.8784 | 616.167 | 378.8299 | 100.3275 | 0 | 0 | 20.1346 | 61.4723 | 55.4048 | 48.0287 | 0 | 0 | 0 | 0 | 67.0171 | 57.3275 | 158.2941 | 236.9991 | 0 | 0 | 0 | 0 | -0.29073 | 8.6358 | 13.9678 | -1.528 | 0 | 0 | 0 | 0 | 61.5146 | 302.8688 | 305.2117 | 332.6672 | 0.36982 | 0.36893 | 0.36693 | 0.36762 | 22.7492 | 111.7362 | 111.9926 | 122.2957
11 | 5 | 3 | 516.4384 | 517.6402 | 517.4596 | 596.3617 | 378.8299 | 100.3275 | 0 | 0 | 16.7853 | 47.6591 | 45.219 | 39.8086 | 0 | 0 | 0 | 0 | 63.8384 | 55.2913 | 160.4967 | 234.4471 | 0 | 0 | 0 | 0 | -0.24829 | 1.0341 | -0.80331 | 0.55404 | 0 | 0 | 0 | 0 | 57.2331 | 313.3282 | 312.5472 | 321.552 | 0.37 | 0.37041 | 0.36674 | 0.36591 | 21.1763 | 116.06 | 114.6248 | 117.6592
11 | 5 | 4 | 514.3203 | 513.6668 | 511.4151 | 587.61 | 378.8299 | 100.3275 | 0 | 0 | 15.3835 | 49.6662 | 45.8697 | 39.6062 | 0 | 0 | 0 | 0 | 64.472 | 58.6126 | 167.0851 | 235.402 | 0 | 0 | 0 | 0 | -0.078097 | 0.34581 | -0.0048636 | -0.035175 | 0 | 0 | 0 | 0 | 55.713 | 304.7147 | 298.4652 | 312.637 | 0.37047 | 0.36757 | 0.36593 | 0.36392 | 20.6402 | 112.0032 | 109.2172 | 113.776
11 | 5 | 5 | 534.9189 | 532.2754 | 527.6886 | 604.2764 | 378.8299 | 100.3275 | 0 | 0 | 22.1396 | 61.8422 | 57.127 | 40.9455 | 0 | 0 | 0 | 0 | 65.7419 | 62.3288 | 171.6257 | 224.5813 | 0 | 0 | 0 | 0 | -0.13502 | 5.0377 | -2.2993 | 11.1778 | 0 | 0 | 0 | 0 | 68.3425 | 302.7392 | 301.2352 | 327.5719 | 0.3683 | 0.36546 | 0.36536 | 0.36382 | 25.1703 | 110.638 | 110.0588 | 119.178
11 | 5 | 6 | 592.1723 | 587.7977 | 581.0687 | 663.9062 | 378.8299 | 100.3275 | 0 | 0 | 30.472 | 65.922 | 64.0174 | 59.1587 | 0 | 0 | 0 | 0 | 73.6511 | 70.8463 | 178.803 | 219.2486 | 0 | 0 | 0 | 0 | 0.017371 | 5.5893 | 10.4015 | -8.3119 | 0 | 0 | 0 | 0 | 109.2019 | 345.1127 | 327.8468 | 393.8108 | 0.3671 | 0.37164 | 0.36654 | 0.36504 | 40.0882 | 128.2562 | 120.1684 | 143.7583
11 | 5 | 7 | 689.7995 | 685.4086 | 678.5614 | 776.5382 | 378.8299 | 100.3275 | 0 | 0 | 33.6016 | 55.6237 | 53.4008 | 53.1051 | 0 | 0 | 0 | 0 | 118.1475 | 173.4796 | 275.5357 | 299.5841 | 0 | 0 | 0 | 0 | 0.30342 | 6.1253 | 17.1003 | 16.0339 | 0 | 0 | 0 | 0 | 158.9172 | 349.8525 | 332.5246 | 407.8151 | 0.37421 | 0.37971 | 0.37449 | 0.37153 | 59.4681 | 132.8439 | 124.5264 | 151.5151
11 | 5 | 8 | 749.75 | 745.0319 | 737.62 | 844.0994 | 378.8299 | 100.3275 | 0 | 0 | 30.6058 | 38.3959 | 38.4205 | 35.898 | 0 | 0 | 0 | 0 | 192.065 | 442.2148 | 572.7156 | 589.1235 | 0 | 0 | 0 | 0 | -0.22327 | -3.7794 | -2.8607 | -4.9072 | 0 | 0 | 0 | 0 | 148.4725 | 167.8732 | 129.3446 | 223.9851 | 0.37146 | 0.3818 | 0.38331 | 0.37768 | 55.1521 | 64.0944 | 49.5793 | 84.5951
11 | 5 | 9 | 767.2223 | 762.7802 | 755.524 | 864.6873 | 378.8299 | 100.3275 | 0 | 0 | 22.3857 | 35.0185 | 35.6107 | 34.456 | 0 | 0 | 0 | 0 | 227.9861 | 592.3171 | 733.9975 | 752.6911 | 0 | 0 | 0 | 0 | 0.10687 | -1.1379 | 0.46491 | -8.5545 | 0 | 0 | 0 | 0 | 137.9137 | 36.255 | -14.5491 | 86.0946 | 0.37123 | 0.22113 | 0.22 | 0.23066 | 51.1976 | 8.0172 | -3.2009 | 19.8582
11 | 5 | 10 | 782.0945 | 777.698 | 770.4314 | 881.8304 | 378.8299 | 100.3275 | 0 | 0 | 13.8929 | 28.4539 | 30.2144 | 35.6924 | 0 | 0 | 0 | 0 | 260.3001 | 676.7384 | 808.7339 | 830.2232 | 0 | 0 | 0 | 0 | 0 | -4.5381 | -10.4019 | -22.4549 | 0 | 0 | 0 | 0 | 129.0716 | -23.2837 | -58.1149 | 38.3697 | 0.3751 | 0.22969 | 0.22687 | 0.23713 | 48.4151 | -5.348 | -13.1848 | 9.0986
11 | 5 | 11 | 791.5957 | 787.5886 | 780.7243 | 894.0311 | 378.8299 | 100.3275 | 0 | 0 | 14.7342 | 30.7057 | 30.6977 | 27.7741 | 0 | 0 | 0 | 0 | 299.0429 | 770.6781 | 906.9463 | 933.2754 | 0 | 0 | 0 | 0 | 0 | -4.8733 | -20.8461 | -27.1017 | 0 | 0 | 0 | 0 | 98.9887 | -109.2493 | -136.0736 | -39.9167 | 0.37749 | 0.2322 | 0.2322 | 0 | 37.3672 | -25.3678 | -31.5965 | 0
11 | 5 | 12 | 788.8292 | 785.2049 | 778.721 | 891.9445 | 378.8299 | 100.3275 | 0 | 0 | 14.0593 | 27.7741 | 27.7741 | 27.7741 | 0 | 0 | 0 | 0 | 309.4971 | 785.1676 | 925.0886 | 954.516 | 0 | 0 | 0 | 0 | -0.24866 | -11.9435 | -23.8328 | -49.109 | 0 | 0 | 0 | 0 | 86.6915 | -116.1208 | -150.3089 | -41.2366 | 0.38446 | 0.2322 | 0.2322 | 0 | 33.3293 | -26.9633 | -34.9019 | 0
11 | 5 | 13 | 778.5698 | 776.3928 | 771.5022 | 884.8885 | 378.8299 | 100.3275 | 0 | 0 | 13.9315 | 28.4655 | 30.6806 | 27.7741 | 0 | 0 | 0 | 0 | 303.4902 | 775.4663 | 912.7382 | 942.0489 | 0 | 0 | 0 | 0 | -0.58165 | -11.3775 | -23.8242 | -51.1704 | 0 | 0 | 0 | 0 | 82.8998 | -116.489 | -148.0924 | -33.7642 | 0.38397 | 0.2322 | 0.2322 | 0 | 31.8314 | -27.0488 | -34.3872 | 0
11 | 5 | 14 | 771.8822 | 770.5289 | 766.5186 | 879.7873 | 378.8299 | 100.3275 | 0 | 0 | 13.7942 | 30.6868 | 27.7741 | 27.7741 | 0 | 0 | 0 | 0 | 286.4895 | 712.2287 | 840.5825 | 868.7708 | 0 | 0 | 0 | 0 | -0.25201 | -12.2512 | -23.1014 | -44.0558 | 0 | 0 | 0 | 0 | 93.0206 | -60.4628 | -78.7366 | 27.2982 | 0.38397 | 0.2322 | 0.2322 | 0 | 35.7176 | -14.0395 | -18.2827 | 0
11 | 5 | 15 | 760.68 | 760.1189 | 756.9826 | 869.4617 | 378.8299 | 100.3275 | 0 | 0 | 14.9652 | 27.7741 | 27.7741 | 27.7741 | 0 | 0 | 0 | 0 | 253.9032 | 626.7398 | 741.4985 | 764.1976 | 0 | 0 | 0 | 0 | -0.0973 | -7.2587 | -15.1159 | -38.4146 | 0 | 0 | 0 | 0 | 113.079 | 12.5362 | 2.8258 | 115.9046 | 0.38285 | 0.2322 | 0.2322 | 0 | 43.2922 | 2.9109 | 0.65616 | 0
11 | 5 | 16 | 756.8373 | 759.2238 | 759.4193 | 875.1763 | 378.8299 | 100.3275 | 0 | 0 | 18.1956 | 32.7981 | 34.9445 | 39.7253 | 0 | 0 | 0 | 0 | 191.9482 | 444.4051 | 537.1802 | 550.0703 | 0 | 0 | 0 | 0 | -0.071151 | -1.9097 | -3.7617 | 3.5743 | 0 | 0 | 0 | 0 | 167.9348 | 183.6028 | 191.0563 | 281.8064 | 0.36639 | 0.37183 | 0.37526 | 0.38586 | 61.5295 | 68.2686 | 71.6953 | 108.7392
11 | 5 | 17 | 786.6012 | 791.4083 | 794.224 | 917.5535 | 378.8299 | 100.3275 | 0 | 0 | 29.8966 | 46.4106 | 45.4549 | 53.8044 | 0 | 0 | 0 | 0 | 129.5342 | 216.7878 | 278.6292 | 283.1572 | 141.5984 | 151.5027 | 151.5027 | 151.5027 | -0.29313 | -1.7932 | -0.62566 | 1.6231 | 0 | 0 | 0 | 0 | 107.0353 | 278.173 | 319.2628 | 427.4662 | 0.37929 | 0.39223 | 0.38711 | 0.38707 | 40.5971 | 109.1077 | 123.59 | 165.4608
11 | 5 | 18 | 886.6572 | 897.0748 | 906.2672 | 1052.9156 | 378.8299 | 100.3275 | 0 | 0 | 33.0711 | 59.8362 | 59.3167 | 68.0639 | 0 | 0 | 0 | 0 | 119.1712 | 106.071 | 141.4214 | 141.7707 | 141.5984 | 151.5027 | 151.5027 | 151.5027 | -0.18236 | -0.91345 | 0.47245 | 8.7112 | 0 | 0 | 0 | 0 | 214.169 | 480.2508 | 553.5539 | 682.867 | 0.38908 | 0.39443 | 0.3893 | 0.38442 | 83.3297 | 189.4263 | 215.5013 | 262.5076
11 | 5 | 19 | 893.5435 | 906.7889 | 919.1755 | 1070.6324 | 378.8299 | 100.3275 | 0 | 0 | 32.9493 | 67.5731 | 68.008 | 71.6342 | 0 | 0 | 0 | 0 | 119.1681 | 106.5873 | 147.6896 | 147.2496 | 141.5984 | 151.5027 | 151.5027 | 151.5027 | -0.019737 | -0.56854 | 3.3931 | 55.1423 | 0 | 0 | 0 | 0 | 221.0175 | 481.3669 | 548.582 | 645.1036 | 0.39237 | 0.3967 | 0.39262 | 0.38839 | 86.7215 | 190.9582 | 215.3831 | 250.555
11 | 5 | 20 | 873.0468 | 887.0243 | 900.2885 | 1049.6113 | 378.8299 | 100.3275 | 0 | 0 | 35.8186 | 65.8844 | 69.8143 | 78.1454 | 0 | 0 | 0 | 0 | 99.0954 | 88.3505 | 133.6127 | 134.6404 | 141.5984 | 151.5027 | 151.5027 | 151.5027 | -0.0096989 | -0.86306 | 0.72651 | 13.9959 | 0 | 0 | 0 | 0 | 217.7142 | 481.8223 | 544.6322 | 671.3269 | 0.3924 | 0.39622 | 0.39194 | 0.38777 | 85.4317 | 190.9097 | 213.4646 | 260.3215
11 | 5 | 21 | 836.2964 | 850.1049 | 863.2931 | 1006.907 | 378.8299 | 100.3275 | 0 | 0 | 36.8259 | 68.1324 | 72.1223 | 80.4656 | 0 | 0 | 0 | 0 | 81.8463 | 72.5575 | 121.8511 | 124.2759 | 141.5984 | 151.5027 | 151.5027 | 151.5027 | 0.1841 | 0.97967 | 1.7584 | 38.0751 | 0 | 0 | 0 | 0 | 197.0119 | 456.6051 | 516.0585 | 612.5876 | 0.39025 | 0.39436 | 0.39015 | 0.38582 | 76.8831 | 180.0679 | 201.3407 | 236.3483
11 | 5 | 22 | 769.7634 | 782.9728 | 795.6583 | 928.4513 | 378.8299 | 100.3275 | 0 | 0 | 35.4832 | 72.426 | 74.7115 | 79.7509 | 0 | 0 | 0 | 0 | 70.7586 | 62.7939 | 109.7134 | 113.2975 | 141.5984 | 151.5027 | 151.5027 | 151.5027 | 0.17673 | 0.97246 | 2.1037 | 13.2218 | 0 | 0 | 0 | 0 | 142.9165 | 394.9502 | 457.6269 | 570.6784 | 0.38615 | 0.39118 | 0.3871 | 0.38217 | 55.1866 | 154.4962 | 177.1495 | 218.0948
11 | 5 | 23 | 691.7873 | 704.2864 | 716.3977 | 836.569 | 378.8299 | 100.3275 | 0 | 0 | 32.9753 | 68.6402 | 76.7012 | 72.5246 | 0 | 0 | 0 | 0 | 64.2585 | 58.4017 | 106.5155 | 110.7471 | 0 | 0 | 0 | 0 | 0.52076 | 3.5069 | 8.9512 | 7.2119 | 0 | 0 | 0 | 0 | 215.2029 | 473.41 | 524.2298 | 646.0853 | 0.37881 | 0.38565 | 0.38202 | 0.38151 | 81.5216 | 182.5711 | 200.2687 | 246.4863
11 | 5 | 24 | 617.4295 | 627.0481 | 636.059 | 741.1122 | 378.8299 | 100.3275 | 0 | 0 | 30.7924 | 63.5113 | 63.9871 | 66.2347 | 0 | 0 | 0 | 0 | 64.1676 | 58.6704 | 103.9029 | 108.755 | 0 | 0 | 0 | 0 | 0.15594 | 6.6196 | 15.3157 | -0.271 | 0 | 0 | 0 | 0 | 143.4836 | 397.9193 | 452.8534 | 566.3935 | 0.37303 | 0.37589 | 0.37336 | 0.37439 | 53.5234 | 149.573 | 169.0795 | 212.0525
11 | 6 | 1 | 568.5773 | 575.1442 | 580.8684 | 674.6339 | 378.8299 | 100.3275 | 0 | 0 | 29.0979 | 58.8597 | 58.4858 | 57.6125 | 0 | 0 | 0 | 0 | 67.1708 | 62.6531 | 106.3199 | 110.7517 | 0 | 0 | 0 | 0 | 0.10687 | 4.7454 | 10.6439 | 3.9312 | 0 | 0 | 0 | 0 | 93.3718 | 348.5585 | 405.4188 | 502.3385 | 0.3688 | 0.37024 | 0.36683 | 0.36949 | 34.4358 | 129.0502 | 148.7213 | 185.6105
11 | 6 | 2 | 544.5569 | 548.4829 | 551.3217 | 638.0906 | 378.8299 | 100.3275 | 0 | 0 | 20.1346 | 61.4723 | 55.4048 | 48.0287 | 0 | 0 | 0 | 0 | 67.9971 | 65.6594 | 110.673 | 114.2771 | 0 | 0 | 0 | 0 | -0.29073 | 8.6358 | 13.9678 | -1.528 | 0 | 0 | 0 | 0 | 77.886 | 312.388 | 371.2762 | 477.3129 | 0.36982 | 0.36893 | 0.36693 | 0.36762 | 28.8037 | 115.248 | 136.2339 | 175.4706
11 | 6 | 3 | 531.9583 | 533.6075 | 533.9576 | 615.9736 | 378.8299 | 100.3275 | 0 | 0 | 16.7853 | 47.6591 | 45.219 | 39.8086 | 0 | 0 | 0 | 0 | 68.4322 | 67.8348 | 110.2329 | 113.6737 | 0 | 0 | 0 | 0 | -0.24829 | 1.0341 | -0.80331 | 0.55404 | 0 | 0 | 0 | 0 | 68.1592 | 316.7521 | 379.3091 | 461.9374 | 0.37 | 0.37041 | 0.36674 | 0.36591 | 25.219 | 117.3283 | 139.1093 | 169.0277
11 | 6 | 4 | 525.5482 | 525.2157 | 523.3445 | 601.7882 | 378.8299 | 100.3275 | 0 | 0 | 15.3835 | 49.6662 | 45.8697 | 39.6062 | 0 | 0 | 0 | 0 | 66.0602 | 66.7543 | 109.8638 | 112.4675 | 0 | 0 | 0 | 0 | -0.078097 | 0.34581 | -0.0048636 | -0.035175 | 0 | 0 | 0 | 0 | 65.3526 | 308.1219 | 367.6159 | 449.7496 | 0.37047 | 0.36757 | 0.36593 | 0.36392 | 24.2115 | 113.2556 | 134.5214 | 163.6746
11 | 6 | 5 | 542.8371 | 540.4176 | 536.0963 | 614.2667 | 378.8299 | 100.3275 | 0 | 0 | 22.1396 | 61.8422 | 57.127 | 40.9455 | 0 | 0 | 0 | 0 | 65.9755 | 66.1585 | 114.3113 | 117.0554 | 0 | 0 | 0 | 0 | -0.13502 | 5.0377 | -2.2993 | 11.1778 | 0 | 0 | 0 | 0 | 76.027 | 307.0518 | 366.9573 | 445.088 | 0.3683 | 0.36546 | 0.36536 | 0.36382 | 28.0005 | 112.2141 | 134.071 | 161.9329
11 | 6 | 6 | 595.0484 | 590.7548 | 584.1216 | 667.5332 | 378.8299 | 100.3275 | 0 | 0 | 30.472 | 65.922 | 64.0174 | 59.1587 | 0 | 0 | 0 | 0 | 66.4988 | 67.5428 | 115.7833 | 120.2457 | 0 | 0 | 0 | 0 | 0.017371 | 5.5893 | 10.4015 | -8.3119 | 0 | 0 | 0 | 0 | 119.2303 | 351.3733 | 393.9194 | 496.4407 | 0.3671 | 0.37164 | 0.36654 | 0.36504 | 43.7697 | 130.5829 | 144.3865 | 181.2227
11 | 6 | 7 | 690.3063 | 685.9274 | 679.0943 | 777.1691 | 378.8299 | 100.3275 | 0 | 0 | 33.6016 | 55.6237 | 53.4008 | 53.1051 | 0 | 0 | 0 | 0 | 84.5424 | 139.2442 | 185.6761 | 191.3548 | 0 | 0 | 0 | 0 | 0.30342 | 6.1253 | 17.1003 | 16.0339 | 0 | 0 | 0 | 0 | 193.029 | 384.6067 | 422.9172 | 516.6753 | 0.37421 | 0.37971 | 0.37449 | 0.37153 | 72.233 | 146.0406 | 158.3773 | 191.9599
11 | 6 | 8 | 755.0543 | 750.4961 | 743.2742 | 850.828 | 378.8299 | 100.3275 | 0 | 0 | 30.6058 | 38.3959 | 38.4205 | 35.898 | 0 | 0 | 0 | 0 | 166.9515 | 417.5683 | 514.5469 | 526.3532 | 0 | 0 | 0 | 0 | -0.22327 | -3.7794 | -2.8607 | -4.9072 | 0 | 0 | 0 | 0 | 178.8903 | 197.9839 | 193.1675 | 293.4839 | 0.37146 | 0.3818 | 0.38331 | 0.37768 | 66.4512 | 75.5908 | 74.0434 | 110.8435
11 | 6 | 9 | 769.5471 | 765.1805 | 758.0144 | 867.6564 | 378.8299 | 100.3275 | 0 | 0 | 22.3857 | 35.0185 | 35.6107 | 34.456 | 0 | 0 | 0 | 0 | 234.5368 | 611.4449 | 740.757 | 758.3655 | 0 | 0 | 0 | 0 | 0.10687 | -1.1379 | 0.46491 | -8.5545 | 0 | 0 | 0 | 0 | 133.6878 | 19.5276 | -18.8183 | 83.3893 | 0.37123 | 0.22113 | 0.22 | 0.23066 | 49.6289 | 4.3182 | -4.1401 | 19.2342
11 | 6 | 10 | 784.4875 | 780.1552 | 772.9646 | 884.8368 | 378.8299 | 100.3275 | 0 | 0 | 13.8929 | 28.4539 | 30.2144 | 35.6924 | 0 | 0 | 0 | 0 | 294.7048 | 742.4807 | 875.9252 | 898.5011 | 0 | 0 | 0 | 0 | 0 | -4.5381 | -10.4019 | -22.4549 | 0 | 0 | 0 | 0 | 97.0598 | -86.5688 | -122.7731 | -26.9019 | 0.3751 | 0.22969 | 0.22687 | 0.23713 | 36.4074 | -19.8838 | -27.8541 | -6.3792
11 | 6 | 11 | 791.2399 | 787.2207 | 780.3421 | 893.5749 | 378.8299 | 100.3275 | 0 | 0 | 14.7342 | 30.7057 | 30.6977 | 27.7741 | 0 | 0 | 0 | 0 | 326.3408 | 813.5465 | 947.3501 | 976.3713 | 0 | 0 | 0 | 0 | 0 | -4.8733 | -20.8461 | -27.1017 | 0 | 0 | 0 | 0 | 71.3349 | -152.4856 | -176.8597 | -83.4688 | 0.37749 | 0.2322 | 0.2322 | 0 | 26.9282 | -35.4073 | -41.0671 | 0
11 | 6 | 12 | 786.1188 | 782.4135 | 775.8332 | 888.5087 | 378.8299 | 100.3275 | 0 | 0 | 14.0593 | 27.7741 | 27.7741 | 27.7741 | 0 | 0 | 0 | 0 | 334.8003 | 836.2458 | 973.4134 | 1009.771 | 0 | 0 | 0 | 0 | -0.24866 | -11.9435 | -23.8328 | -49.109 | 0 | 0 | 0 | 0 | 58.678 | -169.9904 | -201.5214 | -99.9274 | 0.38446 | 0.2322 | 0.2322 | 0 | 22.5593 | -39.4719 | -46.7936 | 0
11 | 6 | 13 | 777.5281 | 775.3172 | 770.3862 | 883.5578 | 378.8299 | 100.3275 | 0 | 0 | 13.9315 | 28.4655 | 30.6806 | 27.7741 | 0 | 0 | 0 | 0 | 329.5736 | 828.7563 | 965.2745 | 1007.3009 | 0 | 0 | 0 | 0 | -0.58165 | -11.3775 | -23.8242 | -51.1704 | 0 | 0 | 0 | 0 | 55.7747 | -170.8545 | -201.7447 | -100.3468 | 0.38397 | 0.2322 | 0.2322 | 0 | 21.4161 | -39.6726 | -46.8454 | 0
11 | 6 | 14 | 768.9598 | 767.525 | 763.4183 | 876.1046 | 378.8299 | 100.3275 | 0 | 0 | 13.7942 | 30.6868 | 27.7741 | 27.7741 | 0 | 0 | 0 | 0 | 311.4774 | 788.869 | 921.8994 | 968.074 | 0 | 0 | 0 | 0 | -0.25201 | -12.2512 | -23.1014 | -44.0558 | 0 | 0 | 0 | 0 | 65.1103 | -140.1071 | -163.154 | -75.6877 | 0.38397 | 0.2322 | 0.2322 | 0 | 25.0007 | -32.533 | -37.8846 | 0
11 | 6 | 15 | 761.0197 | 760.4649 | 757.3358 | 869.878 | 378.8299 | 100.3275 | 0 | 0 | 14.9652 | 27.7741 | 27.7741 | 27.7741 | 0 | 0 | 0 | 0 | 275.0348 | 694.5605 | 813.695 | 853.5779 | 0 | 0 | 0 | 0 | -0.0973 | -7.2587 | -15.1159 | -38.4146 | 0 | 0 | 0 | 0 | 92.2871 | -54.9385 | -69.0174 | 26.9406 | 0.38285 | 0.2322 | 0.2322 | 0 | 35.332 | -12.7568 | -16.0259 | 0
11 | 6 | 16 | 757.5904 | 759.9998 | 760.2226 | 876.1324 | 378.8299 | 100.3275 | 0 | 0 | 18.1956 | 32.7981 | 34.9445 | 39.7253 | 0 | 0 | 0 | 0 | 208.4991 | 496.4544 | 587.0174 | 622.1179 | 0 | 0 | 0 | 0 | -0.071151 | -1.9097 | -3.7617 | 3.5743 | 0 | 0 | 0 | 0 | 152.137 | 132.3295 | 142.0224 | 210.7149 | 0.36639 | 0.37183 | 0.37526 | 0.38586 | 55.7414 | 49.2038 | 53.295 | 81.3075
11 | 6 | 17 | 786.0688 | 790.8627 | 793.6629 | 916.8887 | 378.8299 | 100.3275 | 0 | 0 | 29.8966 | 46.4106 | 45.4549 | 53.8044 | 0 | 0 | 0 | 0 | 142.3055 | 242.3783 | 294.1286 | 335.0094 | 141.5984 | 151.5027 | 151.5027 | 151.5027 | -0.29313 | -1.7932 | -0.62566 | 1.6231 | 0 | 0 | 0 | 0 | 93.7315 | 252.0368 | 303.2023 | 374.9491 | 0.37929 | 0.39223 | 0.38711 | 0.38707 | 35.5511 | 98.8563 | 117.3728 | 145.1328
11 | 6 | 18 | 878.1468 | 888.3267 | 897.2376 | 1042.1895 | 378.8299 | 100.3275 | 0 | 0 | 33.0711 | 59.8362 | 59.3167 | 68.0639 | 0 | 0 | 0 | 0 | 106.6139 | 107.8465 | 132.2675 | 199.6723 | 141.5984 | 151.5027 | 151.5027 | 151.5027 | -0.18236 | -0.91345 | 0.47245 | 8.7112 | 0 | 0 | 0 | 0 | 218.2159 | 469.7273 | 553.6782 | 614.2393 | 0.38908 | 0.39443 | 0.3893 | 0.38442 | 84.9043 | 185.2754 | 215.5497 | 236.1257
11 | 6 | 19 | 889.2316 | 902.355 | 914.5968 | 1065.1919 | 378.8299 | 100.3275 | 0 | 0 | 32.9493 | 67.5731 | 68.008 | 71.6342 | 0 | 0 | 0 | 0 | 101.3085 | 105.9355 | 139.5384 | 234.6516 | 141.5984 | 151.5027 | 151.5027 | 151.5027 | -0.019737 | -0.56854 | 3.3931 | 55.1423 | 0 | 0 | 0 | 0 | 234.5653 | 477.5848 | 552.1545 | 552.2611 | 0.39237 | 0.3967 | 0.39262 | 0.38839 | 92.0373 | 189.4578 | 216.7858 | 214.4955
11 | 6 | 20 | 870.6714 | 884.5842 | 897.7718 | 1046.6235 | 378.8299 | 100.3275 | 0 | 0 | 35.8186 | 65.8844 | 69.8143 | 78.1454 | 0 | 0 | 0 | 0 | 102.1562 | 105.2557 | 151.2308 | 262.2378 | 141.5984 | 151.5027 | 151.5027 | 151.5027 | -0.0096989 | -0.86306 | 0.72651 | 13.9959 | 0 | 0 | 0 | 0 | 212.278 | 462.4769 | 524.4974 | 540.7417 | 0.3924 | 0.39622 | 0.39194 | 0.38777 | 83.2985 | 183.2445 | 205.5729 | 209.6843
11 | 6 | 21 | 839.3004 | 853.2002 | 866.4969 | 1010.7202 | 378.8299 | 100.3275 | 0 | 0 | 36.8259 | 68.1324 | 72.1223 | 80.4656 | 0 | 0 | 0 | 0 | 112.9926 | 115.6503 | 166.2015 | 282.8381 | 141.5984 | 151.5027 | 151.5027 | 151.5027 | 0.1841 | 0.97967 | 1.7584 | 38.0751 | 0 | 0 | 0 | 0 | 168.8696 | 416.6077 | 474.9119 | 457.8387 | 0.39025 | 0.39436 | 0.39015 | 0.38582 | 65.9007 | 164.2944 | 185.2873 | 176.6431
11 | 6 | 22 | 778.7337 | 792.1849 | 805.1562 | 939.7246 | 378.8299 | 100.3275 | 0 | 0 | 35.4832 | 72.426 | 74.7115 | 79.7509 | 0 | 0 | 0 | 0 | 129.7143 | 134.5246 | 188.0503 | 308.6467 | 141.5984 | 151.5027 | 151.5027 | 151.5027 | 0.17673 | 0.97246 | 2.1037 | 13.2218 | 0 | 0 | 0 | 0 | 92.9312 | 332.4316 | 388.7878 | 386.6024 | 0.38615 | 0.39118 | 0.3871 | 0.38217 | 35.885 | 130.0402 | 150.5016 | 147.747
11 | 6 | 23 | 697.7157 | 710.3761 | 722.6783 | 844.0252 | 378.8299 | 100.3275 | 0 | 0 | 32.9753 | 68.6402 | 76.7012 | 72.5246 | 0 | 0 | 0 | 0 | 147.6388 | 153.639 | 217.931 | 343.0908 | 0 | 0 | 0 | 0 | 0.52076 | 3.5069 | 8.9512 | 7.2119 | 0 | 0 | 0 | 0 | 137.751 | 384.2624 | 419.0949 | 421.1979 | 0.37881 | 0.38565 | 0.38202 | 0.38151 | 52.1819 | 148.1912 | 160.1046 | 160.6901
11 | 6 | 24 | 623.9069 | 633.6979 | 642.9124 | 749.2445 | 378.8299 | 100.3275 | 0 | 0 | 30.7924 | 63.5113 | 63.9871 | 66.2347 | 0 | 0 | 0 | 0 | 163.6165 | 168.6847 | 246.5379 | 376.3927 | 0 | 0 | 0 | 0 | 0.15594 | 6.6196 | 15.3157 | -0.271 | 0 | 0 | 0 | 0 | 50.5121 | 294.5548 | 317.0717 | 306.8881 | 0.37303 | 0.37589 | 0.37336 | 0.37439 | 18.8424 | 110.7195 | 118.3834 | 114.8961
11 | 7 | 1 | 565.9974 | 572.4885 | 578.1228 | 671.3687 | 378.8299 | 100.3275 | 0 | 0 | 29.0979 | 58.8597 | 58.4858 | 57.6125 | 0 | 0 | 0 | 0 | 166.9742 | 172.6381 | 260.7373 | 392.4943 | 0 | 0 | 0 | 0 | 0.10687 | 4.7454 | 10.6439 | 3.9312 | 0 | 0 | 0 | 0 | -9.0116 | 235.9178 | 248.2558 | 217.3307 | 0.3688 | 0.37024 | 0.36683 | 0.36949 | -3.3235 | 87.3462 | 91.0686 | 80.3022
11 | 7 | 2 | 539.5522 | 543.3341 | 546.0021 | 631.7672 | 378.8299 | 100.3275 | 0 | 0 | 20.1346 | 61.4723 | 55.4048 | 48.0287 | 0 | 0 | 0 | 0 | 166.7989 | 173.9826 | 277.5448 | 410.5148 | 0 | 0 | 0 | 0 | -0.29073 | 8.6358 | 13.9678 | -1.528 | 0 | 0 | 0 | 0 | -25.9204 | 198.916 | 199.0847 | 174.7517 | 0.36982 | 0.36893 | 0.36693 | 0.36762 | -9.5858 | 73.3853 | 73.051 | 64.2425
11 | 7 | 3 | 524.8141 | 526.2592 | 526.3674 | 606.9528 | 378.8299 | 100.3275 | 0 | 0 | 16.7853 | 47.6591 | 45.219 | 39.8086 | 0 | 0 | 0 | 0 | 157.2275 | 166.0731 | 276.4362 | 410.4539 | 0 | 0 | 0 | 0 | -0.24829 | 1.0341 | -0.80331 | 0.55404 | 0 | 0 | 0 | 0 | -27.7804 | 211.1655 | 205.5156 | 156.1363 | 0.37 | 0.37041 | 0.36674 | 0.36591 | -10.2788 | 78.2179 | 75.3716 | 57.1319
11 | 7 | 4 | 520.0423 | 519.5539 | 517.4981 | 594.8413 | 378.8299 | 100.3275 | 0 | 0 | 15.3835 | 49.6662 | 45.8697 | 39.6062 | 0 | 0 | 0 | 0 | 153.214 | 160.9289 | 272.3778 | 406.8483 | 0 | 0 | 0 | 0 | -0.078097 | 0.34581 | -0.0048636 | -0.035175 | 0 | 0 | 0 | 0 | -27.307 | 208.2855 | 199.2555 | 148.422 | 0.37047 | 0.36757 | 0.36593 | 0.36392 | -10.1165 | 76.559 | 72.9134 | 54.0143
11 | 7 | 5 | 537.4954 | 534.9231 | 530.4204 | 607.5206 | 378.8299 | 100.3275 | 0 | 0 | 22.1396 | 61.8422 | 57.127 | 40.9455 | 0 | 0 | 0 | 0 | 155.6448 | 161.2639 | 279.6229 | 413.1153 | 0 | 0 | 0 | 0 | -0.13502 | 5.0377 | -2.2993 | 11.1778 | 0 | 0 | 0 | 0 | -18.9838 | 206.4517 | 195.9698 | 142.282 | 0.3683 | 0.36546 | 0.36536 | 0.36382 | -6.9917 | 75.4491 | 71.5992 | 51.7654
11 | 7 | 6 | 590.1612 | 585.7297 | 578.9332 | 661.3687 | 378.8299 | 100.3275 | 0 | 0 | 30.472 | 65.922 | 64.0174 | 59.1587 | 0 | 0 | 0 | 0 | 153.1493 | 159.3599 | 282.6736 | 417.5629 | 0 | 0 | 0 | 0 | 0.017371 | 5.5893 | 10.4015 | -8.3119 | 0 | 0 | 0 | 0 | 27.6926 | 254.531 | 221.8406 | 192.9589 | 0.3671 | 0.37164 | 0.36654 | 0.36504 | 10.166 | 94.5928 | 81.3131 | 70.4385
11 | 7 | 7 | 681.6183 | 676.9951 | 669.8727 | 766.2133 | 378.8299 | 100.3275 | 0 | 0 | 33.6016 | 55.6237 | 53.4008 | 53.1051 | 0 | 0 | 0 | 0 | 162.6586 | 220.6955 | 344.8454 | 482.1958 | 0 | 0 | 0 | 0 | 0.30342 | 6.1253 | 17.1003 | 16.0339 | 0 | 0 | 0 | 0 | 106.2248 | 294.2231 | 254.5262 | 214.8784 | 0.37421 | 0.37971 | 0.37449 | 0.37153 | 39.7502 | 111.7207 | 95.3169 | 79.8336
11 | 7 | 8 | 740.6563 | 735.6921 | 727.9892 | 832.6673 | 378.8299 | 100.3275 | 0 | 0 | 30.6058 | 38.3959 | 38.4205 | 35.898 | 0 | 0 | 0 | 0 | 237.4415 | 486.605 | 660.1972 | 806.2611 | 0 | 0 | 0 | 0 | -0.22327 | -3.7794 | -2.8607 | -4.9072 | 0 | 0 | 0 | 0 | 94.0023 | 114.1432 | 32.2322 | -4.5846 | 0.37146 | 0.3818 | 0.38331 | 0.37768 | 34.9185 | 43.5801 | 12.355 | -1.7315
11 | 7 | 9 | 761.1105 | 756.5017 | 749.0483 | 856.999 | 378.8299 | 100.3275 | 0 | 0 | 22.3857 | 35.0185 | 35.6107 | 34.456 | 0 | 0 | 0 | 0 | 282.7897 | 660.7622 | 860.6798 | 1015.8519 | 0 | 0 | 0 | 0 | 0.10687 | -1.1379 | 0.46491 | -8.5545 | 0 | 0 | 0 | 0 | 76.9983 | -38.4686 | -147.7072 | -184.7544 | 0.37123 | 0.22113 | 0.22 | 0.23066 | 28.5841 | -8.5067 | -32.4962 | -42.6147
11 | 7 | 10 | 777.1925 | 772.6579 | 765.2279 | 875.6481 | 378.8299 | 100.3275 | 0 | 0 | 13.8929 | 28.4539 | 30.2144 | 35.6924 | 0 | 0 | 0 | 0 | 296.3697 | 744.7453 | 938.9121 | 1097.9151 | 0 | 0 | 0 | 0 | 0 | -4.5381 | -10.4019 | -22.4549 | 0 | 0 | 0 | 0 | 88.0999 | -96.3306 | -193.4968 | -235.5045 | 0.3751 | 0.22969 | 0.22687 | 0.23713 | 33.0465 | -22.126 | -43.8995 | -55.845
11 | 7 | 11 | 784.7051 | 780.5051 | 773.4126 | 885.3453 | 378.8299 | 100.3275 | 0 | 0 | 14.7342 | 30.7057 | 30.6977 | 27.7741 | 0 | 0 | 0 | 0 | 313.3495 | 802.731 | 993.54 | 1150.3147 | 0 | 0 | 0 | 0 | 0 | -4.8733 | -20.8461 | -27.1017 | 0 | 0 | 0 | 0 | 77.7915 | -148.3857 | -229.979 | -265.6419 | 0.37749 | 0.2322 | 0.2322 | 0 | 29.3655 | -34.4553 | -53.4014 | 0
11 | 7 | 12 | 785.3779 | 781.6538 | 775.0514 | 887.5819 | 378.8299 | 100.3275 | 0 | 0 | 14.0593 | 27.7741 | 27.7741 | 27.7741 | 0 | 0 | 0 | 0 | 323.6188 | 822.7882 | 1013.839 | 1165.9438 | 0 | 0 | 0 | 0 | -0.24866 | -11.9435 | -23.8328 | -49.109 | 0 | 0 | 0 | 0 | 69.1186 | -157.2924 | -242.7289 | -257.027 | 0.38446 | 0.2322 | 0.2322 | 0 | 26.5733 | -36.5234 | -56.362 | 0
11 | 7 | 13 | 778.9066 | 776.737 | 771.855 | 885.3055 | 378.8299 | 100.3275 | 0 | 0 | 13.9315 | 28.4655 | 30.6806 | 27.7741 | 0 | 0 | 0 | 0 | 323.3068 | 814.7469 | 998.3623 | 1147.8945 | 0 | 0 | 0 | 0 | -0.58165 | -11.3775 | -23.8242 | -51.1704 | 0 | 0 | 0 | 0 | 63.4201 | -155.4254 | -233.3636 | -239.1927 | 0.38397 | 0.2322 | 0.2322 | 0 | 24.3517 | -36.0899 | -54.1874 | 0
11 | 7 | 14 | 770.327 | 768.9302 | 764.8684 | 877.827 | 378.8299 | 100.3275 | 0 | 0 | 13.7942 | 30.6868 | 27.7741 | 27.7741 | 0 | 0 | 0 | 0 | 315.7297 | 780.4349 | 954.3939 | 1099.8402 | 0 | 0 | 0 | 0 | -0.25201 | -12.2512 | -23.1014 | -44.0558 | 0 | 0 | 0 | 0 | 62.2251 | -130.2678 | -194.1982 | -205.7315 | 0.38397 | 0.2322 | 0.2322 | 0 | 23.8929 | -30.2483 | -45.0931 | 0
11 | 7 | 15 | 764.1487 | 763.6843 | 760.6623 | 873.8325 | 378.8299 | 100.3275 | 0 | 0 | 14.9652 | 27.7741 | 27.7741 | 27.7741 | 0 | 0 | 0 | 0 | 286.9201 | 691.1777 | 850.7975 | 980.645 | 0 | 0 | 0 | 0 | -0.0973 | -7.2587 | -15.1159 | -38.4146 | 0 | 0 | 0 | 0 | 83.5308 | -48.3363 | -102.7934 | -96.172 | 0.38285 | 0.2322 | 0.2322 | 0 | 31.9797 | -11.2237 | -23.8688 | 0
11 | 7 | 16 | 760.1082 | 762.5878 | 762.8936 | 879.305 | 378.8299 | 100.3275 | 0 | 0 | 18.1956 | 32.7981 | 34.9445 | 39.7253 | 0 | 0 | 0 | 0 | 214.1705 | 478.9845 | 610.4844 | 724.8244 | 0 | 0 | 0 | 0 | -0.071151 | -1.9097 | -3.7617 | 3.5743 | 0 | 0 | 0 | 0 | 148.9834 | 152.3874 | 121.2264 | 111.181 | 0.36639 | 0.37183 | 0.37526 | 0.38586 | 54.586 | 56.6619 | 45.4911 | 42.9009
11 | 7 | 17 | 781.2562 | 785.9204 | 788.5672 | 910.8404 | 378.8299 | 100.3275 | 0 | 0 | 29.8966 | 46.4106 | 45.4549 | 53.8044 | 0 | 0 | 0 | 0 | 118.5283 | 200.3026 | 293.6131 | 405.7999 | 141.5984 | 151.5027 | 151.5027 | 151.5027 | -0.29313 | -1.7932 | -0.62566 | 1.6231 | 0 | 0 | 0 | 0 | 112.6962 | 289.1702 | 298.6221 | 298.1103 | 0.37929 | 0.39223 | 0.38711 | 0.38707 | 42.7442 | 113.4212 | 115.5997 | 115.3906
11 | 7 | 18 | 867.4514 | 877.3346 | 885.8944 | 1028.7174 | 378.8299 | 100.3275 | 0 | 0 | 33.0711 | 59.8362 | 59.3167 | 68.0639 | 0 | 0 | 0 | 0 | 91.8516 | 79.996 | 147.5465 | 263.719 | 141.5984 | 151.5027 | 151.5027 | 151.5027 | -0.18236 | -0.91345 | 0.47245 | 8.7112 | 0 | 0 | 0 | 0 | 222.2828 | 486.5857 | 527.0559 | 536.7205 | 0.38908 | 0.39443 | 0.3893 | 0.38442 | 86.4866 | 191.9249 | 205.1855 | 206.326
11 | 7 | 19 | 870.5672 | 883.17 | 894.7957 | 1041.6714 | 378.8299 | 100.3275 | 0 | 0 | 32.9493 | 67.5731 | 68.008 | 71.6342 | 0 | 0 | 0 | 0 | 96.2012 | 84.0626 | 150.8709 | 262.239 | 141.5984 | 151.5027 | 151.5027 | 151.5027 | -0.019737 | -0.56854 | 3.3931 | 55.1423 | 0 | 0 | 0 | 0 | 221.0081 | 480.2727 | 521.0209 | 501.1533 | 0.39237 | 0.3967 | 0.39262 | 0.38839 | 86.7178 | 190.5241 | 204.5622 | 194.6454
11 | 7 | 20 | 849.7361 | 863.066 | 875.5636 | 1020.2448 | 378.8299 | 100.3275 | 0 | 0 | 35.8186 | 65.8844 | 69.8143 | 78.1454 | 0 | 0 | 0 | 0 | 83.145 | 72.089 | 138.2643 | 247.1787 | 141.5984 | 151.5027 | 151.5027 | 151.5027 | -0.0096989 | -0.86306 | 0.72651 | 13.9959 | 0 | 0 | 0 | 0 | 210.354 | 474.1255 | 515.2558 | 529.422 | 0.3924 | 0.39622 | 0.39194 | 0.38777 | 82.5435 | 187.86 | 201.9507 | 205.2948
11 | 7 | 21 | 817.1797 | 830.4642 | 843.0324 | 982.8499 | 378.8299 | 100.3275 | 0 | 0 | 36.8259 | 68.1324 | 72.1223 | 80.4656 | 0 | 0 | 0 | 0 | 64.7359 | 54.815 | 120.4631 | 232.5543 | 141.5984 | 151.5027 | 151.5027 | 151.5027 | 0.1841 | 0.97967 | 1.7584 | 38.0751 | 0 | 0 | 0 | 0 | 195.0056 | 454.7069 | 497.1857 | 480.2521 | 0.39025 | 0.39436 | 0.39015 | 0.38582 | 76.1001 | 179.3193 | 193.9775 | 185.2906
11 | 7 | 22 | 758.268 | 771.1582 | 783.4659 | 913.9702 | 378.8299 | 100.3275 | 0 | 0 | 35.4832 | 72.426 | 74.7115 | 79.7509 | 0 | 0 | 0 | 0 | 65.139 | 55.0333 | 121.9494 | 240.2213 | 141.5984 | 151.5027 | 151.5027 | 151.5027 | 0.17673 | 0.97246 | 2.1037 | 13.2218 | 0 | 0 | 0 | 0 | 137.0408 | 390.8963 | 433.1985 | 429.2735 | 0.38615 | 0.39118 | 0.3871 | 0.38217 | 52.9177 | 152.9103 | 167.6932 | 164.0545
11 | 7 | 23 | 687.3638 | 699.7431 | 711.7129 | 831.0079 | 378.8299 | 100.3275 | 0 | 0 | 32.9753 | 68.6402 | 76.7012 | 72.5246 | 0 | 0 | 0 | 0 | 87.2805 | 75.1766 | 144.907 | 266.742 | 0 | 0 | 0 | 0 | 0.52076 | 3.5069 | 8.9512 | 7.2119 | 0 | 0 | 0 | 0 | 187.7574 | 452.0918 | 481.1535 | 484.5294 | 0.37881 | 0.38565 | 0.38202 | 0.38151 | 71.1249 | 174.3497 | 183.8125 | 184.8515
11 | 7 | 24 | 615.4251 | 624.9888 | 633.9346 | 738.5897 | 378.8299 | 100.3275 | 0 | 0 | 30.7924 | 63.5113 | 63.9871 | 66.2347 | 0 | 0 | 0 | 0 | 96.5811 | 83.6389 | 156.1444 | 276.4831 | 0 | 0 | 0 | 0 | 0.15594 | 6.6196 | 15.3157 | -0.271 | 0 | 0 | 0 | 0 | 109.0657 | 370.8915 | 398.4874 | 396.1429 | 0.37303 | 0.37589 | 0.37336 | 0.37439 | 40.6846 | 139.4135 | 148.7811 | 148.3123
11 | 8 | 1 | 564.9665 | 571.4384 | 577.0506 | 670.105 | 378.8299 | 100.3275 | 0 | 0 | 29.0979 | 58.8597 | 58.4858 | 57.6125 | 0 | 0 | 0 | 0 | 103.0614 | 89.5612 | 166.1687 | 286.8411 | 0 | 0 | 0 | 0 | 0.10687 | 4.7454 | 10.6439 | 3.9312 | 0 | 0 | 0 | 0 | 53.8703 | 317.9447 | 341.7524 | 321.7201 | 0.3688 | 0.37024 | 0.36683 | 0.36949 | 19.8675 | 117.7158 | 125.3663 | 118.8733
11 | 8 | 2 | 540.1683 | 543.9763 | 546.6757 | 632.5764 | 378.8299 | 100.3275 | 0 | 0 | 20.1346 | 61.4723 | 55.4048 | 48.0287 | 0 | 0 | 0 | 0 | 103.8091 | 90.2447 | 171.0267 | 292.5358 | 0 | 0 | 0 | 0 | -0.29073 | 8.6358 | 13.9678 | -1.528 | 0 | 0 | 0 | 0 | 37.6854 | 283.296 | 306.2764 | 293.54 | 0.36982 | 0.36893 | 0.36693 | 0.36762 | 13.9368 | 104.5153 | 112.3832 | 107.9117
11 | 8 | 3 | 525.8243 | 527.3052 | 527.4561 | 608.2537 | 378.8299 | 100.3275 | 0 | 0 | 16.7853 | 47.6591 | 45.219 | 39.8086 | 0 | 0 | 0 | 0 | 96.7125 | 83.7569 | 167.0829 | 290.45 | 0 | 0 | 0 | 0 | -0.24829 | 1.0341 | -0.80331 | 0.55404 | 0 | 0 | 0 | 0 | 33.7449 | 294.5276 | 315.9575 | 277.4411 | 0.37 | 0.37041 | 0.36674 | 0.36591 | 12.4856 | 109.0961 | 115.8755 | 101.5186
11 | 8 | 4 | 517.0191 | 516.453 | 514.3054 | 591.0555 | 378.8299 | 100.3275 | 0 | 0 | 15.3835 | 49.6662 | 45.8697 | 39.6062 | 0 | 0 | 0 | 0 | 87.1839 | 75.0455 | 159.6562 | 283.9799 | 0 | 0 | 0 | 0 | -0.078097 | 0.34581 | -0.0048636 | -0.035175 | 0 | 0 | 0 | 0 | 35.6999 | 291.068 | 308.7844 | 267.5045 | 0.37047 | 0.36757 | 0.36593 | 0.36392 | 13.2259 | 106.9871 | 112.9933 | 97.3513
11 | 8 | 5 | 532.7422 | 530.0449 | 525.3947 | 601.5586 | 378.8299 | 100.3275 | 0 | 0 | 22.1396 | 61.8422 | 57.127 | 40.9455 | 0 | 0 | 0 | 0 | 82.6113 | 70.8651 | 154.7836 | 278.583 | 0 | 0 | 0 | 0 | -0.13502 | 5.0377 | -2.2993 | 11.1778 | 0 | 0 | 0 | 0 | 49.2965 | 291.9723 | 315.7834 | 270.8524 | 0.3683 | 0.36546 | 0.36536 | 0.36382 | 18.1557 | 106.7032 | 115.3741 | 98.5421
11 | 8 | 6 | 579.7942 | 575.0794 | 567.948 | 648.3262 | 378.8299 | 100.3275 | 0 | 0 | 30.472 | 65.922 | 64.0174 | 59.1587 | 0 | 0 | 0 | 0 | 81.2546 | 69.6249 | 154.6309 | 278.6827 | 0 | 0 | 0 | 0 | 0.017371 | 5.5893 | 10.4015 | -8.3119 | 0 | 0 | 0 | 0 | 89.2202 | 333.6158 | 338.8982 | 318.7967 | 0.3671 | 0.37164 | 0.36654 | 0.36504 | 32.7529 | 123.9836 | 124.2192 | 116.3748
11 | 8 | 7 | 661.3461 | 656.1676 | 648.3883 | 740.7036 | 378.8299 | 100.3275 | 0 | 0 | 33.6016 | 55.6237 | 53.4008 | 53.1051 | 0 | 0 | 0 | 0 | 96.0517 | 123.5237 | 207.1559 | 333.8067 | 0 | 0 | 0 | 0 | 0.30342 | 6.1253 | 17.1003 | 16.0339 | 0 | 0 | 0 | 0 | 152.5594 | 370.5674 | 370.7312 | 337.7579 | 0.37421 | 0.37971 | 0.37449 | 0.37153 | 57.089 | 140.7097 | 138.8343 | 125.4868
11 | 8 | 8 | 718.6238 | 713.0584 | 704.6444 | 804.9511 | 378.8299 | 100.3275 | 0 | 0 | 30.6058 | 38.3959 | 38.4205 | 35.898 | 0 | 0 | 0 | 0 | 152.394 | 362.3869 | 486.2668 | 621.0554 | 0 | 0 | 0 | 0 | -0.22327 | -3.7794 | -2.8607 | -4.9072 | 0 | 0 | 0 | 0 | 157.0174 | 215.7276 | 182.8178 | 152.9049 | 0.37146 | 0.3818 | 0.38331 | 0.37768 | 58.3262 | 82.3653 | 70.0762 | 57.7494
11 | 8 | 9 | 741.7871 | 736.6518 | 728.5757 | 832.6937 | 378.8299 | 100.3275 | 0 | 0 | 22.3857 | 35.0185 | 35.6107 | 34.456 | 0 | 0 | 0 | 0 | 210.6938 | 550.8016 | 698.0389 | 839.8629 | 0 | 0 | 0 | 0 | 0.10687 | -1.1379 | 0.46491 | -8.5545 | 0 | 0 | 0 | 0 | 129.7708 | 51.6421 | -5.5388 | -33.0707 | 0.37123 | 0.22113 | 0.22 | 0.23066 | 48.1748 | 11.4198 | -1.2186 | -7.6279
11 | 8 | 10 | 764.6739 | 759.7998 | 751.9684 | 859.9079 | 378.8299 | 100.3275 | 0 | 0 | 13.8929 | 28.4539 | 30.2144 | 35.6924 | 0 | 0 | 0 | 0 | 255.5363 | 665.9839 | 822.7038 | 963.7315 | 0 | 0 | 0 | 0 | 0 | -4.5381 | -10.4019 | -22.4549 | 0 | 0 | 0 | 0 | 116.4148 | -30.4273 | -90.5479 | -117.061 | 0.3751 | 0.22969 | 0.22687 | 0.23713 | 43.6675 | -6.9888 | -20.543 | -27.7586
11 | 8 | 11 | 779.6162 | 775.2838 | 768.035 | 878.9674 | 378.8299 | 100.3275 | 0 | 0 | 14.7342 | 30.7057 | 30.6977 | 27.7741 | 0 | 0 | 0 | 0 | 288.4912 | 742.8054 | 908.0636 | 1046.8269 | 0 | 0 | 0 | 0 | 0 | -4.8733 | -20.8461 | -27.1017 | 0 | 0 | 0 | 0 | 97.5608 | -93.6814 | -149.8802 | -168.5319 | 0.37749 | 0.2322 | 0.2322 | 0 | 36.8282 | -21.7529 | -34.8024 | 0
11 | 8 | 12 | 779.1946 | 775.3098 | 768.518 | 879.8334 | 378.8299 | 100.3275 | 0 | 0 | 14.0593 | 27.7741 | 27.7741 | 27.7741 | 0 | 0 | 0 | 0 | 302.3534 | 763.5465 | 928.2916 | 1061.9599 | 0 | 0 | 0 | 0 | -0.24866 | -11.9435 | -23.8328 | -49.109 | 0 | 0 | 0 | 0 | 84.2006 | -104.3947 | -163.7149 | -160.7915 | 0.38446 | 0.2322 | 0.2322 | 0 | 32.3717 | -24.2405 | -38.0148 | 0
11 | 8 | 13 | 775.5442 | 773.2829 | 768.2925 | 881.0759 | 378.8299 | 100.3275 | 0 | 0 | 13.9315 | 28.4655 | 30.6806 | 27.7741 | 0 | 0 | 0 | 0 | 299.0212 | 751.1019 | 904.721 | 1032.972 | 0 | 0 | 0 | 0 | -0.58165 | -11.3775 | -23.8242 | -51.1704 | 0 | 0 | 0 | 0 | 84.3433 | -95.2345 | -143.2849 | -128.4998 | 0.38397 | 0.2322 | 0.2322 | 0 | 32.3857 | -22.1135 | -33.2709 | 0
11 | 8 | 14 | 763.393 | 761.7975 | 757.5001 | 869.0691 | 378.8299 | 100.3275 | 0 | 0 | 13.7942 | 30.6868 | 27.7741 | 27.7741 | 0 | 0 | 0 | 0 | 276.7071 | 686.0959 | 827.0041 | 949.0033 | 0 | 0 | 0 | 0 | -0.25201 | -12.2512 | -23.1014 | -44.0558 | 0 | 0 | 0 | 0 | 94.3138 | -43.0615 | -74.1768 | -63.6525 | 0.38397 | 0.2322 | 0.2322 | 0 | 36.2141 | -9.9989 | -17.224 | 0
11 | 8 | 15 | 749.2503 | 748.3635 | 744.8411 | 855.0325 | 378.8299 | 100.3275 | 0 | 0 | 14.9652 | 27.7741 | 27.7741 | 27.7741 | 0 | 0 | 0 | 0 | 220.7422 | 532.9869 | 651.7475 | 758.6829 | 0 | 0 | 0 | 0 | -0.0973 | -7.2587 | -15.1159 | -38.4146 | 0 | 0 | 0 | 0 | 134.8103 | 94.5337 | 80.4354 | 106.9901 | 0.38285 | 0.2322 | 0.2322 | 0 | 51.612 | 21.9508 | 18.6772 | 0
11 | 8 | 16 | 738.3063 | 740.1742 | 739.7557 | 851.8173 | 378.8299 | 100.3275 | 0 | 0 | 18.1956 | 32.7981 | 34.9445 | 39.7253 | 0 | 0 | 0 | 0 | 155.252 | 342.2275 | 435.5985 | 523.2177 | 0 | 0 | 0 | 0 | -0.071151 | -1.9097 | -3.7617 | 3.5743 | 0 | 0 | 0 | 0 | 186.1 | 266.7308 | 272.9743 | 285.2999 | 0.36639 | 0.37183 | 0.37526 | 0.38586 | 68.1851 | 99.178 | 102.4357 | 110.0872
11 | 8 | 17 | 755.7971 | 759.7546 | 761.5651 | 878.7699 | 378.8299 | 100.3275 | 0 | 0 | 29.8966 | 46.4106 | 45.4549 | 53.8044 | 0 | 0 | 0 | 0 | 80.3957 | 121.0444 | 206.0211 | 281.8226 | 141.5984 | 151.5027 | 151.5027 | 151.5027 | -0.29313 | -1.7932 | -0.62566 | 1.6231 | 0 | 0 | 0 | 0 | 125.3696 | 342.2627 | 359.212 | 390.0172 | 0.37929 | 0.39223 | 0.38711 | 0.38707 | 47.551 | 134.2456 | 139.0547 | 150.9653
11 | 8 | 18 | 832.5462 | 841.4582 | 848.8682 | 984.7385 | 378.8299 | 100.3275 | 0 | 0 | 33.0711 | 59.8362 | 59.3167 | 68.0639 | 0 | 0 | 0 | 0 | 63.2458 | 53.2038 | 140.8698 | 213.2117 | 141.5984 | 151.5027 | 151.5027 | 151.5027 | -0.18236 | -0.91345 | 0.47245 | 8.7112 | 0 | 0 | 0 | 0 | 215.9834 | 477.5014 | 496.7065 | 543.249 | 0.38908 | 0.39443 | 0.3893 | 0.38442 | 84.0357 | 188.3418 | 193.3703 | 208.8356
11 | 8 | 19 | 833.773 | 845.3489 | 855.7588 | 995.3013 | 378.8299 | 100.3275 | 0 | 0 | 32.9493 | 67.5731 | 68.008 | 71.6342 | 0 | 0 | 0 | 0 | 65.717 | 55.7136 | 147.7778 | 223.2676 | 141.5984 | 151.5027 | 151.5027 | 151.5027 | -0.019737 | -0.56854 | 3.3931 | 55.1423 | 0 | 0 | 0 | 0 | 214.6981 | 470.8006 | 485.0771 | 493.7545 | 0.39237 | 0.3967 | 0.39262 | 0.38839 | 84.242 | 186.7665 | 190.45 | 191.7718
11 | 8 | 20 | 816.4882 | 828.8889 | 840.2864 | 978.3393 | 378.8299 | 100.3275 | 0 | 0 | 35.8186 | 65.8844 | 69.8143 | 78.1454 | 0 | 0 | 0 | 0 | 63.2458 | 53.2046 | 137.4643 | 220.8064 | 141.5984 | 151.5027 | 151.5027 | 151.5027 | -0.0096989 | -0.86306 | 0.72651 | 13.9959 | 0 | 0 | 0 | 0 | 197.0052 | 458.8328 | 480.7785 | 513.8889 | 0.3924 | 0.39622 | 0.39194 | 0.38777 | 77.3054 | 181.8007 | 188.4376 | 199.2715
11 | 8 | 21 | 793.1704 | 805.7899 | 817.571 | 952.6107 | 378.8299 | 100.3275 | 0 | 0 | 36.8259 | 68.1324 | 72.1223 | 80.4656 | 0 | 0 | 0 | 0 | 63.07 | 53.0015 | 129.9712 | 216.9937 | 141.5984 | 151.5027 | 151.5027 | 151.5027 | 0.1841 | 0.97967 | 1.7584 | 38.0751 | 0 | 0 | 0 | 0 | 172.6622 | 431.8461 | 462.2164 | 465.5735 | 0.39025 | 0.39436 | 0.39015 | 0.38582 | 67.3807 | 170.3038 | 180.3342 | 179.6274
11 | 8 | 22 | 740.8275 | 753.2403 | 764.9834 | 892.0253 | 378.8299 | 100.3275 | 0 | 0 | 35.4832 | 72.426 | 74.7115 | 79.7509 | 0 | 0 | 0 | 0 | 63.07 | 53 | 132.6798 | 218.8896 | 141.5984 | 151.5027 | 151.5027 | 151.5027 | 0.17673 | 0.97246 | 2.1037 | 13.2218 | 0 | 0 | 0 | 0 | 121.6693 | 375.0117 | 403.9856 | 428.6603 | 0.38615 | 0.39118 | 0.3871 | 0.38217 | 46.982 | 146.6966 | 156.3847 | 163.8201
11 | 8 | 23 | 672.8922 | 684.8737 | 696.3728 | 812.7923 | 378.8299 | 100.3275 | 0 | 0 | 32.9753 | 68.6402 | 76.7012 | 72.5246 | 0 | 0 | 0 | 0 | 63.07 | 53 | 134.3668 | 215.0783 | 0 | 0 | 0 | 0 | 0.52076 | 3.5069 | 8.9512 | 7.2119 | 0 | 0 | 0 | 0 | 197.4963 | 459.399 | 476.3536 | 517.9775 | 0.37881 | 0.38565 | 0.38202 | 0.38151 | 74.8142 | 177.1678 | 181.9788 | 197.6122
11 | 8 | 24 | 612.4806 | 621.9666 | 630.8207 | 734.8955 | 378.8299 | 100.3275 | 0 | 0 | 30.7924 | 63.5113 | 63.9871 | 66.2347 | 0 | 0 | 0 | 0 | 63.0755 | 53.0062 | 128.3662 | 202.4386 | 0 | 0 | 0 | 0 | 0.15594 | 6.6196 | 15.3157 | -0.271 | 0 | 0 | 0 | 0 | 139.6267 | 398.502 | 423.1518 | 466.4933 | 0.37303 | 0.37589 | 0.37336 | 0.37439 | 52.0847 | 149.792 | 157.9899 | 174.6508
11 | 9 | 1 | 565.6552 | 572.1469 | 577.7824 | 670.9747 | 378.8299 | 100.3275 | 0 | 0 | 29.0979 | 58.8597 | 58.4858 | 57.6125 | 0 | 0 | 0 | 0 | 63.1535 | 53.1037 | 123.9544 | 198.2794 | 0 | 0 | 0 | 0 | 0.10687 | 4.7454 | 10.6439 | 3.9312 | 0 | 0 | 0 | 0 | 94.467 | 355.1106 | 384.6984 | 411.1516 | 0.3688 | 0.37024 | 0.36683 | 0.36949 | 34.8397 | 131.4761 | 141.1204 | 151.9176
11 | 9 | 2 | 541.2603 | 545.0976 | 547.8317 | 633.9484 | 378.8299 | 100.3275 | 0 | 0 | 20.1346 | 61.4723 | 55.4048 | 48.0287 | 0 | 0 | 0 | 0 | 63.6532 | 53.8085 | 120.9013 | 195.8148 | 0 | 0 | 0 | 0 | -0.29073 | 8.6358 | 13.9678 | -1.528 | 0 | 0 | 0 | 0 | 78.9333 | 320.8536 | 357.5579 | 391.6329 | 0.36982 | 0.36893 | 0.36693 | 0.36762 | 29.191 | 118.3712 | 131.2002 | 143.9728
11 | 9 | 3 | 526.5442 | 528.0438 | 528.2169 | 609.156 | 378.8299 | 100.3275 | 0 | 0 | 16.7853 | 47.6591 | 45.219 | 39.8086 | 0 | 0 | 0 | 0 | 73.3072 | 63.859 | 129.1046 | 200.3712 | 0 | 0 | 0 | 0 | -0.24829 | 1.0341 | -0.80331 | 0.55404 | 0 | 0 | 0 | 0 | 57.8701 | 315.1642 | 354.6966 | 368.4222 | 0.37 | 0.37041 | 0.36674 | 0.36591 | 21.412 | 116.7401 | 130.0828 | 134.8095
11 | 9 | 4 | 520.7252 | 520.2597 | 518.2311 | 595.7159 | 378.8299 | 100.3275 | 0 | 0 | 15.3835 | 49.6662 | 45.8697 | 39.6062 | 0 | 0 | 0 | 0 | 121.6249 | 108.8067 | 169.9653 | 239.1263 | 0 | 0 | 0 | 0 | -0.078097 | 0.34581 | -0.0048636 | -0.035175 | 0 | 0 | 0 | 0 | 4.965 | 261.1135 | 302.401 | 317.0186 | 0.37047 | 0.36757 | 0.36593 | 0.36392 | 1.8394 | 95.9769 | 110.6574 | 115.3706
11 | 9 | 5 | 535.3436 | 532.7148 | 528.1454 | 604.8219 | 378.8299 | 100.3275 | 0 | 0 | 22.1396 | 61.8422 | 57.127 | 40.9455 | 0 | 0 | 0 | 0 | 217.6456 | 195.1421 | 248.9413 | 312.1086 | 0 | 0 | 0 | 0 | -0.13502 | 5.0377 | -2.2993 | 11.1778 | 0 | 0 | 0 | 0 | -83.1365 | 170.3653 | 224.3764 | 240.59 | 0.3683 | 0.36546 | 0.36536 | 0.36382 | -30.6189 | 62.2611 | 81.9778 | 87.532
11 | 9 | 6 | 581.2112 | 576.5291 | 569.4359 | 650.0864 | 378.8299 | 100.3275 | 0 | 0 | 30.472 | 65.922 | 64.0174 | 59.1587 | 0 | 0 | 0 | 0 | 198.7466 | 177.6552 | 224.2139 | 281.7829 | 0 | 0 | 0 | 0 | 0.017371 | 5.5893 | 10.4015 | -8.3119 | 0 | 0 | 0 | 0 | -26.8547 | 227.0351 | 270.803 | 317.4567 | 0.3671 | 0.37164 | 0.36654 | 0.36504 | -9.8584 | 84.3744 | 99.2597 | 115.8856
11 | 9 | 7 | 660.248 | 655.0245 | 647.1911 | 739.2668 | 378.8299 | 100.3275 | 0 | 0 | 33.6016 | 55.6237 | 53.4008 | 53.1051 | 0 | 0 | 0 | 0 | 183.4345 | 185.0959 | 226.5274 | 282.8072 | 0 | 0 | 0 | 0 | 0.30342 | 6.1253 | 17.1003 | 16.0339 | 0 | 0 | 0 | 0 | 64.0785 | 307.852 | 350.1625 | 387.3206 | 0.37421 | 0.37971 | 0.37449 | 0.37153 | 23.9787 | 116.8957 | 131.1316 | 143.9008
11 | 9 | 8 | 717.8222 | 712.2139 | 703.7479 | 803.8652 | 378.8299 | 100.3275 | 0 | 0 | 30.6058 | 38.3959 | 38.4205 | 35.898 | 0 | 0 | 0 | 0 | 171.4109 | 267.0617 | 325.8423 | 382.5951 | 0 | 0 | 0 | 0 | -0.22327 | -3.7794 | -2.8607 | -4.9072 | 0 | 0 | 0 | 0 | 137.1989 | 310.2082 | 342.3458 | 390.2793 | 0.37146 | 0.3818 | 0.38331 | 0.37768 | 50.9644 | 118.4383 | 131.2252 | 147.4013
11 | 9 | 9 | 740.9994 | 735.8207 | 727.6921 | 831.6222 | 378.8299 | 100.3275 | 0 | 0 | 22.3857 | 35.0185 | 35.6107 | 34.456 | 0 | 0 | 0 | 0 | 180.6896 | 358.5783 | 425.2195 | 474.1997 | 0 | 0 | 0 | 0 | 0.10687 | -1.1379 | 0.46491 | -8.5545 | 0 | 0 | 0 | 0 | 158.9873 | 243.0344 | 266.397 | 331.521 | 0.37123 | 0.22113 | 0.22 | 0.23066 | 59.0208 | 53.7431 | 58.6084 | 76.4672
11 | 9 | 10 | 761.9051 | 756.9358 | 748.9906 | 856.3523 | 378.8299 | 100.3275 | 0 | 0 | 13.8929 | 28.4539 | 30.2144 | 35.6924 | 0 | 0 | 0 | 0 | 195.4946 | 429.5584 | 514.0951 | 557.7536 | 0 | 0 | 0 | 0 | 0 | -4.5381 | -10.4019 | -22.4549 | 0 | 0 | 0 | 0 | 173.6878 | 203.1342 | 215.083 | 285.3612 | 0.3751 | 0.22969 | 0.22687 | 0.23713 | 65.1508 | 46.6574 | 48.7969 | 67.6674
11 | 9 | 11 | 771.3043 | 766.7292 | 759.1924 | 868.4527 | 378.8299 | 100.3275 | 0 | 0 | 14.7342 | 30.7057 | 30.6977 | 27.7741 | 0 | 0 | 0 | 0 | 239.4699 | 540.4884 | 642.6141 | 689.5361 | 0 | 0 | 0 | 0 | 0 | -4.8733 | -20.8461 | -27.1017 | 0 | 0 | 0 | 0 | 138.2703 | 100.0809 | 106.7267 | 178.2441 | 0.37749 | 0.2322 | 0.2322 | 0 | 52.1957 | 23.2389 | 24.7821 | 0
11 | 9 | 12 | 769.1417 | 764.9594 | 757.814 | 867.1011 | 378.8299 | 100.3275 | 0 | 0 | 14.0593 | 27.7741 | 27.7741 | 27.7741 | 0 | 0 | 0 | 0 | 259.7863 | 613.5596 | 732.0462 | 787.4454 | 0 | 0 | 0 | 0 | -0.24866 | -11.9435 | -23.8328 | -49.109 | 0 | 0 | 0 | 0 | 116.7149 | 35.2417 | 21.8266 | 100.9906 | 0.38446 | 0.2322 | 0.2322 | 0 | 44.8721 | 8.1831 | 5.0682 | 0
11 | 9 | 13 | 764.4728 | 761.8892 | 756.5164 | 867.0738 | 378.8299 | 100.3275 | 0 | 0 | 13.9315 | 28.4655 | 30.6806 | 27.7741 | 0 | 0 | 0 | 0 | 258.3767 | 600.6793 | 725.8732 | 786.569 | 0 | 0 | 0 | 0 | -0.58165 | -11.3775 | -23.8242 | -51.1704 | 0 | 0 | 0 | 0 | 113.9164 | 43.7944 | 23.7868 | 103.9011 | 0.38397 | 0.2322 | 0.2322 | 0 | 43.741 | 10.1691 | 5.5233 | 0
11 | 9 | 14 | 751.8816 | 749.951 | 745.256 | 854.5108 | 378.8299 | 100.3275 | 0 | 0 | 13.7942 | 30.6868 | 27.7741 | 27.7741 | 0 | 0 | 0 | 0 | 243.9259 | 507.3998 | 639.0333 | 699.4491 | 0 | 0 | 0 | 0 | -0.25201 | -12.2512 | -23.1014 | -44.0558 | 0 | 0 | 0 | 0 | 115.5835 | 123.7881 | 101.5499 | 171.3433 | 0.38397 | 0.2322 | 0.2322 | 0 | 44.3812 | 28.7437 | 23.58 | 0
11 | 9 | 15 | 743.4392 | 742.3747 | 738.6409 | 847.6515 | 378.8299 | 100.3275 | 0 | 0 | 14.9652 | 27.7741 | 27.7741 | 27.7741 | 0 | 0 | 0 | 0 | 258.1149 | 472.9321 | 588.2581 | 641.6325 | 0 | 0 | 0 | 0 | -0.0973 | -7.2587 | -15.1159 | -38.4146 | 0 | 0 | 0 | 0 | 91.6265 | 148.5997 | 137.7246 | 216.6595 | 0.38285 | 0.2322 | 0.2322 | 0 | 35.0791 | 34.505 | 31.9798 | 0
11 | 9 | 16 | 737.9223 | 739.7591 | 739.3025 | 851.2581 | 378.8299 | 100.3275 | 0 | 0 | 18.1956 | 32.7981 | 34.9445 | 39.7253 | 0 | 0 | 0 | 0 | 252.7761 | 423.2725 | 520.5246 | 574.7185 | 0 | 0 | 0 | 0 | -0.071151 | -1.9097 | -3.7617 | 3.5743 | 0 | 0 | 0 | 0 | 88.1918 | 185.2707 | 187.5951 | 233.24 | 0.36639 | 0.37183 | 0.37526 | 0.38586 | 32.3126 | 68.8888 | 70.3965 | 89.9991
11 | 9 | 17 | 762.1887 | 766.293 | 768.2754 | 886.7084 | 378.8299 | 100.3275 | 0 | 0 | 29.8966 | 46.4106 | 45.4549 | 53.8044 | 0 | 0 | 0 | 0 | 214.7032 | 277.5384 | 340.0767 | 392.5736 | 141.5984 | 151.5027 | 151.5027 | 151.5027 | -0.29313 | -1.7932 | -0.62566 | 1.6231 | 0 | 0 | 0 | 0 | -2.5463 | 192.3071 | 231.8667 | 287.2046 | 0.37929 | 0.39223 | 0.38711 | 0.38707 | -0.96577 | 75.4285 | 89.758 | 111.1693
11 | 9 | 18 | 842.376 | 851.5314 | 859.2279 | 997.0127 | 378.8299 | 100.3275 | 0 | 0 | 33.0711 | 59.8362 | 59.3167 | 68.0639 | 0 | 0 | 0 | 0 | 215.7627 | 236.4081 | 289.8801 | 352.1328 | 141.5984 | 151.5027 | 151.5027 | 151.5027 | -0.18236 | -0.91345 | 0.47245 | 8.7112 | 0 | 0 | 0 | 0 | 73.2963 | 304.3704 | 358.0559 | 416.6021 | 0.38908 | 0.39443 | 0.3893 | 0.38442 | 28.5184 | 120.0534 | 139.3929 | 160.1501
11 | 9 | 19 | 840.9227 | 852.6653 | 863.2705 | 1004.1904 | 378.8299 | 100.3275 | 0 | 0 | 32.9493 | 67.5731 | 68.008 | 71.6342 | 0 | 0 | 0 | 0 | 248.3422 | 274.5039 | 328.3321 | 405.903 | 141.5984 | 151.5027 | 151.5027 | 151.5027 | -0.019737 | -0.56854 | 3.3931 | 55.1423 | 0 | 0 | 0 | 0 | 39.2226 | 259.3266 | 312.0345 | 320.0082 | 0.39237 | 0.3967 | 0.39262 | 0.38839 | 15.3899 | 102.8748 | 122.5104 | 124.2896
11 | 9 | 20 | 816.3494 | 828.7085 | 840.0543 | 978.0249 | 378.8299 | 100.3275 | 0 | 0 | 35.8186 | 65.8844 | 69.8143 | 78.1454 | 0 | 0 | 0 | 0 | 261.6154 | 297.4073 | 360.7477 | 432.3679 | 141.5984 | 151.5027 | 151.5027 | 151.5027 | -0.0096989 | -0.86306 | 0.72651 | 13.9959 | 0 | 0 | 0 | 0 | -1.5031 | 214.4497 | 257.263 | 302.013 | 0.3924 | 0.39622 | 0.39194 | 0.38777 | -0.58984 | 84.9702 | 100.8323 | 117.112
11 | 9 | 21 | 791.1867 | 803.7118 | 815.3789 | 949.9668 | 378.8299 | 100.3275 | 0 | 0 | 36.8259 | 68.1324 | 72.1223 | 80.4656 | 0 | 0 | 0 | 0 | 238.9317 | 281.1244 | 355.0991 | 428.4741 | 141.5984 | 151.5027 | 151.5027 | 151.5027 | 0.1841 | 0.97967 | 1.7584 | 38.0751 | 0 | 0 | 0 | 0 | -5.1833 | 201.6451 | 234.8963 | 251.4493 | 0.39025 | 0.39436 | 0.39015 | 0.38582 | -2.0227 | 79.5212 | 91.645 | 97.014
11 | 9 | 22 | 745.1983 | 757.7061 | 769.56 | 897.434 | 378.8299 | 100.3275 | 0 | 0 | 35.4832 | 72.426 | 74.7115 | 79.7509 | 0 | 0 | 0 | 0 | 217.2177 | 258.4832 | 335.3741 | 420.3876 | 141.5984 | 151.5027 | 151.5027 | 151.5027 | 0.17673 | 0.97246 | 2.1037 | 13.2218 | 0 | 0 | 0 | 0 | -28.1076 | 173.9943 | 205.8679 | 232.571 | 0.38615 | 0.39118 | 0.3871 | 0.38217 | -10.8536 | 68.0629 | 79.6924 | 88.8811
11 | 9 | 23 | 685.8012 | 698.139 | 710.0599 | 829.0466 | 378.8299 | 100.3275 | 0 | 0 | 32.9753 | 68.6402 | 76.7012 | 72.5246 | 0 | 0 | 0 | 0 | 207.7016 | 249.7466 | 325.2844 | 420.5812 | 0 | 0 | 0 | 0 | 0.52076 | 3.5069 | 8.9512 | 7.2119 | 0 | 0 | 0 | 0 | 65.7736 | 275.9178 | 299.1231 | 328.7289 | 0.37881 | 0.38565 | 0.38202 | 0.38151 | 24.9159 | 106.408 | 114.2724 | 125.4125
11 | 9 | 24 | 622.9132 | 632.6879 | 641.8837 | 748.0342 | 378.8299 | 100.3275 | 0 | 0 | 30.7924 | 63.5113 | 63.9871 | 66.2347 | 0 | 0 | 0 | 0 | 200.0183 | 241.0722 | 313.3464 | 411.973 | 0 | 0 | 0 | 0 | 0.15594 | 6.6196 | 15.3157 | -0.271 | 0 | 0 | 0 | 0 | 13.1166 | 221.1573 | 249.2346 | 270.0975 | 0.37303 | 0.37589 | 0.37336 | 0.37439 | 4.8929 | 83.1303 | 93.0554 | 101.122
11 | 10 | 1 | 573.4657 | 580.1747 | 586.0674 | 680.8154 | 378.8299 | 100.3275 | 0 | 0 | 29.0979 | 58.8597 | 58.4858 | 57.6125 | 0 | 0 | 0 | 0 | 197.7651 | 242.9544 | 314.769 | 402.1574 | 0 | 0 | 0 | 0 | 0.10687 | 4.7454 | 10.6439 | 3.9312 | 0 | 0 | 0 | 0 | -32.3341 | 173.2877 | 202.1688 | 217.1142 | 0.3688 | 0.37024 | 0.36683 | 0.36949 | -11.9249 | 64.158 | 74.1624 | 80.2222
11 | 10 | 2 | 543.9046 | 547.8104 | 550.6252 | 637.2613 | 378.8299 | 100.3275 | 0 | 0 | 20.1346 | 61.4723 | 55.4048 | 48.0287 | 0 | 0 | 0 | 0 | 200.1897 | 250.4232 | 315.2679 | 388.5304 | 0 | 0 | 0 | 0 | -0.29073 | 8.6358 | 13.9678 | -1.528 | 0 | 0 | 0 | 0 | -54.9588 | 126.9516 | 165.9848 | 202.2302 | 0.36982 | 0.36893 | 0.36693 | 0.36762 | -20.3248 | 46.8358 | 60.9055 | 74.3442
11 | 10 | 3 | 527.2783 | 528.7904 | 528.9778 | 610.0517 | 378.8299 | 100.3275 | 0 | 0 | 16.7853 | 47.6591 | 45.219 | 39.8086 | 0 | 0 | 0 | 0 | 211.0761 | 263.4603 | 322.7843 | 390.4552 | 0 | 0 | 0 | 0 | -0.24829 | 1.0341 | -0.80331 | 0.55404 | 0 | 0 | 0 | 0 | -79.1647 | 116.3095 | 161.7779 | 179.2339 | 0.37 | 0.37041 | 0.36674 | 0.36591 | -29.291 | 43.0822 | 59.3311 | 65.5835
11 | 10 | 4 | 517.6503 | 517.0882 | 514.9446 | 591.8009 | 378.8299 | 100.3275 | 0 | 0 | 15.3835 | 49.6662 | 45.8697 | 39.6062 | 0 | 0 | 0 | 0 | 243.9941 | 292.5971 | 353.5566 | 424.857 | 0 | 0 | 0 | 0 | -0.078097 | 0.34581 | -0.0048636 | -0.035175 | 0 | 0 | 0 | 0 | -120.4792 | 74.1516 | 115.5232 | 127.3728 | 0.37047 | 0.36757 | 0.36593 | 0.36392 | -44.6344 | 27.2557 | 42.2733 | 46.354
11 | 10 | 5 | 523.6568 | 520.6832 | 515.7046 | 590.025 | 378.8299 | 100.3275 | 0 | 0 | 22.1396 | 61.8422 | 57.127 | 40.9455 | 0 | 0 | 0 | 0 | 275.2951 | 319.6278 | 376.0282 | 452.1113 | 0 | 0 | 0 | 0 | -0.13502 | 5.0377 | -2.2993 | 11.1778 | 0 | 0 | 0 | 0 | -152.4728 | 33.8481 | 84.8488 | 85.7904 | 0.3683 | 0.36546 | 0.36536 | 0.36382 | -56.1552 | 12.37 | 31.0002 | 31.2125
11 | 10 | 6 | 547.702 | 542.0461 | 533.7975 | 607.7137 | 378.8299 | 100.3275 | 0 | 0 | 30.472 | 65.922 | 64.0174 | 59.1587 | 0 | 0 | 0 | 0 | 295.5964 | 337.1281 | 400.1288 | 474.7649 | 0 | 0 | 0 | 0 | 0.017371 | 5.5893 | 10.4015 | -8.3119 | 0 | 0 | 0 | 0 | -157.2137 | 33.0792 | 59.2498 | 82.102 | 0.3671 | 0.37164 | 0.36654 | 0.36504 | -57.7135 | 12.2934 | 21.7173 | 29.9708
11 | 10 | 7 | 583.3475 | 575.8873 | 565.4003 | 642.0187 | 378.8299 | 100.3275 | 0 | 0 | 33.6016 | 55.6237 | 53.4008 | 53.1051 | 0 | 0 | 0 | 0 | 311.315 | 398.2261 | 467.4081 | 541.7031 | 0 | 0 | 0 | 0 | 0.30342 | 6.1253 | 17.1003 | 16.0339 | 0 | 0 | 0 | 0 | -140.7025 | 15.5848 | 27.4911 | 31.1765 | 0.37421 | 0.37971 | 0.37449 | 0.37153 | -52.652 | 5.9178 | 10.2951 | 11.583
11 | 10 | 8 | 619.9843 | 611.5415 | 599.7133 | 680.1807 | 378.8299 | 100.3275 | 0 | 0 | 30.6058 | 38.3959 | 38.4205 | 35.898 | 0 | 0 | 0 | 0 | 353.9553 | 593.534 | 675.5897 | 737.3884 | 0 | 0 | 0 | 0 | -0.22327 | -3.7794 | -2.8607 | -4.9072 | 0 | 0 | 0 | 0 | -143.1835 | -116.9365 | -111.4362 | -88.1985 | 0.37146 | 0.3818 | 0.38331 | 0.37768 | -53.1875 | -44.6467 | -42.7148 | -33.3109
11 | 10 | 9 | 668.4442 | 661.1522 | 650.5162 | 739.858 | 378.8299 | 100.3275 | 0 | 0 | 22.3857 | 35.0185 | 35.6107 | 34.456 | 0 | 0 | 0 | 0 | 353.2874 | 689.321 | 773.8755 | 832.9707 | 0 | 0 | 0 | 0 | 0.10687 | -1.1379 | 0.46491 | -8.5545 | 0 | 0 | 0 | 0 | -86.1658 | -162.3768 | -159.4349 | -119.0143 | 0.37123 | 0.22113 | 0.22 | 0.23066 | -31.9873 | -35.907 | -35.0763 | -27.4513
11 | 10 | 10 | 701.8525 | 695.1266 | 685.0967 | 780.3729 | 378.8299 | 100.3275 | 0 | 0 | 13.8929 | 28.4539 | 30.2144 | 35.6924 | 0 | 0 | 0 | 0 | 368.8789 | 754.9131 | 834.3165 | 908.3439 | 0 | 0 | 0 | 0 | 0 | -4.5381 | -10.4019 | -22.4549 | 0 | 0 | 0 | 0 | -59.7492 | -184.0298 | -169.0324 | -141.2084 | 0.3751 | 0.22969 | 0.22687 | 0.23713 | -22.4121 | -42.2694 | -38.3492 | -33.4846
11 | 10 | 11 | 714.3206 | 708.0697 | 698.5437 | 796.3233 | 378.8299 | 100.3275 | 0 | 0 | 14.7342 | 30.7057 | 30.6977 | 27.7741 | 0 | 0 | 0 | 0 | 486.4629 | 892.9229 | 983.6065 | 1077.654 | 0 | 0 | 0 | 0 | 0 | -4.8733 | -20.8461 | -27.1017 | 0 | 0 | 0 | 0 | -165.7064 | -311.013 | -294.9145 | -282.0031 | 0.37749 | 0.2322 | 0.2322 | 0 | -62.5525 | -72.2175 | -68.4795 | 0
11 | 10 | 12 | 709.909 | 703.9907 | 694.7852 | 792.1471 | 378.8299 | 100.3275 | 0 | 0 | 14.0593 | 27.7741 | 27.7741 | 27.7741 | 0 | 0 | 0 | 0 | 612.4659 | 1006.8374 | 1117.0022 | 1225.525 | 0 | 0 | 0 | 0 | -0.24866 | -11.9435 | -23.8328 | -49.109 | 0 | 0 | 0 | 0 | -295.1975 | -419.0048 | -426.1583 | -412.0429 | 0.38446 | 0.2322 | 0.2322 | 0 | -113.4914 | -97.2932 | -98.9545 | 0
11 | 10 | 13 | 699.3921 | 694.9104 | 687.2855 | 784.7539 | 378.8299 | 100.3275 | 0 | 0 | 13.9315 | 28.4655 | 30.6806 | 27.7741 | 0 | 0 | 0 | 0 | 681.7324 | 1066.4637 | 1189.3569 | 1306.416 | 0 | 0 | 0 | 0 | -0.58165 | -11.3775 | -23.8242 | -51.1704 | 0 | 0 | 0 | 0 | -374.5201 | -488.9687 | -508.9278 | -498.2658 | 0.38397 | 0.2322 | 0.2322 | 0 | -143.8063 | -113.5389 | -118.1737 | 0
11 | 10 | 14 | 684.7706 | 680.8826 | 673.8649 | 769.622 | 378.8299 | 100.3275 | 0 | 0 | 13.7942 | 30.6868 | 27.7741 | 27.7741 | 0 | 0 | 0 | 0 | 656.1028 | 1014.7237 | 1130.8982 | 1241.5537 | 0 | 0 | 0 | 0 | -0.25201 | -12.2512 | -23.1014 | -44.0558 | 0 | 0 | 0 | 0 | -363.7042 | -452.6042 | -461.706 | -455.65 | 0.38397 | 0.2322 | 0.2322 | 0 | -139.6533 | -105.0951 | -107.2088 | 0
11 | 10 | 15 | 674.7674 | 671.7029 | 665.5962 | 760.7996 | 378.8299 | 100.3275 | 0 | 0 | 14.9652 | 27.7741 | 27.7741 | 27.7741 | 0 | 0 | 0 | 0 | 551.0477 | 861.6708 | 969.4684 | 1079.7601 | 0 | 0 | 0 | 0 | -0.0973 | -7.2587 | -15.1159 | -38.4146 | 0 | 0 | 0 | 0 | -269.9781 | -310.8107 | -316.5304 | -308.32 | 0.38285 | 0.2322 | 0.2322 | 0 | -103.3608 | -72.1705 | -73.4988 | 0
11 | 10 | 16 | 673.994 | 673.9716 | 671.3092 | 770.415 | 378.8299 | 100.3275 | 0 | 0 | 18.1956 | 32.7981 | 34.9445 | 39.7253 | 0 | 0 | 0 | 0 | 512.8507 | 748.8722 | 838.0073 | 936.5136 | 0 | 0 | 0 | 0 | -0.071151 | -1.9097 | -3.7617 | 3.5743 | 0 | 0 | 0 | 0 | -235.8111 | -206.1165 | -197.8809 | -209.3982 | 0.36639 | 0.37183 | 0.37526 | 0.38586 | -86.3987 | -76.6399 | -74.2563 | -80.7994
11 | 10 | 17 | 706.7317 | 709.2275 | 709.3018 | 816.5941 | 378.8299 | 100.3275 | 0 | 0 | 29.8966 | 46.4106 | 45.4549 | 53.8044 | 0 | 0 | 0 | 0 | 456.1805 | 551.6875 | 619.0948 | 713.4713 | 141.5984 | 151.5027 | 151.5027 | 151.5027 | -0.29313 | -1.7932 | -0.62566 | 1.6231 | 0 | 0 | 0 | 0 | -299.4806 | -138.9075 | -106.125 | -103.8074 | 0.37929 | 0.39223 | 0.38711 | 0.38707 | -113.589 | -54.4836 | -41.0821 | -40.1811
11 | 10 | 18 | 800.4016 | 808.3311 | 814.5727 | 943.913 | 378.8299 | 100.3275 | 0 | 0 | 33.0711 | 59.8362 | 59.3167 | 68.0639 | 0 | 0 | 0 | 0 | 446.0884 | 488.5072 | 553.1468 | 645.6557 | 141.5984 | 151.5027 | 151.5027 | 151.5027 | -0.18236 | -0.91345 | 0.47245 | 8.7112 | 0 | 0 | 0 | 0 | -199.0038 | 9.0709 | 50.134 | 69.9794 | 0.38908 | 0.39443 | 0.3893 | 0.38442 | -77.4292 | 3.5779 | 19.5174 | 26.9015
11 | 10 | 19 | 807.1564 | 817.9047 | 827.3295 | 961.4445 | 378.8299 | 100.3275 | 0 | 0 | 32.9493 | 67.5731 | 68.008 | 71.6342 | 0 | 0 | 0 | 0 | 377.1624 | 420.8394 | 483.7565 | 576.3836 | 141.5984 | 151.5027 | 151.5027 | 151.5027 | -0.019737 | -0.56854 | 3.3931 | 55.1423 | 0 | 0 | 0 | 0 | -123.3639 | 78.2306 | 120.6691 | 106.7817 | 0.39237 | 0.3967 | 0.39262 | 0.38839 | -48.4048 | 31.0341 | 47.3768 | 41.4735
11 | 10 | 20 | 789.932 | 801.5135 | 811.9361 | 944.5832 | 378.8299 | 100.3275 | 0 | 0 | 35.8186 | 65.8844 | 69.8143 | 78.1454 | 0 | 0 | 0 | 0 | 317.7566 | 358.4828 | 415.5936 | 519.0924 | 141.5984 | 151.5027 | 151.5027 | 151.5027 | -0.0096989 | -0.86306 | 0.72651 | 13.9959 | 0 | 0 | 0 | 0 | -84.0617 | 126.1791 | 174.2989 | 181.8468 | 0.3924 | 0.39622 | 0.39194 | 0.38777 | -32.9861 | 49.9952 | 68.3152 | 70.515
11 | 10 | 21 | 765.5358 | 777.3067 | 788.0784 | 917.4986 | 378.8299 | 100.3275 | 0 | 0 | 36.8259 | 68.1324 | 72.1223 | 80.4656 | 0 | 0 | 0 | 0 | 289.0073 | 327.2784 | 378.2621 | 491.4946 | 141.5984 | 151.5027 | 151.5027 | 151.5027 | 0.1841 | 0.97967 | 1.7584 | 38.0751 | 0 | 0 | 0 | 0 | -80.9098 | 129.0859 | 184.4329 | 155.9605 | 0.39025 | 0.39436 | 0.39015 | 0.38582 | -31.5747 | 50.9066 | 71.9567 | 60.1726
11 | 10 | 22 | 722.5466 | 734.3837 | 745.4412 | 868.7448 | 378.8299 | 100.3275 | 0 | 0 | 35.4832 | 72.426 | 74.7115 | 79.7509 | 0 | 0 | 0 | 0 | 304.1965 | 337.8858 | 390.9752 | 513.3026 | 141.5984 | 151.5027 | 151.5027 | 151.5027 | 0.17673 | 0.97246 | 2.1037 | 13.2218 | 0 | 0 | 0 | 0 | -137.7381 | 71.2693 | 126.148 | 110.9668 | 0.38615 | 0.39118 | 0.3871 | 0.38217 | -53.1869 | 27.879 | 48.8325 | 42.4079
11 | 10 | 23 | 669.3587 | 681.2048 | 692.5413 | 808.2033 | 378.8299 | 100.3275 | 0 | 0 | 32.9753 | 68.6402 | 76.7012 | 72.5246 | 0 | 0 | 0 | 0 | 322.3512 | 349.8251 | 409.1886 | 535.7909 | 0 | 0 | 0 | 0 | 0.52076 | 3.5069 | 8.9512 | 7.2119 | 0 | 0 | 0 | 0 | -65.3184 | 158.905 | 197.7004 | 192.6759 | 0.37881 | 0.38565 | 0.38202 | 0.38151 | -24.7435 | 61.2819 | 75.5264 | 73.5073
11 | 10 | 24 | 613.4986 | 622.9876 | 631.8437 | 736.0847 | 378.8299 | 100.3275 | 0 | 0 | 30.7924 | 63.5113 | 63.9871 | 66.2347 | 0 | 0 | 0 | 0 | 352.2511 | 373.9026 | 437.0519 | 559.5586 | 0 | 0 | 0 | 0 | 0.15594 | 6.6196 | 15.3157 | -0.271 | 0 | 0 | 0 | 0 | -148.5308 | 78.6266 | 115.4891 | 110.5624 | 0.37303 | 0.37589 | 0.37336 | 0.37439 | -55.4062 | 29.5548 | 43.1195 | 41.3935
11 | 11 | 1 | 568.0761 | 574.6141 | 580.3031 | 673.947 | 378.8299 | 100.3275 | 0 | 0 | 29.0979 | 58.8597 | 58.4858 | 57.6125 | 0 | 0 | 0 | 0 | 381.8611 | 396.6721 | 467.9977 | 584.6886 | 0 | 0 | 0 | 0 | 0.10687 | 4.7454 | 10.6439 | 3.9312 | 0 | 0 | 0 | 0 | -221.8198 | 14.0093 | 43.1757 | 27.7148 | 0.3688 | 0.37024 | 0.36683 | 0.36949 | -81.8078 | 5.1868 | 15.8383 | 10.2404
11 | 11 | 2 | 539.1676 | 542.9268 | 545.5672 | 631.2383 | 378.8299 | 100.3275 | 0 | 0 | 20.1346 | 61.4723 | 55.4048 | 48.0287 | 0 | 0 | 0 | 0 | 379.2342 | 390.3114 | 473.4272 | 580.5895 | 0 | 0 | 0 | 0 | -0.29073 | 8.6358 | 13.9678 | -1.528 | 0 | 0 | 0 | 0 | -238.7404 | -17.8201 | 2.7674 | 4.1481 | 0.36982 | 0.36893 | 0.36693 | 0.36762 | -88.2905 | -6.5743 | 1.0154 | 1.5249
11 | 11 | 3 | 522.9945 | 524.3756 | 524.4071 | 604.6106 | 378.8299 | 100.3275 | 0 | 0 | 16.7853 | 47.6591 | 45.219 | 39.8086 | 0 | 0 | 0 | 0 | 408.3804 | 415.0507 | 504.0564 | 585.6702 | 0 | 0 | 0 | 0 | -0.24829 | 1.0341 | -0.80331 | 0.55404 | 0 | 0 | 0 | 0 | -280.7528 | -39.6958 | -24.0649 | -21.4222 | 0.37 | 0.37041 | 0.36674 | 0.36591 | -103.8788 | -14.7038 | -8.8257 | -7.8386
11 | 11 | 4 | 511.4948 | 510.7499 | 508.3891 | 584.0026 | 378.8299 | 100.3275 | 0 | 0 | 15.3835 | 49.6662 | 45.8697 | 39.6062 | 0 | 0 | 0 | 0 | 421.1934 | 416.8536 | 500.5797 | 564.5223 | 0 | 0 | 0 | 0 | -0.078097 | 0.34581 | -0.0048636 | -0.035175 | 0 | 0 | 0 | 0 | -303.834 | -56.4433 | -38.0554 | -20.0907 | 0.37047 | 0.36757 | 0.36593 | 0.36392 | -112.5626 | -20.7467 | -13.9256 | -7.3115
11 | 11 | 5 | 515.9559 | 512.7502 | 507.4958 | 580.2565 | 378.8299 | 100.3275 | 0 | 0 | 22.1396 | 61.8422 | 57.127 | 40.9455 | 0 | 0 | 0 | 0 | 403.9413 | 393.7864 | 492.9725 | 547.6617 | 0 | 0 | 0 | 0 | -0.13502 | 5.0377 | -2.2993 | 11.1778 | 0 | 0 | 0 | 0 | -288.82 | -48.2436 | -40.3045 | -19.5284 | 0.3683 | 0.36546 | 0.36536 | 0.36382 | -106.3714 | -17.6309 | -14.7256 | -7.1049
11 | 11 | 6 | 536.2741 | 530.2742 | 521.6168 | 593.219 | 378.8299 | 100.3275 | 0 | 0 | 30.472 | 65.922 | 64.0174 | 59.1587 | 0 | 0 | 0 | 0 | 337.1039 | 331.3599 | 447.8317 | 502.1164 | 0 | 0 | 0 | 0 | 0.017371 | 5.5893 | 10.4015 | -8.3119 | 0 | 0 | 0 | 0 | -210.1491 | 27.0755 | -0.63387 | 40.2557 | 0.3671 | 0.37164 | 0.36654 | 0.36504 | -77.1461 | 10.0622 | -0.23234 | 14.6951
11 | 11 | 7 | 565.3655 | 557.3831 | 546.2766 | 619.2816 | 378.8299 | 100.3275 | 0 | 0 | 33.6016 | 55.6237 | 53.4008 | 53.1051 | 0 | 0 | 0 | 0 | 284.0756 | 318.1276 | 451.8374 | 500.7197 | 0 | 0 | 0 | 0 | 0.30342 | 6.1253 | 17.1003 | 16.0339 | 0 | 0 | 0 | 0 | -131.4451 | 77.1791 | 23.9381 | 49.4229 | 0.37421 | 0.37971 | 0.37449 | 0.37153 | -49.1878 | 29.306 | 8.9645 | 18.362
11 | 11 | 8 | 596.6881 | 587.5665 | 574.9329 | 650.7158 | 378.8299 | 100.3275 | 0 | 0 | 30.6058 | 38.3959 | 38.4205 | 35.898 | 0 | 0 | 0 | 0 | 353.1516 | 510.1248 | 662.7769 | 696.808 | 0 | 0 | 0 | 0 | -0.22327 | -3.7794 | -2.8607 | -4.9072 | 0 | 0 | 0 | 0 | -165.6759 | -57.5023 | -123.4038 | -77.083 | 0.37146 | 0.3818 | 0.38331 | 0.37768 | -61.5426 | -21.9545 | -47.3022 | -29.1128
11 | 11 | 9 | 638.5274 | 630.3709 | 618.7096 | 702.046 | 378.8299 | 100.3275 | 0 | 0 | 22.3857 | 35.0185 | 35.6107 | 34.456 | 0 | 0 | 0 | 0 | 392.3735 | 670.945 | 835.3456 | 862.8277 | 0 | 0 | 0 | 0 | 0.10687 | -1.1379 | 0.46491 | -8.5545 | 0 | 0 | 0 | 0 | -155.1686 | -174.7822 | -252.7116 | -186.6832 | 0.37123 | 0.22113 | 0.22 | 0.23066 | -57.6032 | -38.6502 | -55.5975 | -43.0595
11 | 11 | 10 | 670.7974 | 663.1715 | 652.074 | 741.1127 | 378.8299 | 100.3275 | 0 | 0 | 13.8929 | 28.4539 | 30.2144 | 35.6924 | 0 | 0 | 0 | 0 | 428.3981 | 794.5729 | 966.8297 | 1004.1198 | 0 | 0 | 0 | 0 | 0 | -4.5381 | -10.4019 | -22.4549 | 0 | 0 | 0 | 0 | -150.3235 | -255.6446 | -334.5681 | -276.2446 | 0.3751 | 0.22969 | 0.22687 | 0.23713 | -56.3868 | -58.7184 | -75.9051 | -65.5056
11 | 11 | 11 | 690.7221 | 683.7801 | 673.4337 | 766.4628 | 378.8299 | 100.3275 | 0 | 0 | 14.7342 | 30.7057 | 30.6977 | 27.7741 | 0 | 0 | 0 | 0 | 482.6702 | 885.5202 | 1058.0328 | 1107.5327 | 0 | 0 | 0 | 0 | 0 | -4.8733 | -20.8461 | -27.1017 | 0 | 0 | 0 | 0 | -185.5122 | -327.9 | -394.4507 | -341.7423 | 0.37749 | 0.2322 | 0.2322 | 0 | -70.029 | -76.1386 | -91.592 | 0
11 | 11 | 12 | 693.5889 | 687.1854 | 677.4035 | 771.4697 | 378.8299 | 100.3275 | 0 | 0 | 14.0593 | 27.7741 | 27.7741 | 27.7741 | 0 | 0 | 0 | 0 | 533.4555 | 950.2994 | 1128.7414 | 1179.1604 | 0 | 0 | 0 | 0 | -0.24866 | -11.9435 | -23.8328 | -49.109 | 0 | 0 | 0 | 0 | -232.5072 | -379.2722 | -455.2792 | -386.3557 | 0.38446 | 0.2322 | 0.2322 | 0 | -89.3895 | -88.0673 | -105.7164 | 0
11 | 11 | 13 | 684.2363 | 679.305 | 671.146 | 765.5552 | 378.8299 | 100.3275 | 0 | 0 | 13.9315 | 28.4655 | 30.6806 | 27.7741 | 0 | 0 | 0 | 0 | 528.0756 | 894.8565 | 1079.5228 | 1129.3591 | 0 | 0 | 0 | 0 | -0.58165 | -11.3775 | -23.8242 | -51.1704 | 0 | 0 | 0 | 0 | -236.019 | -332.967 | -415.2332 | -340.4076 | 0.38397 | 0.2322 | 0.2322 | 0 | -90.6254 | -77.3152 | -96.4177 | 0
11 | 11 | 14 | 675.0674 | 670.8858 | 663.5191 | 757.3092 | 378.8299 | 100.3275 | 0 | 0 | 13.7942 | 30.6868 | 27.7741 | 27.7741 | 0 | 0 | 0 | 0 | 528.7729 | 871.5717 | 1050.7127 | 1102.3523 | 0 | 0 | 0 | 0 | -0.25201 | -12.2512 | -23.1014 | -44.0558 | 0 | 0 | 0 | 0 | -246.0776 | -319.4491 | -391.8664 | -328.7614 | 0.38397 | 0.2322 | 0.2322 | 0 | -94.4876 | -74.1763 | -90.9919 | 0
11 | 11 | 15 | 668.6443 | 665.3889 | 659.0551 | 753.0093 | 378.8299 | 100.3275 | 0 | 0 | 14.9652 | 27.7741 | 27.7741 | 27.7741 | 0 | 0 | 0 | 0 | 508.6518 | 834.7624 | 999.2439 | 1045.3243 | 0 | 0 | 0 | 0 | -0.0973 | -7.2587 | -15.1159 | -38.4146 | 0 | 0 | 0 | 0 | -233.7054 | -290.2163 | -352.847 | -281.6746 | 0.38285 | 0.2322 | 0.2322 | 0 | -89.4738 | -67.3885 | -81.9316 | 0
11 | 11 | 16 | 671.3349 | 671.2228 | 668.4533 | 767.0067 | 378.8299 | 100.3275 | 0 | 0 | 18.1956 | 32.7981 | 34.9445 | 39.7253 | 0 | 0 | 0 | 0 | 453.2866 | 719.6717 | 842.6261 | 879.5743 | 0 | 0 | 0 | 0 | -0.071151 | -1.9097 | -3.7617 | 3.5743 | 0 | 0 | 0 | 0 | -178.9061 | -179.6648 | -205.3556 | -155.8672 | 0.36639 | 0.37183 | 0.37526 | 0.38586 | -65.5493 | -66.8044 | -77.0612 | -60.1437
11 | 11 | 17 | 717.5999 | 720.3916 | 720.8157 | 830.2633 | 378.8299 | 100.3275 | 0 | 0 | 29.8966 | 46.4106 | 45.4549 | 53.8044 | 0 | 0 | 0 | 0 | 380.3163 | 532.0061 | 631.1139 | 661.6105 | 141.5984 | 151.5027 | 151.5027 | 151.5027 | -0.29313 | -1.7932 | -0.62566 | 1.6231 | 0 | 0 | 0 | 0 | -212.7482 | -108.0621 | -106.6302 | -38.2774 | 0.37929 | 0.39223 | 0.38711 | 0.38707 | -80.6925 | -42.3852 | -41.2776 | -14.8162
11 | 11 | 18 | 820.4887 | 828.9772 | 835.8806 | 969.222 | 378.8299 | 100.3275 | 0 | 0 | 33.0711 | 59.8362 | 59.3167 | 68.0639 | 0 | 0 | 0 | 0 | 392.3264 | 494.4909 | 587.9663 | 616.9484 | 141.5984 | 151.5027 | 151.5027 | 151.5027 | -0.18236 | -0.91345 | 0.47245 | 8.7112 | 0 | 0 | 0 | 0 | -125.1547 | 23.7333 | 36.6223 | 123.9957 | 0.38908 | 0.39443 | 0.3893 | 0.38442 | -48.6957 | 9.3612 | 14.2572 | 47.6664
11 | 11 | 19 | 834.4367 | 845.9498 | 856.2803 | 995.8374 | 378.8299 | 100.3275 | 0 | 0 | 32.9493 | 67.5731 | 68.008 | 71.6342 | 0 | 0 | 0 | 0 | 358.7586 | 454.2728 | 557.3457 | 584.9145 | 141.5984 | 151.5027 | 151.5027 | 151.5027 | -0.019737 | -0.56854 | 3.3931 | 55.1423 | 0 | 0 | 0 | 0 | -77.6798 | 72.8423 | 76.0307 | 132.6437 | 0.39237 | 0.3967 | 0.39262 | 0.38839 | -30.4795 | 28.8965 | 29.851 | 51.5181
11 | 11 | 20 | 815.5806 | 827.8763 | 839.1444 | 976.901 | 378.8299 | 100.3275 | 0 | 0 | 35.8186 | 65.8844 | 69.8143 | 78.1454 | 0 | 0 | 0 | 0 | 283.6016 | 370.5699 | 474.9535 | 493.8762 | 141.5984 | 151.5027 | 151.5027 | 151.5027 | -0.0096989 | -0.86306 | 0.72651 | 13.9959 | 0 | 0 | 0 | 0 | -24.2582 | 140.4549 | 142.1473 | 239.3808 | 0.3924 | 0.39622 | 0.39194 | 0.38777 | -9.519 | 55.6516 | 55.7136 | 92.8251
11 | 11 | 21 | 788.7911 | 801.2135 | 812.7569 | 946.8155 | 378.8299 | 100.3275 | 0 | 0 | 36.8259 | 68.1324 | 72.1223 | 80.4656 | 0 | 0 | 0 | 0 | 223.7031 | 307.7832 | 426.4599 | 441.8029 | 141.5984 | 151.5027 | 151.5027 | 151.5027 | 0.1841 | 0.97967 | 1.7584 | 38.0751 | 0 | 0 | 0 | 0 | 7.6497 | 172.488 | 160.9135 | 234.9692 | 0.39025 | 0.39436 | 0.39015 | 0.38582 | 2.9853 | 68.0228 | 62.7805 | 90.6557
11 | 11 | 22 | 738.3454 | 750.6236 | 762.2034 | 888.6562 | 378.8299 | 100.3275 | 0 | 0 | 35.4832 | 72.426 | 74.7115 | 79.7509 | 0 | 0 | 0 | 0 | 216.4263 | 306.9496 | 432.5796 | 453.0263 | 141.5984 | 151.5027 | 151.5027 | 151.5027 | 0.17673 | 0.97246 | 2.1037 | 13.2218 | 0 | 0 | 0 | 0 | -34.1691 | 118.4453 | 101.3058 | 191.1544 | 0.38615 | 0.39118 | 0.3871 | 0.38217 | -13.1942 | 46.3333 | 39.216 | 73.053
11 | 11 | 23 | 669.8503 | 681.7061 | 693.0541 | 808.8085 | 378.8299 | 100.3275 | 0 | 0 | 32.9753 | 68.6402 | 76.7012 | 72.5246 | 0 | 0 | 0 | 0 | 242.9194 | 338.2565 | 474.1232 | 494.4249 | 0 | 0 | 0 | 0 | 0.52076 | 3.5069 | 8.9512 | 7.2119 | 0 | 0 | 0 | 0 | 14.6049 | 170.975 | 133.2786 | 234.6471 | 0.37881 | 0.38565 | 0.38202 | 0.38151 | 5.5325 | 65.9367 | 50.9157 | 89.5196
11 | 11 | 24 | 598.4669 | 607.5293 | 615.8799 | 717.1147 | 378.8299 | 100.3275 | 0 | 0 | 30.7924 | 63.5113 | 63.9871 | 66.2347 | 0 | 0 | 0 | 0 | 284.7088 | 384.6604 | 531.0889 | 546.3068 | 0 | 0 | 0 | 0 | 0.15594 | 6.6196 | 15.3157 | -0.271 | 0 | 0 | 0 | 0 | -96.0202 | 52.4105 | 5.4883 | 104.8442 | 0.37303 | 0.37589 | 0.37336 | 0.37439 | -35.8182 | 19.7005 | 2.0491 | 39.2527
11 | 12 | 1 | 549.8251 | 555.8509 | 560.9334 | 650.9358 | 378.8299 | 100.3275 | 0 | 0 | 29.0979 | 58.8597 | 58.4858 | 57.6125 | 0 | 0 | 0 | 0 | 296.5925 | 398.5467 | 538.6368 | 551.7175 | 0 | 0 | 0 | 0 | 0.10687 | 4.7454 | 10.6439 | 3.9312 | 0 | 0 | 0 | 0 | -154.802 | -6.6284 | -46.8331 | 37.6746 | 0.3688 | 0.37024 | 0.36683 | 0.36949 | -57.0915 | -2.4541 | -17.18 | 13.9205
11 | 12 | 2 | 527.2014 | 530.6209 | 532.8588 | 616.1367 | 378.8299 | 100.3275 | 0 | 0 | 20.1346 | 61.4723 | 55.4048 | 48.0287 | 0 | 0 | 0 | 0 | 302.8844 | 400.3248 | 528.9096 | 547.6677 | 0 | 0 | 0 | 0 | -0.29073 | 8.6358 | 13.9678 | -1.528 | 0 | 0 | 0 | 0 | -174.3568 | -40.1395 | -65.4233 | 21.9684 | 0.36982 | 0.36893 | 0.36693 | 0.36762 | -64.4803 | -14.8085 | -24.006 | 8.0761
11 | 12 | 3 | 516.435 | 517.6309 | 517.443 | 596.336 | 378.8299 | 100.3275 | 0 | 0 | 16.7853 | 47.6591 | 45.219 | 39.8086 | 0 | 0 | 0 | 0 | 297.1692 | 380.9764 | 494.9417 | 506.1689 | 0 | 0 | 0 | 0 | -0.24829 | 1.0341 | -0.80331 | 0.55404 | 0 | 0 | 0 | 0 | -176.101 | -12.3662 | -21.9144 | 49.8045 | 0.37 | 0.37041 | 0.36674 | 0.36591 | -65.1576 | -4.5806 | -8.037 | 18.224
11 | 12 | 4 | 514.3145 | 513.6508 | 511.3865 | 587.5658 | 378.8299 | 100.3275 | 0 | 0 | 15.3835 | 49.6662 | 45.8697 | 39.6062 | 0 | 0 | 0 | 0 | 319.5431 | 389.1757 | 492.0789 | 503.3171 | 0 | 0 | 0 | 0 | -0.078097 | 0.34581 | -0.0048636 | -0.035175 | 0 | 0 | 0 | 0 | -199.3639 | -25.8643 | -26.5572 | 44.6776 | 0.37047 | 0.36757 | 0.36593 | 0.36392 | -73.8592 | -9.5069 | -9.718 | 16.2592
11 | 12 | 5 | 534.9104 | 532.252 | 527.6466 | 604.2114 | 378.8299 | 100.3275 | 0 | 0 | 22.1396 | 61.8422 | 57.127 | 40.9455 | 0 | 0 | 0 | 0 | 316.4741 | 372.566 | 464.1706 | 482.1058 | 0 | 0 | 0 | 0 | -0.13502 | 5.0377 | -2.2993 | 11.1778 | 0 | 0 | 0 | 0 | -182.3982 | -7.5214 | 8.6483 | 69.9824 | 0.3683 | 0.36546 | 0.36536 | 0.36382 | -67.1766 | -2.7487 | 3.1597 | 25.4611
11 | 12 | 6 | 592.1604 | 587.7653 | 581.0106 | 663.8163 | 378.8299 | 100.3275 | 0 | 0 | 30.472 | 65.922 | 64.0174 | 59.1587 | 0 | 0 | 0 | 0 | 312.9402 | 355.3258 | 432.7576 | 457.2763 | 0 | 0 | 0 | 0 | 0.017371 | 5.5893 | 10.4015 | -8.3119 | 0 | 0 | 0 | 0 | -130.0991 | 60.6007 | 73.834 | 155.6932 | 0.3671 | 0.37164 | 0.36654 | 0.36504 | -47.7596 | 22.5214 | 27.063 | 56.8349
11 | 12 | 7 | 689.7733 | 685.3365 | 678.4323 | 776.3386 | 378.8299 | 100.3275 | 0 | 0 | 33.6016 | 55.6237 | 53.4008 | 53.1051 | 0 | 0 | 0 | 0 | 343.0054 | 416.613 | 473.8854 | 504.4927 | 0 | 0 | 0 | 0 | 0.30342 | 6.1253 | 17.1003 | 16.0339 | 0 | 0 | 0 | 0 | -65.9671 | 106.647 | 134.0458 | 202.7069 | 0.37421 | 0.37971 | 0.37449 | 0.37153 | -24.6854 | 40.4954 | 50.1985 | 75.3115
11 | 12 | 8 | 749.7306 | 744.9787 | 737.5248 | 843.9523 | 378.8299 | 100.3275 | 0 | 0 | 30.6058 | 38.3959 | 38.4205 | 35.898 | 0 | 0 | 0 | 0 | 441.0738 | 651.2231 | 707.325 | 738.0914 | 0 | 0 | 0 | 0 | -0.22327 | -3.7794 | -2.8607 | -4.9072 | 0 | 0 | 0 | 0 | -100.5557 | -41.1883 | -5.3601 | 74.8701 | 0.37146 | 0.3818 | 0.38331 | 0.37768 | -37.3528 | -15.7258 | -2.0546 | 28.2771
11 | 12 | 9 | 767.2125 | 762.7532 | 755.4757 | 864.6126 | 378.8299 | 100.3275 | 0 | 0 | 22.3857 | 35.0185 | 35.6107 | 34.456 | 0 | 0 | 0 | 0 | 491.3156 | 796.687 | 852.0041 | 889.0139 | 0 | 0 | 0 | 0 | 0.10687 | -1.1379 | 0.46491 | -8.5545 | 0 | 0 | 0 | 0 | -125.4256 | -168.1418 | -132.6041 | -50.3028 | 0.37123 | 0.22113 | 0.22 | 0.23066 | -46.5617 | -37.1818 | -29.1734 | -11.6026
11 | 12 | 10 | 782.0882 | 777.6806 | 770.4004 | 881.7824 | 378.8299 | 100.3275 | 0 | 0 | 13.8929 | 28.4539 | 30.2144 | 35.6924 | 0 | 0 | 0 | 0 | 524.9749 | 882.0102 | 940.2359 | 983.986 | 0 | 0 | 0 | 0 | 0 | -4.5381 | -10.4019 | -22.4549 | 0 | 0 | 0 | 0 | -135.6096 | -228.5728 | -189.648 | -115.4411 | 0.3751 | 0.22969 | 0.22687 | 0.23713 | -50.8676 | -52.5004 | -43.0264 | -27.3744
11 | 12 | 11 | 791.5962 | 787.59 | 780.7269 | 894.035 | 378.8299 | 100.3275 | 0 | 0 | 14.7342 | 30.7057 | 30.6977 | 27.7741 | 0 | 0 | 0 | 0 | 605.7234 | 1001.1628 | 1065.8423 | 1114.0021 | 0 | 0 | 0 | 0 | 0 | -4.8733 | -20.8461 | -27.1017 | 0 | 0 | 0 | 0 | -207.6913 | -339.7326 | -294.9671 | -220.6395 | 0.37749 | 0.2322 | 0.2322 | 0 | -78.4014 | -78.8862 | -68.4918 | 0
11 | 12 | 12 | 788.8286 | 785.2034 | 778.7182 | 891.9402 | 378.8299 | 100.3275 | 0 | 0 | 14.0593 | 27.7741 | 27.7741 | 27.7741 | 0 | 0 | 0 | 0 | 672.6362 | 1083.4833 | 1163.57 | 1214.4758 | 0 | 0 | 0 | 0 | -0.24866 | -11.9435 | -23.8328 | -49.109 | 0 | 0 | 0 | 0 | -276.4482 | -414.438 | -388.7931 | -301.2007 | 0.38446 | 0.2322 | 0.2322 | 0 | -106.283 | -96.2328 | -90.2783 | 0
11 | 12 | 13 | 778.5688 | 776.3902 | 771.4976 | 884.8813 | 378.8299 | 100.3275 | 0 | 0 | 13.9315 | 28.4655 | 30.6806 | 27.7741 | 0 | 0 | 0 | 0 | 671.4882 | 1093.8656 | 1191.8361 | 1245.2184 | 0 | 0 | 0 | 0 | -0.58165 | -11.3775 | -23.8242 | -51.1704 | 0 | 0 | 0 | 0 | -285.0992 | -434.8909 | -427.1949 | -336.9409 | 0.38397 | 0.2322 | 0.2322 | 0 | -109.4709 | -100.982 | -99.1952 | 0
11 | 12 | 14 | 771.8806 | 770.5244 | 766.5105 | 879.7747 | 378.8299 | 100.3275 | 0 | 0 | 13.7942 | 30.6868 | 27.7741 | 27.7741 | 0 | 0 | 0 | 0 | 560.9193 | 987.8482 | 1100.6274 | 1156.1176 | 0 | 0 | 0 | 0 | -0.25201 | -12.2512 | -23.1014 | -44.0558 | 0 | 0 | 0 | 0 | -181.4108 | -336.0869 | -338.7896 | -260.0612 | 0.38397 | 0.2322 | 0.2322 | 0 | -69.6572 | -78.0397 | -78.6674 | 0
11 | 12 | 15 | 760.676 | 760.1079 | 756.9629 | 869.4312 | 378.8299 | 100.3275 | 0 | 0 | 14.9652 | 27.7741 | 27.7741 | 27.7741 | 0 | 0 | 0 | 0 | 477.132 | 869.7056 | 990.3809 | 1045.1723 | 0 | 0 | 0 | 0 | -0.0973 | -7.2587 | -15.1159 | -38.4146 | 0 | 0 | 0 | 0 | -110.1539 | -230.4406 | -246.0763 | -165.1006 | 0.38285 | 0.2322 | 0.2322 | 0 | -42.1723 | -53.5085 | -57.1392 | 0
11 | 12 | 16 | 756.8331 | 759.2123 | 759.3988 | 875.1445 | 378.8299 | 100.3275 | 0 | 0 | 18.1956 | 32.7981 | 34.9445 | 39.7253 | 0 | 0 | 0 | 0 | 408.2213 | 704.0487 | 820.6162 | 871.5218 | 0 | 0 | 0 | 0 | -0.071151 | -1.9097 | -3.7617 | 3.5743 | 0 | 0 | 0 | 0 | -48.3425 | -76.0523 | -92.4002 | -39.6769 | 0.36639 | 0.37183 | 0.37526 | 0.38586 | -17.7122 | -28.2784 | -34.6739 | -15.3099
11 | 12 | 17 | 786.6003 | 791.4057 | 794.2194 | 917.5463 | 378.8299 | 100.3275 | 0 | 0 | 29.8966 | 46.4106 | 45.4549 | 53.8044 | 0 | 0 | 0 | 0 | 406.7924 | 529.8442 | 634.458 | 684.0164 | 141.5984 | 151.5027 | 151.5027 | 151.5027 | -0.29313 | -1.7932 | -0.62566 | 1.6231 | 0 | 0 | 0 | 0 | -170.2239 | -34.886 | -36.5706 | 26.5997 | 0.37929 | 0.39223 | 0.38711 | 0.38707 | -64.5636 | -13.6833 | -14.1569 | 10.296
11 | 12 | 18 | 886.6587 | 897.0789 | 906.2746 | 1052.927 | 378.8299 | 100.3275 | 0 | 0 | 33.0711 | 59.8362 | 59.3167 | 68.0639 | 0 | 0 | 0 | 0 | 426.5855 | 482.4141 | 591.2629 | 653.3245 | 141.5984 | 151.5027 | 151.5027 | 151.5027 | -0.18236 | -0.91345 | 0.47245 | 8.7112 | 0 | 0 | 0 | 0 | -93.2438 | 103.9118 | 103.7197 | 171.3246 | 0.38908 | 0.39443 | 0.3893 | 0.38442 | -36.2797 | 40.9861 | 40.3786 | 65.8606
11 | 12 | 19 | 893.5405 | 906.7806 | 919.1606 | 1070.6094 | 378.8299 | 100.3275 | 0 | 0 | 32.9493 | 67.5731 | 68.008 | 71.6342 | 0 | 0 | 0 | 0 | 428.0375 | 483.7474 | 578.5781 | 652.724 | 141.5984 | 151.5027 | 151.5027 | 151.5027 | -0.019737 | -0.56854 | 3.3931 | 55.1423 | 0 | 0 | 0 | 0 | -87.8549 | 104.1985 | 117.6786 | 139.6063 | 0.39237 | 0.3967 | 0.39262 | 0.38839 | -34.472 | 41.3355 | 46.2027 | 54.2224
11 | 12 | 20 | 873.0459 | 887.0219 | 900.2842 | 1049.6047 | 378.8299 | 100.3275 | 0 | 0 | 35.8186 | 65.8844 | 69.8143 | 78.1454 | 0 | 0 | 0 | 0 | 433.2632 | 487.3796 | 581.8926 | 671.0078 | 141.5984 | 151.5027 | 151.5027 | 151.5027 | -0.0096989 | -0.86306 | 0.72651 | 13.9959 | 0 | 0 | 0 | 0 | -116.4544 | 82.7908 | 96.3481 | 134.9529 | 0.3924 | 0.39622 | 0.39194 | 0.38777 | -45.6971 | 32.8037 | 37.7629 | 52.3309
11 | 12 | 21 | 836.298 | 850.1093 | 863.3009 | 1006.9191 | 378.8299 | 100.3275 | 0 | 0 | 36.8259 | 68.1324 | 72.1223 | 80.4656 | 0 | 0 | 0 | 0 | 440.8453 | 493.8256 | 592.3057 | 691.9447 | 141.5984 | 151.5027 | 151.5027 | 151.5027 | 0.1841 | 0.97967 | 1.7584 | 38.0751 | 0 | 0 | 0 | 0 | -161.9855 | 35.3415 | 45.6117 | 44.9309 | 0.39025 | 0.39436 | 0.39015 | 0.38582 | -63.2142 | 13.9373 | 17.7955 | 17.3352
11 | 12 | 22 | 769.7618 | 782.9683 | 795.6503 | 928.439 | 378.8299 | 100.3275 | 0 | 0 | 35.4832 | 72.426 | 74.7115 | 79.7509 | 0 | 0 | 0 | 0 | 432.7215 | 484.4359 | 583.8198 | 695.9567 | 141.5984 | 151.5027 | 151.5027 | 151.5027 | 0.17673 | 0.97246 | 2.1037 | 13.2218 | 0 | 0 | 0 | 0 | -219.0479 | -26.6962 | -16.4874 | -11.9932 | 0.38615 | 0.39118 | 0.3871 | 0.38217 | -84.5843 | -10.443 | -6.3824 | -4.5834
11 | 12 | 23 | 691.7914 | 704.2977 | 716.418 | 836.6003 | 378.8299 | 100.3275 | 0 | 0 | 32.9753 | 68.6402 | 76.7012 | 72.5246 | 0 | 0 | 0 | 0 | 449.1255 | 493.7346 | 594.9146 | 715.0092 | 0 | 0 | 0 | 0 | 0.52076 | 3.5069 | 8.9512 | 7.2119 | 0 | 0 | 0 | 0 | -169.66 | 38.0885 | 35.851 | 41.8547 | 0.37881 | 0.38565 | 0.38202 | 0.38151 | -64.2694 | 14.6889 | 13.696 | 15.9679
11 | 12 | 24 | 617.431 | 627.0523 | 636.0665 | 741.1238 | 378.8299 | 100.3275 | 0 | 0 | 30.7924 | 63.5113 | 63.9871 | 66.2347 | 0 | 0 | 0 | 0 | 476.7478 | 517.6849 | 614.2512 | 733.3252 | 0 | 0 | 0 | 0 | 0.15594 | 6.6196 | 15.3157 | -0.271 | 0 | 0 | 0 | 0 | -269.095 | -61.091 | -57.4874 | -58.165 | 0.37303 | 0.37589 | 0.37336 | 0.37439 | -100.38 | -22.9634 | -21.4638 | -21.7764
11 | 13 | 1 | 568.5786 | 575.148 | 580.8752 | 674.6445 | 378.8299 | 100.3275 | 0 | 0 | 29.0979 | 58.8597 | 58.4858 | 57.6125 | 0 | 0 | 0 | 0 | 492.0911 | 527.5467 | 624.5187 | 745.8108 | 0 | 0 | 0 | 0 | 0.10687 | 4.7454 | 10.6439 | 3.9312 | 0 | 0 | 0 | 0 | -331.5472 | -116.3314 | -112.7731 | -132.7101 | 0.3688 | 0.37024 | 0.36683 | 0.36949 | -122.2756 | -43.0705 | -41.369 | -49.0354
11 | 13 | 2 | 544.558 | 548.4858 | 551.327 | 638.0988 | 378.8299 | 100.3275 | 0 | 0 | 20.1346 | 61.4723 | 55.4048 | 48.0287 | 0 | 0 | 0 | 0 | 515.1229 | 545.2539 | 640.35 | 756.7803 | 0 | 0 | 0 | 0 | -0.29073 | 8.6358 | 13.9678 | -1.528 | 0 | 0 | 0 | 0 | -369.2387 | -167.2036 | -158.3955 | -165.1821 | 0.36982 | 0.36893 | 0.36693 | 0.36762 | -136.5512 | -61.6858 | -58.1207 | -60.7245
11 | 13 | 3 | 531.9576 | 533.6056 | 533.9542 | 615.9684 | 378.8299 | 100.3275 | 0 | 0 | 16.7853 | 47.6591 | 45.219 | 39.8086 | 0 | 0 | 0 | 0 | 519.3368 | 546.4459 | 632.4944 | 737.3404 | 0 | 0 | 0 | 0 | -0.24829 | 1.0341 | -0.80331 | 0.55404 | 0 | 0 | 0 | 0 | -382.746 | -161.8609 | -142.9559 | -161.7346 | 0.37 | 0.37041 | 0.36674 | 0.36591 | -141.6165 | -59.955 | -52.4282 | -59.1804
11 | 13 | 4 | 525.5468 | 525.2119 | 523.3377 | 601.7777 | 378.8299 | 100.3275 | 0 | 0 | 15.3835 | 49.6662 | 45.8697 | 39.6062 | 0 | 0 | 0 | 0 | 531.2616 | 552.0084 | 633.5166 | 739.2376 | 0 | 0 | 0 | 0 | -0.078097 | 0.34581 | -0.0048636 | -0.035175 | 0 | 0 | 0 | 0 | -399.8501 | -177.136 | -156.0437 | -177.031 | 0.37047 | 0.36757 | 0.36593 | 0.36392 | -148.1341 | -65.1094 | -57.101 | -64.4258
11 | 13 | 5 | 542.8361 | 540.4149 | 536.0915 | 614.2592 | 378.8299 | 100.3275 | 0 | 0 | 22.1396 | 61.8422 | 57.127 | 40.9455 | 0 | 0 | 0 | 0 | 539.8904 | 551.1871 | 633.337 | 729.5173 | 0 | 0 | 0 | 0 | -0.13502 | 5.0377 | -2.2993 | 11.1778 | 0 | 0 | 0 | 0 | -397.8888 | -177.9796 | -152.0733 | -167.3813 | 0.3683 | 0.36546 | 0.36536 | 0.36382 | -146.541 | -65.0438 | -55.5612 | -60.8971
11 | 13 | 6 | 595.0468 | 590.7502 | 584.1134 | 667.5205 | 378.8299 | 100.3275 | 0 | 0 | 30.472 | 65.922 | 64.0174 | 59.1587 | 0 | 0 | 0 | 0 | 531.2048 | 532.2427 | 618.8714 | 710.9822 | 0 | 0 | 0 | 0 | 0.017371 | 5.5893 | 10.4015 | -8.3119 | 0 | 0 | 0 | 0 | -345.4773 | -113.3312 | -109.177 | -94.3085 | 0.3671 | 0.37164 | 0.36654 | 0.36504 | -126.8254 | -42.1179 | -40.0175 | -34.4267
11 | 13 | 7 | 690.2996 | 685.9091 | 679.0616 | 777.1185 | 378.8299 | 100.3275 | 0 | 0 | 33.6016 | 55.6237 | 53.4008 | 53.1051 | 0 | 0 | 0 | 0 | 494.0511 | 536.021 | 618.0954 | 706.7082 | 0 | 0 | 0 | 0 | 0.30342 | 6.1253 | 17.1003 | 16.0339 | 0 | 0 | 0 | 0 | -216.4863 | -12.1884 | -9.5349 | 1.2713 | 0.37421 | 0.37971 | 0.37449 | 0.37153 | -81.011 | -4.6281 | -3.5707 | 0.47231
11 | 13 | 8 | 755.0471 | 750.4764 | 743.2389 | 850.7734 | 378.8299 | 100.3275 | 0 | 0 | 30.6058 | 38.3959 | 38.4205 | 35.898 | 0 | 0 | 0 | 0 | 493.321 | 696.5654 | 785.8682 | 879.3336 | 0 | 0 | 0 | 0 | -0.22327 | -3.7794 | -2.8607 | -4.9072 | 0 | 0 | 0 | 0 | -147.4864 | -81.0329 | -78.1891 | -59.551 | 0.37146 | 0.3818 | 0.38331 | 0.37768 | -54.7858 | -30.9386 | -29.9708 | -22.4913
11 | 13 | 9 | 769.5429 | 765.1689 | 757.9936 | 867.6244 | 378.8299 | 100.3275 | 0 | 0 | 22.3857 | 35.0185 | 35.6107 | 34.456 | 0 | 0 | 0 | 0 | 538.1271 | 867.2501 | 980.2369 | 1094.462 | 0 | 0 | 0 | 0 | 0.10687 | -1.1379 | 0.46491 | -8.5545 | 0 | 0 | 0 | 0 | -169.9067 | -236.2892 | -258.3189 | -252.7392 | 0.37123 | 0.22113 | 0.22 | 0.23066 | -63.0744 | -52.2515 | -56.8312 | -58.2957
11 | 13 | 10 | 784.4948 | 780.1754 | 773.0007 | 884.8927 | 378.8299 | 100.3275 | 0 | 0 | 13.8929 | 28.4539 | 30.2144 | 35.6924 | 0 | 0 | 0 | 0 | 616.1422 | 1003.311 | 1121.2145 | 1257.8343 | 0 | 0 | 0 | 0 | 0 | -4.5381 | -10.4019 | -22.4549 | 0 | 0 | 0 | 0 | -224.3702 | -347.3789 | -368.0263 | -386.1792 | 0.3751 | 0.22969 | 0.22687 | 0.23713 | -84.1619 | -79.7887 | -83.4959 | -91.5743
11 | 13 | 11 | 791.2541 | 787.2596 | 780.4118 | 893.6826 | 378.8299 | 100.3275 | 0 | 0 | 14.7342 | 30.7057 | 30.6977 | 27.7741 | 0 | 0 | 0 | 0 | 652.2884 | 1072.7895 | 1193.7632 | 1333.9003 | 0 | 0 | 0 | 0 | 0 | -4.8733 | -20.8461 | -27.1017 | 0 | 0 | 0 | 0 | -254.5984 | -411.6897 | -423.203 | -440.8901 | 0.37749 | 0.2322 | 0.2322 | 0 | -96.1084 | -95.5947 | -98.2683 | 0
11 | 13 | 12 | 786.1307 | 782.4462 | 775.8917 | 888.5991 | 378.8299 | 100.3275 | 0 | 0 | 14.0593 | 27.7741 | 27.7741 | 27.7741 | 0 | 0 | 0 | 0 | 603.1797 | 1059.5558 | 1197.6226 | 1329.3423 | 0 | 0 | 0 | 0 | -0.24866 | -11.9435 | -23.8328 | -49.109 | 0 | 0 | 0 | 0 | -209.6896 | -393.2677 | -425.6722 | -419.4083 | 0.38446 | 0.2322 | 0.2322 | 0 | -80.6171 | -91.3171 | -98.8417 | 0
11 | 13 | 13 | 777.5419 | 775.3552 | 770.4542 | 883.6629 | 378.8299 | 100.3275 | 0 | 0 | 13.9315 | 28.4655 | 30.6806 | 27.7741 | 0 | 0 | 0 | 0 | 580.4529 | 1041.1306 | 1177.3686 | 1298.3195 | 0 | 0 | 0 | 0 | -0.58165 | -11.3775 | -23.8242 | -51.1704 | 0 | 0 | 0 | 0 | -195.0907 | -383.1909 | -413.7708 | -391.2603 | 0.38397 | 0.2322 | 0.2322 | 0 | -74.9099 | -88.9772 | -96.0782 | 0
11 | 13 | 14 | 768.9729 | 767.561 | 763.4827 | 876.2043 | 378.8299 | 100.3275 | 0 | 0 | 13.7942 | 30.6868 | 27.7741 | 27.7741 | 0 | 0 | 0 | 0 | 558.9196 | 1017.1831 | 1158.8568 | 1275.2933 | 0 | 0 | 0 | 0 | -0.25201 | -12.2512 | -23.1014 | -44.0558 | 0 | 0 | 0 | 0 | -182.3188 | -368.3851 | -400.0469 | -382.8074 | 0.38397 | 0.2322 | 0.2322 | 0 | -70.0058 | -85.5393 | -92.8914 | 0
11 | 13 | 15 | 761.0374 | 760.5136 | 757.4229 | 870.0127 | 378.8299 | 100.3275 | 0 | 0 | 14.9652 | 27.7741 | 27.7741 | 27.7741 | 0 | 0 | 0 | 0 | 468.3349 | 893.1168 | 1027.6307 | 1139.9937 | 0 | 0 | 0 | 0 | -0.0973 | -7.2587 | -15.1159 | -38.4146 | 0 | 0 | 0 | 0 | -100.9953 | -253.4461 | -282.866 | -259.3406 | 0.38285 | 0.2322 | 0.2322 | 0 | -38.666 | -58.8504 | -65.6819 | 0
11 | 13 | 16 | 757.6063 | 760.0435 | 760.3008 | 876.2532 | 378.8299 | 100.3275 | 0 | 0 | 18.1956 | 32.7981 | 34.9445 | 39.7253 | 0 | 0 | 0 | 0 | 339.4162 | 644.5487 | 753.6517 | 855.1797 | 0 | 0 | 0 | 0 | -0.071151 | -1.9097 | -3.7617 | 3.5743 | 0 | 0 | 0 | 0 | 21.2358 | -15.7211 | -24.5338 | -22.2261 | 0.36639 | 0.37183 | 0.37526 | 0.38586 | 7.7806 | -5.8455 | -9.2065 | -8.5763
11 | 13 | 17 | 786.0818 | 790.8983 | 793.7265 | 916.9871 | 378.8299 | 100.3275 | 0 | 0 | 29.8966 | 46.4106 | 45.4549 | 53.8044 | 0 | 0 | 0 | 0 | 235.0903 | 368.2836 | 447.2969 | 523.6787 | 141.5984 | 151.5027 | 151.5027 | 151.5027 | -0.29313 | -1.7932 | -0.62566 | 1.6231 | 0 | 0 | 0 | 0 | 0.95966 | 126.1671 | 150.0977 | 186.3782 | 0.37929 | 0.39223 | 0.38711 | 0.38707 | 0.36399 | 49.4865 | 58.1044 | 72.142
11 | 13 | 18 | 878.1546 | 888.348 | 897.2757 | 1042.2485 | 378.8299 | 100.3275 | 0 | 0 | 33.0711 | 59.8362 | 59.3167 | 68.0639 | 0 | 0 | 0 | 0 | 200.8188 | 270.8211 | 343.9581 | 425.6644 | 141.5984 | 151.5027 | 151.5027 | 151.5027 | -0.18236 | -0.91345 | 0.47245 | 8.7112 | 0 | 0 | 0 | 0 | 124.0188 | 306.7739 | 342.0257 | 388.3062 | 0.38908 | 0.39443 | 0.3893 | 0.38442 | 48.2537 | 121.0014 | 133.1523 | 149.2726
11 | 13 | 19 | 889.237 | 902.3698 | 914.6234 | 1065.2329 | 378.8299 | 100.3275 | 0 | 0 | 32.9493 | 67.5731 | 68.008 | 71.6342 | 0 | 0 | 0 | 0 | 185.159 | 258.1025 | 339.5878 | 431.6354 | 141.5984 | 151.5027 | 151.5027 | 151.5027 | -0.019737 | -0.56854 | 3.3931 | 55.1423 | 0 | 0 | 0 | 0 | 150.7202 | 325.4326 | 352.1317 | 355.3183 | 0.39237 | 0.3967 | 0.39262 | 0.38839 | 59.1387 | 129.0991 | 138.2532 | 138.0038
11 | 13 | 20 | 870.6763 | 884.5976 | 897.7958 | 1046.6606 | 378.8299 | 100.3275 | 0 | 0 | 35.8186 | 65.8844 | 69.8143 | 78.1454 | 0 | 0 | 0 | 0 | 182.2844 | 251.3425 | 343.0905 | 436.2261 | 141.5984 | 151.5027 | 151.5027 | 151.5027 | -0.0096989 | -0.86306 | 0.72651 | 13.9959 | 0 | 0 | 0 | 0 | 132.1547 | 316.4035 | 332.6618 | 366.7905 | 0.3924 | 0.39622 | 0.39194 | 0.38777 | 51.8579 | 125.3667 | 130.3843 | 142.2309
11 | 13 | 21 | 839.3075 | 853.2198 | 866.5318 | 1010.7742 | 378.8299 | 100.3275 | 0 | 0 | 36.8259 | 68.1324 | 72.1223 | 80.4656 | 0 | 0 | 0 | 0 | 207.0814 | 269.1243 | 375.6786 | 468.7212 | 141.5984 | 151.5027 | 151.5027 | 151.5027 | 0.1841 | 0.97967 | 1.7584 | 38.0751 | 0 | 0 | 0 | 0 | 74.7879 | 263.1532 | 265.4697 | 272.0095 | 0.39025 | 0.39436 | 0.39015 | 0.38582 | 29.1857 | 103.7777 | 103.5733 | 104.9466
11 | 13 | 22 | 778.7451 | 792.2159 | 805.2117 | 939.8105 | 378.8299 | 100.3275 | 0 | 0 | 35.4832 | 72.426 | 74.7115 | 79.7509 | 0 | 0 | 0 | 0 | 217.735 | 271.2264 | 397.0533 | 486.9322 | 141.5984 | 151.5027 | 151.5027 | 151.5027 | 0.17673 | 0.97246 | 2.1037 | 13.2218 | 0 | 0 | 0 | 0 | 4.9219 | 195.7609 | 179.8405 | 208.4029 | 0.38615 | 0.39118 | 0.3871 | 0.38217 | 1.9006 | 76.5775 | 69.6171 | 79.6449
11 | 13 | 23 | 697.7245 | 710.4002 | 722.7214 | 844.0918 | 378.8299 | 100.3275 | 0 | 0 | 32.9753 | 68.6402 | 76.7012 | 72.5246 | 0 | 0 | 0 | 0 | 213.0042 | 251.5059 | 389.6471 | 474.0952 | 0 | 0 | 0 | 0 | 0.52076 | 3.5069 | 8.9512 | 7.2119 | 0 | 0 | 0 | 0 | 72.3944 | 286.4196 | 247.4219 | 290.2601 | 0.37881 | 0.38565 | 0.38202 | 0.38151 | 27.4239 | 110.458 | 94.5213 | 110.7364
11 | 13 | 24 | 623.9164 | 633.724 | 642.9591 | 749.3167 | 378.8299 | 100.3275 | 0 | 0 | 30.7924 | 63.5113 | 63.9871 | 66.2347 | 0 | 0 | 0 | 0 | 208.51 | 228.9702 | 381.9586 | 446.9634 | 0 | 0 | 0 | 0 | 0.15594 | 6.6196 | 15.3157 | -0.271 | 0 | 0 | 0 | 0 | 5.6281 | 234.2954 | 181.6978 | 236.3897 | 0.37303 | 0.37589 | 0.37336 | 0.37439 | 2.0995 | 88.0688 | 67.8395 | 88.5021
11 | 14 | 1 | 566.0044 | 572.5078 | 578.1573 | 671.422 | 378.8299 | 100.3275 | 0 | 0 | 29.0979 | 58.8597 | 58.4858 | 57.6125 | 0 | 0 | 0 | 0 | 217.4846 | 223.9766 | 392.4528 | 461.8789 | 0 | 0 | 0 | 0 | 0.10687 | 4.7454 | 10.6439 | 3.9312 | 0 | 0 | 0 | 0 | -59.5149 | 184.5985 | 116.5749 | 147.9993 | 0.3688 | 0.37024 | 0.36683 | 0.36949 | -21.9493 | 68.3457 | 42.7636 | 54.6847
11 | 14 | 2 | 539.5574 | 543.3483 | 546.0275 | 631.8065 | 378.8299 | 100.3275 | 0 | 0 | 20.1346 | 61.4723 | 55.4048 | 48.0287 | 0 | 0 | 0 | 0 | 213.7482 | 213.4864 | 386.2888 | 453.0024 | 0 | 0 | 0 | 0 | -0.29073 | 8.6358 | 13.9678 | -1.528 | 0 | 0 | 0 | 0 | -72.8646 | 159.4264 | 90.3662 | 132.3034 | 0.36982 | 0.36893 | 0.36693 | 0.36762 | -26.9467 | 58.8165 | 33.1584 | 48.6376
11 | 14 | 3 | 524.8178 | 526.2694 | 526.3856 | 606.9809 | 378.8299 | 100.3275 | 0 | 0 | 16.7853 | 47.6591 | 45.219 | 39.8086 | 0 | 0 | 0 | 0 | 218.1224 | 214.2827 | 383.9022 | 452.0877 | 0 | 0 | 0 | 0 | -0.24829 | 1.0341 | -0.80331 | 0.55404 | 0 | 0 | 0 | 0 | -88.6715 | 162.9661 | 98.0677 | 114.5307 | 0.37 | 0.37041 | 0.36674 | 0.36591 | -32.8086 | 60.3643 | 35.9657 | 41.908
11 | 14 | 4 | 520.0434 | 519.5571 | 517.5037 | 594.85 | 378.8299 | 100.3275 | 0 | 0 | 15.3835 | 49.6662 | 45.8697 | 39.6062 | 0 | 0 | 0 | 0 | 235.3683 | 227.6826 | 391.5566 | 459.6173 | 0 | 0 | 0 | 0 | -0.078097 | 0.34581 | -0.0048636 | -0.035175 | 0 | 0 | 0 | 0 | -109.4602 | 141.535 | 80.0823 | 95.6616 | 0.37047 | 0.36757 | 0.36593 | 0.36392 | -40.5522 | 52.0237 | 29.3045 | 34.8135
11 | 14 | 5 | 537.4971 | 534.9276 | 530.4285 | 607.5332 | 378.8299 | 100.3275 | 0 | 0 | 22.1396 | 61.8422 | 57.127 | 40.9455 | 0 | 0 | 0 | 0 | 266.0924 | 254.1596 | 409.3161 | 474.8466 | 0 | 0 | 0 | 0 | -0.13502 | 5.0377 | -2.2993 | 11.1778 | 0 | 0 | 0 | 0 | -129.4298 | 113.5606 | 66.2847 | 80.5633 | 0.3683 | 0.36546 | 0.36536 | 0.36382 | -47.6685 | 41.5015 | 24.2177 | 29.3107
11 | 14 | 6 | 590.1603 | 585.7273 | 578.9289 | 661.3621 | 378.8299 | 100.3275 | 0 | 0 | 30.472 | 65.922 | 64.0174 | 59.1587 | 0 | 0 | 0 | 0 | 303.6349 | 287.4325 | 435.6047 | 499.6435 | 0 | 0 | 0 | 0 | 0.017371 | 5.5893 | 10.4015 | -8.3119 | 0 | 0 | 0 | 0 | -122.7939 | 126.4561 | 68.9053 | 110.8718 | 0.3671 | 0.37164 | 0.36654 | 0.36504 | -45.0779 | 46.9956 | 25.2564 | 40.4731
11 | 14 | 7 | 681.6157 | 676.9878 | 669.8597 | 766.1932 | 378.8299 | 100.3275 | 0 | 0 | 33.6016 | 55.6237 | 53.4008 | 53.1051 | 0 | 0 | 0 | 0 | 354.0643 | 375.8645 | 518.4212 | 580.224 | 0 | 0 | 0 | 0 | 0.30342 | 6.1253 | 17.1003 | 16.0339 | 0 | 0 | 0 | 0 | -85.1835 | 139.0468 | 80.9374 | 116.8301 | 0.37421 | 0.37971 | 0.37449 | 0.37153 | -31.8764 | 52.798 | 30.3101 | 43.4058
11 | 14 | 8 | 740.6503 | 735.6758 | 727.96 | 832.6221 | 378.8299 | 100.3275 | 0 | 0 | 30.6058 | 38.3959 | 38.4205 | 35.898 | 0 | 0 | 0 | 0 | 456.7094 | 654.3429 | 817.2756 | 890.6414 | 0 | 0 | 0 | 0 | -0.22327 | -3.7794 | -2.8607 | -4.9072 | 0 | 0 | 0 | 0 | -125.2715 | -53.6111 | -124.8755 | -89.01 | 0.37146 | 0.3818 | 0.38331 | 0.37768 | -46.5338 | -20.4688 | -47.8663 | -33.6175
11 | 14 | 9 | 761.1144 | 756.5122 | 749.0671 | 857.0282 | 378.8299 | 100.3275 | 0 | 0 | 22.3857 | 35.0185 | 35.6107 | 34.456 | 0 | 0 | 0 | 0 | 474.7751 | 819.8966 | 1024.8928 | 1114.7729 | 0 | 0 | 0 | 0 | 0.10687 | -1.1379 | 0.46491 | -8.5545 | 0 | 0 | 0 | 0 | -114.9832 | -197.5924 | -311.9013 | -283.6463 | 0.37123 | 0.22113 | 0.22 | 0.23066 | -42.6852 | -43.6943 | -68.6195 | -65.4246
11 | 14 | 10 | 777.1998 | 772.678 | 765.2639 | 875.7038 | 378.8299 | 100.3275 | 0 | 0 | 13.8929 | 28.4539 | 30.2144 | 35.6924 | 0 | 0 | 0 | 0 | 438.0872 | 865.3592 | 1048.386 | 1149.2283 | 0 | 0 | 0 | 0 | 0 | -4.5381 | -10.4019 | -22.4549 | 0 | 0 | 0 | 0 | -53.6103 | -216.9245 | -302.9346 | -286.762 | 0.3751 | 0.22969 | 0.22687 | 0.23713 | -20.1094 | -49.8249 | -68.7282 | -67.9996
11 | 14 | 11 | 784.7191 | 780.5437 | 773.4815 | 885.4519 | 378.8299 | 100.3275 | 0 | 0 | 14.7342 | 30.7057 | 30.6977 | 27.7741 | 0 | 0 | 0 | 0 | 454.917 | 929.8032 | 1110.5024 | 1227.6368 | 0 | 0 | 0 | 0 | 0 | -4.8733 | -20.8461 | -27.1017 | 0 | 0 | 0 | 0 | -63.7619 | -275.4193 | -346.8725 | -342.8573 | 0.37749 | 0.2322 | 0.2322 | 0 | -24.0695 | -63.9526 | -80.5443 | 0
11 | 14 | 12 | 785.3986 | 781.7105 | 775.1528 | 887.7386 | 378.8299 | 100.3275 | 0 | 0 | 14.0593 | 27.7741 | 27.7741 | 27.7741 | 0 | 0 | 0 | 0 | 459.6066 | 951.2022 | 1134.4126 | 1257.8763 | 0 | 0 | 0 | 0 | -0.24866 | -11.9435 | -23.8328 | -49.109 | 0 | 0 | 0 | 0 | -66.8486 | -285.6499 | -363.201 | -348.8027 | 0.38446 | 0.2322 | 0.2322 | 0 | -25.7005 | -66.3281 | -84.3358 | 0
11 | 14 | 13 | 778.9306 | 776.8028 | 771.9729 | 885.4878 | 378.8299 | 100.3275 | 0 | 0 | 13.9315 | 28.4655 | 30.6806 | 27.7741 | 0 | 0 | 0 | 0 | 468.6927 | 962.339 | 1136.295 | 1255.2781 | 0 | 0 | 0 | 0 | -0.58165 | -11.3775 | -23.8242 | -51.1704 | 0 | 0 | 0 | 0 | -81.9418 | -302.9517 | -371.1784 | -346.3941 | 0.38397 | 0.2322 | 0.2322 | 0 | -31.4636 | -70.3456 | -86.1881 | 0
11 | 14 | 14 | 770.3528 | 769.0011 | 764.9953 | 878.0232 | 378.8299 | 100.3275 | 0 | 0 | 13.7942 | 30.6868 | 27.7741 | 27.7741 | 0 | 0 | 0 | 0 | 454.5682 | 926.5385 | 1088.6401 | 1198.9358 | 0 | 0 | 0 | 0 | -0.25201 | -12.2512 | -23.1014 | -44.0558 | 0 | 0 | 0 | 0 | -76.5875 | -276.3005 | -328.3176 | -304.631 | 0.38397 | 0.2322 | 0.2322 | 0 | -29.4077 | -64.1572 | -76.2358 | 0
11 | 14 | 15 | 764.1785 | 763.7661 | 760.8089 | 874.0591 | 378.8299 | 100.3275 | 0 | 0 | 14.9652 | 27.7741 | 27.7741 | 27.7741 | 0 | 0 | 0 | 0 | 426.3069 | 832.3583 | 970.9818 | 1062.6617 | 0 | 0 | 0 | 0 | -0.0973 | -7.2587 | -15.1159 | -38.4146 | 0 | 0 | 0 | 0 | -55.8261 | -189.4351 | -222.8312 | -177.9622 | 0.38285 | 0.2322 | 0.2322 | 0 | -21.373 | -43.987 | -51.7417 | 0
11 | 14 | 16 | 760.1355 | 762.6626 | 763.0276 | 879.5121 | 378.8299 | 100.3275 | 0 | 0 | 18.1956 | 32.7981 | 34.9445 | 39.7253 | 0 | 0 | 0 | 0 | 367.6779 | 626.1673 | 727.9444 | 792.6388 | 0 | 0 | 0 | 0 | -0.071151 | -1.9097 | -3.7617 | 3.5743 | 0 | 0 | 0 | 0 | -4.4968 | 5.2794 | 3.9003 | 43.5737 | 0.36639 | 0.37183 | 0.37526 | 0.38586 | -1.6476 | 1.963 | 1.4636 | 16.8136
11 | 14 | 17 | 781.2719 | 785.9634 | 788.6442 | 910.9594 | 378.8299 | 100.3275 | 0 | 0 | 29.8966 | 46.4106 | 45.4549 | 53.8044 | 0 | 0 | 0 | 0 | 256.8755 | 331.5647 | 395.8783 | 449.7836 | 141.5984 | 151.5027 | 151.5027 | 151.5027 | -0.29313 | -1.7932 | -0.62566 | 1.6231 | 0 | 0 | 0 | 0 | -25.6354 | 157.9511 | 196.4339 | 254.2456 | 0.37929 | 0.39223 | 0.38711 | 0.38707 | -9.7232 | 61.9531 | 76.0416 | 98.4117
11 | 14 | 18 | 867.4671 | 877.3778 | 885.9718 | 1028.837 | 378.8299 | 100.3275 | 0 | 0 | 33.0711 | 59.8362 | 59.3167 | 68.0639 | 0 | 0 | 0 | 0 | 215.7561 | 227.8192 | 282.5878 | 343.8293 | 141.5984 | 151.5027 | 151.5027 | 151.5027 | -0.18236 | -0.91345 | 0.47245 | 8.7112 | 0 | 0 | 0 | 0 | 98.3941 | 338.8057 | 392.0921 | 456.7298 | 0.38908 | 0.39443 | 0.3893 | 0.38442 | 38.2836 | 133.6358 | 152.6434 | 175.576
11 | 14 | 19 | 870.5776 | 883.1987 | 894.8469 | 1041.7507 | 378.8299 | 100.3275 | 0 | 0 | 32.9493 | 67.5731 | 68.008 | 71.6342 | 0 | 0 | 0 | 0 | 189.6876 | 208.0502 | 267.5219 | 341.5924 | 141.5984 | 151.5027 | 151.5027 | 151.5027 | -0.019737 | -0.56854 | 3.3931 | 55.1423 | 0 | 0 | 0 | 0 | 127.5322 | 356.3137 | 404.4211 | 421.8791 | 0.39237 | 0.3967 | 0.39262 | 0.38839 | 50.0403 | 141.3496 | 158.783 | 163.8557
11 | 14 | 20 | 849.7449 | 863.09 | 875.6065 | 1020.3111 | 378.8299 | 100.3275 | 0 | 0 | 35.8186 | 65.8844 | 69.8143 | 78.1454 | 0 | 0 | 0 | 0 | 154.2483 | 171.1985 | 230.5978 | 310.6783 | 141.5984 | 151.5027 | 151.5027 | 151.5027 | -0.0096989 | -0.86306 | 0.72651 | 13.9959 | 0 | 0 | 0 | 0 | 139.2594 | 375.04 | 422.9652 | 465.9889 | 0.3924 | 0.39622 | 0.39194 | 0.38777 | 54.6458 | 148.5999 | 165.7781 | 180.6972
11 | 14 | 21 | 817.1877 | 830.486 | 843.0715 | 982.9103 | 378.8299 | 100.3275 | 0 | 0 | 36.8259 | 68.1324 | 72.1223 | 80.4656 | 0 | 0 | 0 | 0 | 126.2801 | 139.8803 | 199.4377 | 276.854 | 141.5984 | 151.5027 | 151.5027 | 151.5027 | 0.1841 | 0.97967 | 1.7584 | 38.0751 | 0 | 0 | 0 | 0 | 133.4693 | 369.6634 | 418.2503 | 436.0129 | 0.39025 | 0.39436 | 0.39015 | 0.38582 | 52.0859 | 145.7813 | 163.1808 | 168.2223
11 | 14 | 22 | 758.2762 | 771.1806 | 783.5061 | 914.0324 | 378.8299 | 100.3275 | 0 | 0 | 35.4832 | 72.426 | 74.7115 | 79.7509 | 0 | 0 | 0 | 0 | 105.2728 | 112.665 | 173.1037 | 235.6151 | 141.5984 | 151.5027 | 151.5027 | 151.5027 | 0.17673 | 0.97246 | 2.1037 | 13.2218 | 0 | 0 | 0 | 0 | 96.9152 | 333.287 | 382.0844 | 433.9419 | 0.38615 | 0.39118 | 0.3871 | 0.38217 | 37.4233 | 130.3748 | 147.9066 | 165.8386
11 | 14 | 23 | 687.367 | 699.7518 | 711.7285 | 831.0321 | 378.8299 | 100.3275 | 0 | 0 | 32.9753 | 68.6402 | 76.7012 | 72.5246 | 0 | 0 | 0 | 0 | 85.0493 | 85.759 | 144.9105 | 198.0031 | 0 | 0 | 0 | 0 | 0.52076 | 3.5069 | 8.9512 | 7.2119 | 0 | 0 | 0 | 0 | 189.9917 | 441.5181 | 481.1657 | 553.2925 | 0.37881 | 0.38565 | 0.38202 | 0.38151 | 71.9713 | 170.272 | 183.8172 | 211.0851
11 | 14 | 24 | 615.429 | 624.9993 | 633.9535 | 738.6189 | 378.8299 | 100.3275 | 0 | 0 | 30.7924 | 63.5113 | 63.9871 | 66.2347 | 0 | 0 | 0 | 0 | 75.5848 | 74.996 | 134.0543 | 182.2458 | 0 | 0 | 0 | 0 | 0.15594 | 6.6196 | 15.3157 | -0.271 | 0 | 0 | 0 | 0 | 130.0659 | 379.545 | 420.5964 | 490.4095 | 0.37303 | 0.37589 | 0.37336 | 0.37439 | 48.5183 | 142.6663 | 157.0359 | 183.6048
11 | 15 | 1 | 564.9665 | 571.4384 | 577.0506 | 670.105 | 378.8299 | 100.3275 | 0 | 0 | 29.0979 | 58.8597 | 58.4858 | 57.6125 | 0 | 0 | 0 | 0 | 67.6284 | 66.0626 | 125.7931 | 170.8183 | 0 | 0 | 0 | 0 | 0.10687 | 4.7454 | 10.6439 | 3.9312 | 0 | 0 | 0 | 0 | 89.3034 | 341.4432 | 382.1279 | 437.7429 | 0.3688 | 0.37024 | 0.36683 | 0.36949 | 32.9354 | 126.4159 | 140.1774 | 161.7429
11 | 15 | 2 | 540.1692 | 543.9786 | 546.6798 | 632.5828 | 378.8299 | 100.3275 | 0 | 0 | 20.1346 | 61.4723 | 55.4048 | 48.0287 | 0 | 0 | 0 | 0 | 63.8383 | 61.2516 | 108.8394 | 156.2335 | 0 | 0 | 0 | 0 | -0.29073 | 8.6358 | 13.9678 | -1.528 | 0 | 0 | 0 | 0 | 77.6571 | 312.2915 | 368.4679 | 429.8487 | 0.36982 | 0.36893 | 0.36693 | 0.36762 | 28.719 | 115.2124 | 135.2034 | 158.0217
11 | 15 | 3 | 525.8227 | 527.3007 | 527.448 | 608.2412 | 378.8299 | 100.3275 | 0 | 0 | 16.7853 | 47.6591 | 45.219 | 39.8086 | 0 | 0 | 0 | 0 | 63.7729 | 60.1031 | 100.0496 | 146.1385 | 0 | 0 | 0 | 0 | -0.24829 | 1.0341 | -0.80331 | 0.55404 | 0 | 0 | 0 | 0 | 66.6828 | 318.1768 | 382.9828 | 421.7401 | 0.37 | 0.37041 | 0.36674 | 0.36591 | 24.6727 | 117.856 | 140.4566 | 154.3191
11 | 15 | 4 | 517.017 | 516.4471 | 514.2949 | 591.0393 | 378.8299 | 100.3275 | 0 | 0 | 15.3835 | 49.6662 | 45.8697 | 39.6062 | 0 | 0 | 0 | 0 | 67.4109 | 62.9402 | 110.2725 | 163.1046 | 0 | 0 | 0 | 0 | -0.078097 | 0.34581 | -0.0048636 | -0.035175 | 0 | 0 | 0 | 0 | 55.4708 | 303.1674 | 358.1576 | 388.3637 | 0.37047 | 0.36757 | 0.36593 | 0.36392 | 20.5505 | 111.4345 | 131.0604 | 141.3348
11 | 15 | 5 | 532.7393 | 530.0368 | 525.3802 | 601.5362 | 378.8299 | 100.3275 | 0 | 0 | 22.1396 | 61.8422 | 57.127 | 40.9455 | 0 | 0 | 0 | 0 | 64.1028 | 58.7093 | 114.0167 | 174.8453 | 0 | 0 | 0 | 0 | -0.13502 | 5.0377 | -2.2993 | 11.1778 | 0 | 0 | 0 | 0 | 67.802 | 304.1201 | 356.5358 | 374.5677 | 0.3683 | 0.36546 | 0.36536 | 0.36382 | 24.9712 | 111.1427 | 130.2634 | 136.2761
11 | 15 | 6 | 579.7899 | 575.0679 | 567.9274 | 648.2942 | 378.8299 | 100.3275 | 0 | 0 | 30.472 | 65.922 | 64.0174 | 59.1587 | 0 | 0 | 0 | 0 | 71.0617 | 64.6821 | 117.7471 | 189.4887 | 0 | 0 | 0 | 0 | 0.017371 | 5.5893 | 10.4015 | -8.3119 | 0 | 0 | 0 | 0 | 99.409 | 338.547 | 375.7613 | 407.9587 | 0.3671 | 0.37164 | 0.36654 | 0.36504 | 36.4932 | 125.8162 | 137.7309 | 148.9229
11 | 15 | 7 | 661.3366 | 656.1414 | 648.3414 | 740.6311 | 378.8299 | 100.3275 | 0 | 0 | 33.6016 | 55.6237 | 53.4008 | 53.1051 | 0 | 0 | 0 | 0 | 93.035 | 121.2979 | 171.8386 | 250.3015 | 0 | 0 | 0 | 0 | 0.30342 | 6.1253 | 17.1003 | 16.0339 | 0 | 0 | 0 | 0 | 155.5666 | 372.767 | 406.0017 | 421.1906 | 0.37421 | 0.37971 | 0.37449 | 0.37153 | 58.2143 | 141.5449 | 152.0426 | 156.4845
11 | 15 | 8 | 718.6113 | 713.0241 | 704.583 | 804.8562 | 378.8299 | 100.3275 | 0 | 0 | 30.6058 | 38.3959 | 38.4205 | 35.898 | 0 | 0 | 0 | 0 | 172.0675 | 380.8903 | 462.896 | 548.6097 | 0 | 0 | 0 | 0 | -0.22327 | -3.7794 | -2.8607 | -4.9072 | 0 | 0 | 0 | 0 | 137.3314 | 197.1899 | 206.1272 | 225.2557 | 0.37146 | 0.3818 | 0.38331 | 0.37768 | 51.0136 | 75.2876 | 79.011 | 85.0749
11 | 15 | 9 | 741.7789 | 736.629 | 728.535 | 832.6308 | 378.8299 | 100.3275 | 0 | 0 | 22.3857 | 35.0185 | 35.6107 | 34.456 | 0 | 0 | 0 | 0 | 243.4471 | 592.153 | 710.3438 | 810.0536 | 0 | 0 | 0 | 0 | 0.10687 | -1.1379 | 0.46491 | -8.5545 | 0 | 0 | 0 | 0 | 97.0093 | 10.268 | -17.8844 | -3.3244 | 0.37123 | 0.22113 | 0.22 | 0.23066 | 36.0127 | 2.2706 | -3.9346 | -0.76679
11 | 15 | 10 | 764.6784 | 759.812 | 751.9902 | 859.9416 | 378.8299 | 100.3275 | 0 | 0 | 13.8929 | 28.4539 | 30.2144 | 35.6924 | 0 | 0 | 0 | 0 | 290.6572 | 719.1644 | 861.3537 | 977.5593 | 0 | 0 | 0 | 0 | 0 | -4.5381 | -10.4019 | -22.4549 | 0 | 0 | 0 | 0 | 81.2983 | -83.5956 | -129.176 | -130.8552 | 0.3751 | 0.22969 | 0.22687 | 0.23713 | 30.4953 | -19.2009 | -29.3068 | -31.0296
11 | 15 | 11 | 779.6281 | 775.3166 | 768.0938 | 879.0583 | 378.8299 | 100.3275 | 0 | 0 | 14.7342 | 30.7057 | 30.6977 | 27.7741 | 0 | 0 | 0 | 0 | 308.8715 | 763.4189 | 911.2967 | 1034.5161 | 0 | 0 | 0 | 0 | 0 | -4.8733 | -20.8461 | -27.1017 | 0 | 0 | 0 | 0 | 77.1926 | -114.262 | -153.0546 | -156.1302 | 0.37749 | 0.2322 | 0.2322 | 0 | 29.1394 | -26.5317 | -35.5395 | 0
11 | 15 | 12 | 779.2139 | 775.3628 | 768.6128 | 879.98 | 378.8299 | 100.3275 | 0 | 0 | 14.0593 | 27.7741 | 27.7741 | 27.7741 | 0 | 0 | 0 | 0 | 321.9494 | 795.0778 | 961.6832 | 1097.4524 | 0 | 0 | 0 | 0 | -0.24866 | -11.9435 | -23.8328 | -49.109 | 0 | 0 | 0 | 0 | 64.6239 | -135.8731 | -197.0117 | -196.1375 | 0.38446 | 0.2322 | 0.2322 | 0 | 24.8452 | -31.5498 | -45.7464 | 0
11 | 15 | 13 | 775.5685 | 773.3496 | 768.4119 | 881.2605 | 378.8299 | 100.3275 | 0 | 0 | 13.9315 | 28.4655 | 30.6806 | 27.7741 | 0 | 0 | 0 | 0 | 324.6017 | 764.7278 | 928.8479 | 1069.8316 | 0 | 0 | 0 | 0 | -0.58165 | -11.3775 | -23.8242 | -51.1704 | 0 | 0 | 0 | 0 | 58.7871 | -108.7937 | -167.2923 | -165.1748 | 0.38397 | 0.2322 | 0.2322 | 0 | 22.5728 | -25.262 | -38.8455 | 0
11 | 15 | 14 | 763.4228 | 761.8791 | 757.6462 | 869.2951 | 378.8299 | 100.3275 | 0 | 0 | 13.7942 | 30.6868 | 27.7741 | 27.7741 | 0 | 0 | 0 | 0 | 322.0253 | 718.1809 | 871.4115 | 1006.0109 | 0 | 0 | 0 | 0 | -0.25201 | -12.2512 | -23.1014 | -44.0558 | 0 | 0 | 0 | 0 | 49.0253 | -75.0648 | -118.438 | -120.4341 | 0.38397 | 0.2322 | 0.2322 | 0 | 18.8245 | -17.4301 | -27.5015 | 0
11 | 15 | 15 | 749.2778 | 748.4391 | 744.9764 | 855.2416 | 378.8299 | 100.3275 | 0 | 0 | 14.9652 | 27.7741 | 27.7741 | 27.7741 | 0 | 0 | 0 | 0 | 268.219 | 604.332 | 741.8695 | 869.6966 | 0 | 0 | 0 | 0 | -0.0973 | -7.2587 | -15.1159 | -38.4146 | 0 | 0 | 0 | 0 | 87.361 | 23.2642 | -9.5513 | -3.8145 | 0.38285 | 0.2322 | 0.2322 | 0 | 33.4461 | 5.402 | -2.2178 | 0
11 | 15 | 16 | 738.3321 | 740.245 | 739.8825 | 852.0134 | 378.8299 | 100.3275 | 0 | 0 | 18.1956 | 32.7981 | 34.9445 | 39.7253 | 0 | 0 | 0 | 0 | 222.9483 | 440.0034 | 559.0105 | 680.8735 | 0 | 0 | 0 | 0 | -0.071151 | -1.9097 | -3.7617 | 3.5743 | 0 | 0 | 0 | 0 | 118.4295 | 169.0258 | 149.6892 | 127.8402 | 0.36639 | 0.37183 | 0.37526 | 0.38586 | 43.3913 | 62.8485 | 56.172 | 49.3291
11 | 15 | 17 | 755.8096 | 759.7889 | 761.6265 | 878.8648 | 378.8299 | 100.3275 | 0 | 0 | 29.8966 | 46.4106 | 45.4549 | 53.8044 | 0 | 0 | 0 | 0 | 165.5302 | 225.534 | 336.3116 | 453.03 | 141.5984 | 151.5027 | 151.5027 | 151.5027 | -0.29313 | -1.7932 | -0.62566 | 1.6231 | 0 | 0 | 0 | 0 | 40.2476 | 237.8074 | 228.9829 | 218.9046 | 0.37929 | 0.39223 | 0.38711 | 0.38707 | 15.2654 | 93.2751 | 88.6417 | 84.7322
11 | 15 | 18 | 832.5578 | 841.4899 | 848.925 | 984.8265 | 378.8299 | 100.3275 | 0 | 0 | 33.0711 | 59.8362 | 59.3167 | 68.0639 | 0 | 0 | 0 | 0 | 150.285 | 162.4087 | 290.5526 | 410.9385 | 141.5984 | 151.5027 | 151.5027 | 151.5027 | -0.18236 | -0.91345 | 0.47245 | 8.7112 | 0 | 0 | 0 | 0 | 128.9558 | 368.3283 | 347.0805 | 345.6102 | 0.38908 | 0.39443 | 0.3893 | 0.38442 | 50.1746 | 145.2804 | 135.1202 | 132.8594
11 | 15 | 19 | 833.7809 | 845.3705 | 855.7974 | 995.3611 | 378.8299 | 100.3275 | 0 | 0 | 32.9493 | 67.5731 | 68.008 | 71.6342 | 0 | 0 | 0 | 0 | 139.9221 | 157.8328 | 295.0945 | 414.9611 | 141.5984 | 151.5027 | 151.5027 | 151.5027 | -0.019737 | -0.56854 | 3.3931 | 55.1423 | 0 | 0 | 0 | 0 | 140.5009 | 368.7031 | 337.799 | 302.1208 | 0.39237 | 0.3967 | 0.39262 | 0.38839 | 55.1289 | 146.2645 | 132.626 | 117.3422
11 | 15 | 20 | 816.4952 | 828.9081 | 840.3207 | 978.3924 | 378.8299 | 100.3275 | 0 | 0 | 35.8186 | 65.8844 | 69.8143 | 78.1454 | 0 | 0 | 0 | 0 | 157.2867 | 177.1361 | 311.6013 | 432.5604 | 141.5984 | 151.5027 | 151.5027 | 151.5027 | -0.0096989 | -0.86306 | 0.72651 | 13.9959 | 0 | 0 | 0 | 0 | 102.9713 | 334.9205 | 306.6759 | 302.188 | 0.3924 | 0.39622 | 0.39194 | 0.38777 | 40.4062 | 132.7036 | 120.1993 | 117.1799
11 | 15 | 21 | 793.1725 | 805.7956 | 817.5812 | 952.6265 | 378.8299 | 100.3275 | 0 | 0 | 36.8259 | 68.1324 | 72.1223 | 80.4656 | 0 | 0 | 0 | 0 | 154.6839 | 178.5683 | 299.3289 | 426.5683 | 141.5984 | 151.5027 | 151.5027 | 151.5027 | 0.1841 | 0.97967 | 1.7584 | 38.0751 | 0 | 0 | 0 | 0 | 81.0504 | 306.285 | 292.8689 | 256.0148 | 0.39025 | 0.39436 | 0.39015 | 0.38582 | 31.6296 | 120.7873 | 114.2631 | 98.7755
11 | 15 | 22 | 740.8274 | 753.2401 | 764.983 | 892.0247 | 378.8299 | 100.3275 | 0 | 0 | 35.4832 | 72.426 | 74.7115 | 79.7509 | 0 | 0 | 0 | 0 | 144.2822 | 168.7004 | 286.8879 | 420.8265 | 141.5984 | 151.5027 | 151.5027 | 151.5027 | 0.17673 | 0.97246 | 2.1037 | 13.2218 | 0 | 0 | 0 | 0 | 40.457 | 259.3111 | 249.7771 | 226.7228 | 0.38615 | 0.39118 | 0.3871 | 0.38217 | 15.6223 | 101.437 | 96.6899 | 86.6461
11 | 15 | 23 | 672.8972 | 684.8873 | 696.3972 | 812.8301 | 378.8299 | 100.3275 | 0 | 0 | 32.9753 | 68.6402 | 76.7012 | 72.5246 | 0 | 0 | 0 | 0 | 136.609 | 168.0656 | 290.0566 | 427.0023 | 0 | 0 | 0 | 0 | 0.52076 | 3.5069 | 8.9512 | 7.2119 | 0 | 0 | 0 | 0 | 123.9623 | 344.3471 | 320.6883 | 306.0914 | 0.37881 | 0.38565 | 0.38202 | 0.38151 | 46.9585 | 132.7978 | 122.5108 | 116.7761
11 | 15 | 24 | 612.484 | 621.9759 | 630.8375 | 734.9215 | 378.8299 | 100.3275 | 0 | 0 | 30.7924 | 63.5113 | 63.9871 | 66.2347 | 0 | 0 | 0 | 0 | 111.5157 | 158.5339 | 277.1226 | 413.0201 | 0 | 0 | 0 | 0 | 0.15594 | 6.6196 | 15.3157 | -0.271 | 0 | 0 | 0 | 0 | 91.19 | 292.9837 | 274.4122 | 255.9377 | 0.37303 | 0.37589 | 0.37336 | 0.37439 | 34.0164 | 110.1289 | 102.4558 | 95.8207
11 | 16 | 1 | 565.657 | 572.1518 | 577.7913 | 670.9884 | 378.8299 | 100.3275 | 0 | 0 | 29.0979 | 58.8597 | 58.4858 | 57.6125 | 0 | 0 | 0 | 0 | 99.0044 | 154.3695 | 267.2343 | 402.0067 | 0 | 0 | 0 | 0 | 0.10687 | 4.7454 | 10.6439 | 3.9312 | 0 | 0 | 0 | 0 | 58.6179 | 253.8498 | 241.4274 | 207.4381 | 0.3688 | 0.37024 | 0.36683 | 0.36949 | 21.6184 | 93.9853 | 88.5637 | 76.6469
11 | 16 | 2 | 541.2623 | 545.103 | 547.8413 | 633.9633 | 378.8299 | 100.3275 | 0 | 0 | 20.1346 | 61.4723 | 55.4048 | 48.0287 | 0 | 0 | 0 | 0 | 96.3919 | 155.4716 | 267.0604 | 402.8166 | 0 | 0 | 0 | 0 | -0.29073 | 8.6358 | 13.9678 | -1.528 | 0 | 0 | 0 | 0 | 46.1966 | 219.1959 | 211.4084 | 184.6461 | 0.36982 | 0.36893 | 0.36693 | 0.36762 | 17.0843 | 80.8671 | 77.5729 | 67.8799
11 | 16 | 3 | 526.5451 | 528.0462 | 528.221 | 609.1625 | 378.8299 | 100.3275 | 0 | 0 | 16.7853 | 47.6591 | 45.219 | 39.8086 | 0 | 0 | 0 | 0 | 97.2739 | 154.6282 | 265.9671 | 403.5862 | 0 | 0 | 0 | 0 | -0.24829 | 1.0341 | -0.80331 | 0.55404 | 0 | 0 | 0 | 0 | 33.9042 | 224.3973 | 217.8383 | 165.2137 | 0.37 | 0.37041 | 0.36674 | 0.36591 | 12.5446 | 83.1191 | 79.8909 | 60.4534
11 | 16 | 4 | 520.7263 | 520.2626 | 518.2362 | 595.7238 | 378.8299 | 100.3275 | 0 | 0 | 15.3835 | 49.6662 | 45.8697 | 39.6062 | 0 | 0 | 0 | 0 | 103.5554 | 162.7409 | 271.6152 | 407.8341 | 0 | 0 | 0 | 0 | -0.078097 | 0.34581 | -0.0048636 | -0.035175 | 0 | 0 | 0 | 0 | 23.0355 | 207.1821 | 200.7562 | 148.3187 | 0.37047 | 0.36757 | 0.36593 | 0.36392 | 8.5341 | 76.1534 | 73.4626 | 53.9767
11 | 16 | 5 | 535.344 | 532.7156 | 528.147 | 604.8243 | 378.8299 | 100.3275 | 0 | 0 | 22.1396 | 61.8422 | 57.127 | 40.9455 | 0 | 0 | 0 | 0 | 103.6328 | 164.3442 | 269.237 | 405.3338 | 0 | 0 | 0 | 0 | -0.13502 | 5.0377 | -2.2993 | 11.1778 | 0 | 0 | 0 | 0 | 30.8767 | 201.1641 | 204.0823 | 147.3673 | 0.3683 | 0.36546 | 0.36536 | 0.36382 | 11.3718 | 73.5167 | 74.5632 | 53.6155
11 | 16 | 6 | 581.2107 | 576.5277 | 569.4333 | 650.0825 | 378.8299 | 100.3275 | 0 | 0 | 30.472 | 65.922 | 64.0174 | 59.1587 | 0 | 0 | 0 | 0 | 123.0522 | 184.2628 | 285.7184 | 420.2352 | 0 | 0 | 0 | 0 | 0.017371 | 5.5893 | 10.4015 | -8.3119 | 0 | 0 | 0 | 0 | 48.8392 | 220.4262 | 209.2959 | 179.0004 | 0.3671 | 0.37164 | 0.36654 | 0.36504 | 17.929 | 81.9183 | 76.715 | 65.343
11 | 16 | 7 | 660.2482 | 655.0252 | 647.1923 | 739.2688 | 378.8299 | 100.3275 | 0 | 0 | 33.6016 | 55.6237 | 53.4008 | 53.1051 | 0 | 0 | 0 | 0 | 155.5555 | 246.0749 | 351.5439 | 483.6367 | 0 | 0 | 0 | 0 | 0.30342 | 6.1253 | 17.1003 | 16.0339 | 0 | 0 | 0 | 0 | 91.9578 | 246.8739 | 225.1473 | 186.4931 | 0.37421 | 0.37971 | 0.37449 | 0.37153 | 34.4114 | 93.7415 | 84.3149 | 69.2876
11 | 16 | 8 | 717.8225 | 712.2147 | 703.7494 | 803.8675 | 378.8299 | 100.3275 | 0 | 0 | 30.6058 | 38.3959 | 38.4205 | 35.898 | 0 | 0 | 0 | 0 | 232.4675 | 457.1782 | 575.4768 | 710.4345 | 0 | 0 | 0 | 0 | -0.22327 | -3.7794 | -2.8607 | -4.9072 | 0 | 0 | 0 | 0 | 76.1425 | 120.0926 | 92.7127 | 62.4422 | 0.37146 | 0.3818 | 0.38331 | 0.37768 | 28.2842 | 45.8517 | 35.5379 | 23.5833
11 | 16 | 9 | 741.0038 | 735.8328 | 727.7138 | 831.6557 | 378.8299 | 100.3275 | 0 | 0 | 22.3857 | 35.0185 | 35.6107 | 34.456 | 0 | 0 | 0 | 0 | 313.1033 | 630.8556 | 755.6828 | 899.5403 | 0 | 0 | 0 | 0 | 0.10687 | -1.1379 | 0.46491 | -8.5545 | 0 | 0 | 0 | 0 | 26.578 | -29.2309 | -64.0446 | -93.7861 | 0.37123 | 0.22113 | 0.22 | 0.23066 | 9.8665 | -6.4639 | -14.0901 | -21.6323
11 | 16 | 10 | 761.9134 | 756.9584 | 749.031 | 856.4147 | 378.8299 | 100.3275 | 0 | 0 | 13.8929 | 28.4539 | 30.2144 | 35.6924 | 0 | 0 | 0 | 0 | 371.7246 | 742.6869 | 860.0639 | 1010.9864 | 0 | 0 | 0 | 0 | 0 | -4.5381 | -10.4019 | -22.4549 | 0 | 0 | 0 | 0 | -2.5341 | -109.9718 | -130.8454 | -167.8092 | 0.3751 | 0.22969 | 0.22687 | 0.23713 | -0.95055 | -25.2592 | -29.6855 | -39.7925
11 | 16 | 11 | 771.31 | 766.7449 | 759.2206 | 868.4963 | 378.8299 | 100.3275 | 0 | 0 | 14.7342 | 30.7057 | 30.6977 | 27.7741 | 0 | 0 | 0 | 0 | 397.2377 | 784.4828 | 890.6356 | 1049.5495 | 0 | 0 | 0 | 0 | 0 | -4.8733 | -20.8461 | -27.1017 | 0 | 0 | 0 | 0 | -19.4918 | -143.8977 | -141.2667 | -181.7256 | 0.37749 | 0.2322 | 0.2322 | 0 | -7.358 | -33.4132 | -32.8023 | 0
11 | 16 | 12 | 769.1507 | 764.984 | 757.8581 | 867.1692 | 378.8299 | 100.3275 | 0 | 0 | 14.0593 | 27.7741 | 27.7741 | 27.7741 | 0 | 0 | 0 | 0 | 454.4838 | 880.476 | 1022.2389 | 1187.0833 | 0 | 0 | 0 | 0 | -0.24866 | -11.9435 | -23.8328 | -49.109 | 0 | 0 | 0 | 0 | -77.9736 | -231.6501 | -268.3221 | -298.5791 | 0.38446 | 0.2322 | 0.2322 | 0 | -29.9777 | -53.7894 | -62.3048 | 0
11 | 16 | 13 | 764.4808 | 761.9109 | 756.5553 | 867.1341 | 378.8299 | 100.3275 | 0 | 0 | 13.9315 | 28.4655 | 30.6806 | 27.7741 | 0 | 0 | 0 | 0 | 474.4756 | 895.2411 | 1050.1234 | 1214.0351 | 0 | 0 | 0 | 0 | -0.58165 | -11.3775 | -23.8242 | -51.1704 | 0 | 0 | 0 | 0 | -102.1746 | -250.7456 | -300.4245 | -323.5048 | 0.38397 | 0.2322 | 0.2322 | 0 | -39.2325 | -58.2233 | -69.759 | 0
11 | 16 | 14 | 751.8935 | 749.9835 | 745.3142 | 854.6008 | 378.8299 | 100.3275 | 0 | 0 | 13.7942 | 30.6868 | 27.7741 | 27.7741 | 0 | 0 | 0 | 0 | 449.1663 | 840.725 | 954.4892 | 1112.1705 | 0 | 0 | 0 | 0 | -0.25201 | -12.2512 | -23.1014 | -44.0558 | 0 | 0 | 0 | 0 | -89.645 | -209.5046 | -213.8478 | -241.2881 | 0.38397 | 0.2322 | 0.2322 | 0 | -34.4214 | -48.6471 | -49.6557 | 0
11 | 16 | 15 | 743.4458 | 742.3927 | 738.6732 | 847.7015 | 378.8299 | 100.3275 | 0 | 0 | 14.9652 | 27.7741 | 27.7741 | 27.7741 | 0 | 0 | 0 | 0 | 364.0748 | 717.7699 | 829.4559 | 975.5575 | 0 | 0 | 0 | 0 | -0.0973 | -7.2587 | -15.1159 | -38.4146 | 0 | 0 | 0 | 0 | -14.3268 | -96.22 | -103.4409 | -117.2155 | 0.38285 | 0.2322 | 0.2322 | 0 | -5.485 | -22.3424 | -24.0191 | 0
11 | 16 | 16 | 737.9305 | 739.7817 | 739.343 | 851.3207 | 378.8299 | 100.3275 | 0 | 0 | 18.1956 | 32.7981 | 34.9445 | 39.7253 | 0 | 0 | 0 | 0 | 259.6151 | 486.6313 | 575.942 | 709.1737 | 0 | 0 | 0 | 0 | -0.071151 | -1.9097 | -3.7617 | 3.5743 | 0 | 0 | 0 | 0 | 81.3611 | 121.9345 | 132.2181 | 98.8473 | 0.36639 | 0.37183 | 0.37526 | 0.38586 | 29.8099 | 45.3387 | 49.6158 | 38.1417
11 | 16 | 17 | 762.1945 | 766.309 | 768.304 | 886.7526 | 378.8299 | 100.3275 | 0 | 0 | 29.8966 | 46.4106 | 45.4549 | 53.8044 | 0 | 0 | 0 | 0 | 191.7966 | 297.0495 | 370.7452 | 501.2198 | 141.5984 | 151.5027 | 151.5027 | 151.5027 | -0.29313 | -1.7932 | -0.62566 | 1.6231 | 0 | 0 | 0 | 0 | 20.3661 | 172.8119 | 201.2269 | 178.6026 | 0.37929 | 0.39223 | 0.38711 | 0.38707 | 7.7246 | 67.782 | 77.897 | 69.1323
11 | 16 | 18 | 842.3846 | 851.5551 | 859.2703 | 997.0784 | 378.8299 | 100.3275 | 0 | 0 | 33.0711 | 59.8362 | 59.3167 | 68.0639 | 0 | 0 | 0 | 0 | 181.0446 | 255.9426 | 334.8028 | 476.8397 | 141.5984 | 151.5027 | 151.5027 | 151.5027 | -0.18236 | -0.91345 | 0.47245 | 8.7112 | 0 | 0 | 0 | 0 | 108.0231 | 284.8596 | 313.1756 | 291.9608 | 0.38908 | 0.39443 | 0.3893 | 0.38442 | 42.03 | 112.3577 | 121.9208 | 112.2355
11 | 16 | 19 | 840.929 | 852.6825 | 863.3013 | 1004.2381 | 378.8299 | 100.3275 | 0 | 0 | 32.9493 | 67.5731 | 68.008 | 71.6342 | 0 | 0 | 0 | 0 | 175.7022 | 251.2637 | 330.6111 | 470.646 | 141.5984 | 151.5027 | 151.5027 | 151.5027 | -0.019737 | -0.56854 | 3.3931 | 55.1423 | 0 | 0 | 0 | 0 | 111.8689 | 282.5841 | 309.7863 | 255.313 | 0.39237 | 0.3967 | 0.39262 | 0.38839 | 43.8945 | 112.1011 | 121.6277 | 99.1623
11 | 16 | 20 | 816.3575 | 828.7307 | 840.0941 | 978.0864 | 378.8299 | 100.3275 | 0 | 0 | 35.8186 | 65.8844 | 69.8143 | 78.1454 | 0 | 0 | 0 | 0 | 160.4496 | 235.4882 | 326.2679 | 458.685 | 141.5984 | 151.5027 | 151.5027 | 151.5027 | -0.0096989 | -0.86306 | 0.72651 | 13.9959 | 0 | 0 | 0 | 0 | 99.6707 | 276.391 | 291.7826 | 275.7575 | 0.3924 | 0.39622 | 0.39194 | 0.38777 | 39.1111 | 109.5128 | 114.362 | 106.9309
11 | 16 | 21 | 791.1951 | 803.735 | 815.4204 | 950.031 | 378.8299 | 100.3275 | 0 | 0 | 36.8259 | 68.1324 | 72.1223 | 80.4656 | 0 | 0 | 0 | 0 | 159.2577 | 237.1466 | 336.3882 | 464.0031 | 141.5984 | 151.5027 | 151.5027 | 151.5027 | 0.1841 | 0.97967 | 1.7584 | 38.0751 | 0 | 0 | 0 | 0 | 74.4992 | 245.6461 | 253.6487 | 215.9844 | 0.39025 | 0.39436 | 0.39015 | 0.38582 | 29.073 | 96.8736 | 98.9613 | 83.331
11 | 16 | 22 | 745.2056 | 757.7262 | 769.596 | 897.4897 | 378.8299 | 100.3275 | 0 | 0 | 35.4832 | 72.426 | 74.7115 | 79.7509 | 0 | 0 | 0 | 0 | 155.8593 | 234.7915 | 341.6539 | 465.969 | 141.5984 | 151.5027 | 151.5027 | 151.5027 | 0.17673 | 0.97246 | 2.1037 | 13.2218 | 0 | 0 | 0 | 0 | 33.2581 | 197.7061 | 199.6242 | 187.0452 | 0.38615 | 0.39118 | 0.3871 | 0.38217 | 12.8425 | 77.3385 | 77.2755 | 71.4826
11 | 16 | 23 | 685.8063 | 698.1532 | 710.0853 | 829.0859 | 378.8299 | 100.3275 | 0 | 0 | 32.9753 | 68.6402 | 76.7012 | 72.5246 | 0 | 0 | 0 | 0 | 167.6407 | 243.3643 | 348.4538 | 472.3139 | 0 | 0 | 0 | 0 | 0.52076 | 3.5069 | 8.9512 | 7.2119 | 0 | 0 | 0 | 0 | 105.8397 | 282.3143 | 275.9791 | 277.0355 | 0.37881 | 0.38565 | 0.38202 | 0.38151 | 40.0935 | 108.8748 | 105.4308 | 105.6911
11 | 16 | 24 | 622.9176 | 632.6999 | 641.9051 | 748.0673 | 378.8299 | 100.3275 | 0 | 0 | 30.7924 | 63.5113 | 63.9871 | 66.2347 | 0 | 0 | 0 | 0 | 162.3035 | 235.5779 | 340.4385 | 466.2758 | 0 | 0 | 0 | 0 | 0.15594 | 6.6196 | 15.3157 | -0.271 | 0 | 0 | 0 | 0 | 50.8358 | 226.6636 | 222.1638 | 215.8278 | 0.37303 | 0.37589 | 0.37336 | 0.37439 | 18.9632 | 85.2 | 82.9481 | 80.804
11 | 17 | 1 | 573.4665 | 580.1767 | 586.071 | 680.8208 | 378.8299 | 100.3275 | 0 | 0 | 29.0979 | 58.8597 | 58.4858 | 57.6125 | 0 | 0 | 0 | 0 | 164.4893 | 231.5317 | 335.2589 | 459.4113 | 0 | 0 | 0 | 0 | 0.10687 | 4.7454 | 10.6439 | 3.9312 | 0 | 0 | 0 | 0 | 0.94245 | 184.7123 | 181.6825 | 159.8658 | 0.3688 | 0.37024 | 0.36683 | 0.36949 | 0.34758 | 68.3878 | 66.6473 | 59.0693
11 | 17 | 2 | 543.9067 | 547.8161 | 550.6355 | 637.2772 | 378.8299 | 100.3275 | 0 | 0 | 20.1346 | 61.4723 | 55.4048 | 48.0287 | 0 | 0 | 0 | 0 | 172.8924 | 236.1553 | 327.7394 | 449.0842 | 0 | 0 | 0 | 0 | -0.29073 | 8.6358 | 13.9678 | -1.528 | 0 | 0 | 0 | 0 | -27.6595 | 141.2253 | 153.5235 | 141.6923 | 0.36982 | 0.36893 | 0.36693 | 0.36762 | -10.229 | 52.1017 | 56.333 | 52.0892
11 | 17 | 3 | 527.2807 | 528.7969 | 528.9893 | 610.0695 | 378.8299 | 100.3275 | 0 | 0 | 16.7853 | 47.6591 | 45.219 | 39.8086 | 0 | 0 | 0 | 0 | 168.761 | 226.8792 | 311.2251 | 434.1016 | 0 | 0 | 0 | 0 | -0.24829 | 1.0341 | -0.80331 | 0.55404 | 0 | 0 | 0 | 0 | -36.8473 | 152.897 | 173.3486 | 135.6054 | 0.37 | 0.37041 | 0.36674 | 0.36591 | -13.6335 | 56.6347 | 63.5746 | 49.6194
11 | 17 | 4 | 517.6525 | 517.0942 | 514.9555 | 591.8177 | 378.8299 | 100.3275 | 0 | 0 | 15.3835 | 49.6662 | 45.8697 | 39.6062 | 0 | 0 | 0 | 0 | 153.3833 | 209.1118 | 285.6907 | 410.4517 | 0 | 0 | 0 | 0 | -0.078097 | 0.34581 | -0.0048636 | -0.035175 | 0 | 0 | 0 | 0 | -29.8661 | 157.643 | 183.3999 | 141.795 | 0.37047 | 0.36757 | 0.36593 | 0.36392 | -11.0646 | 57.9444 | 67.1114 | 51.6026
11 | 17 | 5 | 523.6585 | 520.6877 | 515.7127 | 590.0375 | 378.8299 | 100.3275 | 0 | 0 | 22.1396 | 61.8422 | 57.127 | 40.9455 | 0 | 0 | 0 | 0 | 122.8328 | 175.9303 | 249.5802 | 375.1946 | 0 | 0 | 0 | 0 | -0.13502 | 5.0377 | -2.2993 | 11.1778 | 0 | 0 | 0 | 0 | -0.0088103 | 177.55 | 211.3048 | 162.7196 | 0.3683 | 0.36546 | 0.36536 | 0.36382 | -0.0032448 | 64.8868 | 77.202 | 59.201
11 | 17 | 6 | 547.7013 | 542.0442 | 533.7941 | 607.7084 | 378.8299 | 100.3275 | 0 | 0 | 30.472 | 65.922 | 64.0174 | 59.1587 | 0 | 0 | 0 | 0 | 87.9665 | 138.2792 | 205.194 | 327.0214 | 0 | 0 | 0 | 0 | 0.017371 | 5.5893 | 10.4015 | -8.3119 | 0 | 0 | 0 | 0 | 50.4155 | 231.9262 | 254.1812 | 229.8401 | 0.3671 | 0.37164 | 0.36654 | 0.36504 | 18.5076 | 86.1921 | 93.1672 | 83.9018
11 | 17 | 7 | 583.3566 | 575.9123 | 565.4451 | 642.0878 | 378.8299 | 100.3275 | 0 | 0 | 33.6016 | 55.6237 | 53.4008 | 53.1051 | 0 | 0 | 0 | 0 | 82.2851 | 159.8423 | 218.2239 | 335.3897 | 0 | 0 | 0 | 0 | 0.30342 | 6.1253 | 17.1003 | 16.0339 | 0 | 0 | 0 | 0 | 88.3366 | 253.9935 | 276.7201 | 237.5591 | 0.37421 | 0.37971 | 0.37449 | 0.37153 | 33.0563 | 96.4449 | 103.6283 | 88.2601
11 | 17 | 8 | 619.9925 | 611.5641 | 599.7538 | 680.2432 | 378.8299 | 100.3275 | 0 | 0 | 30.6058 | 38.3959 | 38.4205 | 35.898 | 0 | 0 | 0 | 0 | 137.4107 | 348.7386 | 418.2826 | 537.2518 | 0 | 0 | 0 | 0 | -0.22327 | -3.7794 | -2.8607 | -4.9072 | 0 | 0 | 0 | 0 | 73.3693 | 127.8815 | 145.9113 | 112.0007 | 0.37146 | 0.3818 | 0.38331 | 0.37768 | 27.254 | 48.8255 | 55.9295 | 42.3006
11 | 17 | 9 | 668.4552 | 661.1826 | 650.5705 | 739.9419 | 378.8299 | 100.3275 | 0 | 0 | 22.3857 | 35.0185 | 35.6107 | 34.456 | 0 | 0 | 0 | 0 | 201.7459 | 507.0365 | 593.6121 | 718.4273 | 0 | 0 | 0 | 0 | 0.10687 | -1.1379 | 0.46491 | -8.5545 | 0 | 0 | 0 | 0 | 65.3868 | 19.938 | 20.8828 | -4.3869 | 0.37123 | 0.22113 | 0.22 | 0.23066 | 24.2735 | 4.409 | 4.5943 | -1.0119
11 | 17 | 10 | 701.8649 | 695.1605 | 685.1574 | 780.4669 | 378.8299 | 100.3275 | 0 | 0 | 13.8929 | 28.4539 | 30.2144 | 35.6924 | 0 | 0 | 0 | 0 | 248.9639 | 617.6065 | 710.7285 | 840.0303 | 0 | 0 | 0 | 0 | 0 | -4.5381 | -10.4019 | -22.4549 | 0 | 0 | 0 | 0 | 60.1781 | -46.6892 | -45.3836 | -72.8009 | 0.3751 | 0.22969 | 0.22687 | 0.23713 | 22.573 | -10.7239 | -10.2964 | -17.2632
11 | 17 | 11 | 714.3312 | 708.0989 | 698.5959 | 796.404 | 378.8299 | 100.3275 | 0 | 0 | 14.7342 | 30.7057 | 30.6977 | 27.7741 | 0 | 0 | 0 | 0 | 286.474 | 705.2575 | 817.3955 | 950.9776 | 0 | 0 | 0 | 0 | 0 | -4.8733 | -20.8461 | -27.1017 | 0 | 0 | 0 | 0 | 34.2931 | -123.3185 | -128.6513 | -155.246 | 0.37749 | 0.2322 | 0.2322 | 0 | 12.9453 | -28.6346 | -29.873 | 0
11 | 17 | 12 | 709.9184 | 704.0165 | 694.8313 | 792.2185 | 378.8299 | 100.3275 | 0 | 0 | 14.0593 | 27.7741 | 27.7741 | 27.7741 | 0 | 0 | 0 | 0 | 305.2929 | 740.062 | 863.4529 | 996.2617 | 0 | 0 | 0 | 0 | -0.24866 | -11.9435 | -23.8328 | -49.109 | 0 | 0 | 0 | 0 | 11.9849 | -152.2036 | -172.5628 | -182.7083 | 0.38446 | 0.2322 | 0.2322 | 0 | 4.6077 | -35.3418 | -40.0693 | 0
11 | 17 | 13 | 699.3989 | 694.9292 | 687.319 | 784.8058 | 378.8299 | 100.3275 | 0 | 0 | 13.9315 | 28.4655 | 30.6806 | 27.7741 | 0 | 0 | 0 | 0 | 302.3655 | 740.4361 | 871.8825 | 1002.9675 | 0 | 0 | 0 | 0 | -0.58165 | -11.3775 | -23.8242 | -51.1704 | 0 | 0 | 0 | 0 | 4.8537 | -162.9224 | -191.4199 | -194.7655 | 0.38397 | 0.2322 | 0.2322 | 0 | 1.8637 | -37.8307 | -44.448 | 0
11 | 17 | 14 | 684.7781 | 680.9031 | 673.9016 | 769.6787 | 378.8299 | 100.3275 | 0 | 0 | 13.7942 | 30.6868 | 27.7741 | 27.7741 | 0 | 0 | 0 | 0 | 292.9472 | 717.3434 | 842.7609 | 972.1769 | 0 | 0 | 0 | 0 | -0.25201 | -12.2512 | -23.1014 | -44.0558 | 0 | 0 | 0 | 0 | -0.54119 | -155.2034 | -173.5321 | -186.2165 | 0.38397 | 0.2322 | 0.2322 | 0 | -0.2078 | -36.0384 | -40.2944 | 0
11 | 17 | 15 | 674.7752 | 671.7242 | 665.6343 | 760.8584 | 378.8299 | 100.3275 | 0 | 0 | 14.9652 | 27.7741 | 27.7741 | 27.7741 | 0 | 0 | 0 | 0 | 291.86 | 659.7613 | 774.078 | 894.8939 | 0 | 0 | 0 | 0 | -0.0973 | -7.2587 | -15.1159 | -38.4146 | 0 | 0 | 0 | 0 | -10.7826 | -108.88 | -121.1019 | -123.395 | 0.38285 | 0.2322 | 0.2322 | 0 | -4.1281 | -25.282 | -28.12 | 0
11 | 17 | 16 | 673.9994 | 673.9866 | 671.3362 | 770.4567 | 378.8299 | 100.3275 | 0 | 0 | 18.1956 | 32.7981 | 34.9445 | 39.7253 | 0 | 0 | 0 | 0 | 339.1396 | 572.6343 | 665.6243 | 763.2715 | 0 | 0 | 0 | 0 | -0.071151 | -1.9097 | -3.7617 | 3.5743 | 0 | 0 | 0 | 0 | -62.0945 | -29.8636 | -25.471 | -36.1145 | 0.36639 | 0.37183 | 0.37526 | 0.38586 | -22.7508 | -11.1041 | -9.5582 | -13.9353
11 | 17 | 17 | 706.7348 | 709.2363 | 709.3174 | 816.6182 | 378.8299 | 100.3275 | 0 | 0 | 29.8966 | 46.4106 | 45.4549 | 53.8044 | 0 | 0 | 0 | 0 | 322.7066 | 382.8913 | 440.7414 | 536.3275 | 141.5984 | 151.5027 | 151.5027 | 151.5027 | -0.29313 | -1.7932 | -0.62566 | 1.6231 | 0 | 0 | 0 | 0 | -166.0035 | 29.8974 | 72.244 | 73.3606 | 0.37929 | 0.39223 | 0.38711 | 0.38707 | -62.9629 | 11.7266 | 27.9664 | 28.3959
11 | 17 | 18 | 800.407 | 808.346 | 814.5993 | 943.9542 | 378.8299 | 100.3275 | 0 | 0 | 33.0711 | 59.8362 | 59.3167 | 68.0639 | 0 | 0 | 0 | 0 | 323.8464 | 337.914 | 391.8702 | 496.0785 | 141.5984 | 151.5027 | 151.5027 | 151.5027 | -0.18236 | -0.91345 | 0.47245 | 8.7112 | 0 | 0 | 0 | 0 | -76.7563 | 159.679 | 211.4372 | 219.5978 | 0.38908 | 0.39443 | 0.3893 | 0.38442 | -29.8647 | 62.9825 | 82.3135 | 84.4177
11 | 17 | 19 | 807.1587 | 817.9109 | 827.3405 | 961.4615 | 378.8299 | 100.3275 | 0 | 0 | 32.9493 | 67.5731 | 68.008 | 71.6342 | 0 | 0 | 0 | 0 | 339.6398 | 354.763 | 403.571 | 524.7801 | 141.5984 | 151.5027 | 151.5027 | 151.5027 | -0.019737 | -0.56854 | 3.3931 | 55.1423 | 0 | 0 | 0 | 0 | -85.839 | 144.3131 | 200.8656 | 158.4022 | 0.39237 | 0.3967 | 0.39262 | 0.38839 | -33.681 | 57.249 | 78.8634 | 61.5226
11 | 17 | 20 | 789.9339 | 801.5187 | 811.9455 | 944.5977 | 378.8299 | 100.3275 | 0 | 0 | 35.8186 | 65.8844 | 69.8143 | 78.1454 | 0 | 0 | 0 | 0 | 335.7635 | 343.992 | 390.3186 | 527.5134 | 141.5984 | 151.5027 | 151.5027 | 151.5027 | -0.0096989 | -0.86306 | 0.72651 | 13.9959 | 0 | 0 | 0 | 0 | -102.0667 | 140.6752 | 199.5833 | 173.4403 | 0.3924 | 0.39622 | 0.39194 | 0.38777 | -40.0513 | 55.7389 | 78.2252 | 67.2552
11 | 17 | 21 | 765.5381 | 777.313 | 788.0898 | 917.5161 | 378.8299 | 100.3275 | 0 | 0 | 36.8259 | 68.1324 | 72.1223 | 80.4656 | 0 | 0 | 0 | 0 | 287.7144 | 289.527 | 332.1003 | 469.7152 | 141.5984 | 151.5027 | 151.5027 | 151.5027 | 0.1841 | 0.97967 | 1.7584 | 38.0751 | 0 | 0 | 0 | 0 | -79.6146 | 166.8437 | 230.606 | 177.7574 | 0.39025 | 0.39436 | 0.39015 | 0.38582 | -31.0693 | 65.7969 | 89.9712 | 68.5823
11 | 17 | 22 | 722.5521 | 734.3989 | 745.4683 | 868.7868 | 378.8299 | 100.3275 | 0 | 0 | 35.4832 | 72.426 | 74.7115 | 79.7509 | 0 | 0 | 0 | 0 | 266.8077 | 264.4596 | 303.5352 | 434.5729 | 141.5984 | 151.5027 | 151.5027 | 151.5027 | 0.17673 | 0.97246 | 2.1037 | 13.2218 | 0 | 0 | 0 | 0 | -100.3438 | 144.7106 | 213.6151 | 189.7385 | 0.38615 | 0.39118 | 0.3871 | 0.38217 | -38.7473 | 56.6077 | 82.6914 | 72.5119
11 | 17 | 23 | 669.3613 | 681.212 | 692.5542 | 808.2233 | 378.8299 | 100.3275 | 0 | 0 | 32.9753 | 68.6402 | 76.7012 | 72.5246 | 0 | 0 | 0 | 0 | 270.1255 | 264.6645 | 307.4788 | 436.4336 | 0 | 0 | 0 | 0 | 0.52076 | 3.5069 | 8.9512 | 7.2119 | 0 | 0 | 0 | 0 | -13.0901 | 244.0728 | 299.423 | 292.0532 | 0.37881 | 0.38565 | 0.38202 | 0.38151 | -4.9587 | 94.127 | 114.387 | 111.4204
11 | 17 | 24 | 613.5 | 622.9915 | 631.8508 | 736.0955 | 378.8299 | 100.3275 | 0 | 0 | 30.7924 | 63.5113 | 63.9871 | 66.2347 | 0 | 0 | 0 | 0 | 326.393 | 314.9852 | 365.8583 | 495.709 | 0 | 0 | 0 | 0 | 0.15594 | 6.6196 | 15.3157 | -0.271 | 0 | 0 | 0 | 0 | -122.6712 | 137.5479 | 186.6897 | 174.4228 | 0.37303 | 0.37589 | 0.37336 | 0.37439 | -45.7598 | 51.7025 | 69.7034 | 65.3023
11 | 18 | 1 | 568.0786 | 574.6207 | 580.3151 | 673.9656 | 378.8299 | 100.3275 | 0 | 0 | 29.0979 | 58.8597 | 58.4858 | 57.6125 | 0 | 0 | 0 | 0 | 334.3218 | 322.4669 | 385.0208 | 517.6691 | 0 | 0 | 0 | 0 | 0.10687 | 4.7454 | 10.6439 | 3.9312 | 0 | 0 | 0 | 0 | -174.2779 | 88.2213 | 126.1646 | 94.7528 | 0.3688 | 0.37024 | 0.36683 | 0.36949 | -64.2742 | 32.663 | 46.2814 | 35.0105
11 | 18 | 2 | 539.1696 | 542.9323 | 545.5771 | 631.2536 | 378.8299 | 100.3275 | 0 | 0 | 20.1346 | 61.4723 | 55.4048 | 48.0287 | 0 | 0 | 0 | 0 | 304.7558 | 294.5778 | 363.7584 | 495.5085 | 0 | 0 | 0 | 0 | -0.29073 | 8.6358 | 13.9678 | -1.528 | 0 | 0 | 0 | 0 | -164.26 | 77.919 | 112.4462 | 89.2445 | 0.36982 | 0.36893 | 0.36693 | 0.36762 | -60.7463 | 28.7463 | 41.2603 | 32.8082
11 | 18 | 3 | 522.9956 | 524.3786 | 524.4125 | 604.6189 | 378.8299 | 100.3275 | 0 | 0 | 16.7853 | 47.6591 | 45.219 | 39.8086 | 0 | 0 | 0 | 0 | 289.7699 | 283.3387 | 356.0229 | 484.8089 | 0 | 0 | 0 | 0 | -0.24829 | 1.0341 | -0.80331 | 0.55404 | 0 | 0 | 0 | 0 | -162.1412 | 92.0192 | 123.9739 | 79.4474 | 0.37 | 0.37041 | 0.36674 | 0.36591 | -59.9924 | 34.0849 | 45.4667 | 29.0706
11 | 18 | 4 | 511.4955 | 510.7517 | 508.3923 | 584.0076 | 378.8299 | 100.3275 | 0 | 0 | 15.3835 | 49.6662 | 45.8697 | 39.6062 | 0 | 0 | 0 | 0 | 295.0743 | 290.6564 | 368.1012 | 494.016 | 0 | 0 | 0 | 0 | -0.078097 | 0.34581 | -0.0048636 | -0.035175 | 0 | 0 | 0 | 0 | -177.7142 | 69.7558 | 94.4263 | 50.4206 | 0.37047 | 0.36757 | 0.36593 | 0.36392 | -65.8385 | 25.64 | 34.5534 | 18.3492
11 | 18 | 5 | 515.9579 | 512.7558 | 507.5058 | 580.272 | 378.8299 | 100.3275 | 0 | 0 | 22.1396 | 61.8422 | 57.127 | 40.9455 | 0 | 0 | 0 | 0 | 268.3255 | 267.3391 | 344.3154 | 469.7077 | 0 | 0 | 0 | 0 | -0.13502 | 5.0377 | -2.2993 | 11.1778 | 0 | 0 | 0 | 0 | -153.2021 | 78.2093 | 108.3627 | 58.4411 | 0.3683 | 0.36546 | 0.36536 | 0.36382 | -56.4238 | 28.5821 | 39.5912 | 21.2622
11 | 18 | 6 | 536.2748 | 530.276 | 521.6202 | 593.2242 | 378.8299 | 100.3275 | 0 | 0 | 30.472 | 65.922 | 64.0174 | 59.1587 | 0 | 0 | 0 | 0 | 238.6546 | 242.0988 | 313.5489 | 439.2111 | 0 | 0 | 0 | 0 | 0.017371 | 5.5893 | 10.4015 | -8.3119 | 0 | 0 | 0 | 0 | -111.6991 | 116.3385 | 133.6524 | 103.1663 | 0.3671 | 0.37164 | 0.36654 | 0.36504 | -41.005 | 43.2355 | 48.9887 | 37.6602
11 | 18 | 7 | 565.3692 | 557.3934 | 546.2951 | 619.3101 | 378.8299 | 100.3275 | 0 | 0 | 33.6016 | 55.6237 | 53.4008 | 53.1051 | 0 | 0 | 0 | 0 | 227.3672 | 262.4216 | 330.1078 | 456.4408 | 0 | 0 | 0 | 0 | 0.30342 | 6.1253 | 17.1003 | 16.0339 | 0 | 0 | 0 | 0 | -74.7329 | 132.8953 | 145.6862 | 93.7303 | 0.37421 | 0.37971 | 0.37449 | 0.37153 | -27.9657 | 50.4622 | 54.5577 | 34.8235
11 | 18 | 8 | 596.6922 | 587.5777 | 574.9529 | 650.7468 | 378.8299 | 100.3275 | 0 | 0 | 30.6058 | 38.3959 | 38.4205 | 35.898 | 0 | 0 | 0 | 0 | 299.9839 | 493.5832 | 581.5587 | 706.9425 | 0 | 0 | 0 | 0 | -0.22327 | -3.7794 | -2.8607 | -4.9072 | 0 | 0 | 0 | 0 | -112.5042 | -40.9494 | -42.1657 | -87.1866 | 0.37146 | 0.3818 | 0.38331 | 0.37768 | -41.7912 | -15.6346 | -16.1626 | -32.9288
11 | 18 | 9 | 638.5329 | 630.3861 | 618.7368 | 702.0881 | 378.8299 | 100.3275 | 0 | 0 | 22.3857 | 35.0185 | 35.6107 | 34.456 | 0 | 0 | 0 | 0 | 351.4807 | 661.9889 | 771.0629 | 899.1983 | 0 | 0 | 0 | 0 | 0.10687 | -1.1379 | 0.46491 | -8.5545 | 0 | 0 | 0 | 0 | -114.2703 | -165.8109 | -188.4018 | -223.0118 | 0.37123 | 0.22113 | 0.22 | 0.23066 | -42.4205 | -36.6664 | -41.4491 | -51.4389
11 | 18 | 10 | 670.805 | 663.1922 | 652.1111 | 741.1701 | 378.8299 | 100.3275 | 0 | 0 | 13.8929 | 28.4539 | 30.2144 | 35.6924 | 0 | 0 | 0 | 0 | 379.4153 | 753.3949 | 866.7271 | 1005.3069 | 0 | 0 | 0 | 0 | 0 | -4.5381 | -10.4019 | -22.4549 | 0 | 0 | 0 | 0 | -101.3332 | -214.446 | -234.4285 | -277.3743 | 0.3751 | 0.22969 | 0.22687 | 0.23713 | -38.0104 | -49.2556 | -53.1859 | -65.7735
11 | 18 | 11 | 690.7305 | 683.8031 | 673.475 | 766.5266 | 378.8299 | 100.3275 | 0 | 0 | 14.7342 | 30.7057 | 30.6977 | 27.7741 | 0 | 0 | 0 | 0 | 421.216 | 842.8925 | 978.8593 | 1134.1339 | 0 | 0 | 0 | 0 | 0 | -4.8733 | -20.8461 | -27.1017 | 0 | 0 | 0 | 0 | -124.0496 | -285.2492 | -315.236 | -368.2796 | 0.37749 | 0.2322 | 0.2322 | 0 | -46.8275 | -66.2351 | -73.1982 | 0
11 | 18 | 12 | 693.5979 | 687.2101 | 677.4478 | 771.5382 | 378.8299 | 100.3275 | 0 | 0 | 14.0593 | 27.7741 | 27.7741 | 27.7741 | 0 | 0 | 0 | 0 | 448.2963 | 893.0505 | 1052.8462 | 1215.9354 | 0 | 0 | 0 | 0 | -0.24866 | -11.9435 | -23.8328 | -49.109 | 0 | 0 | 0 | 0 | -147.3389 | -321.9985 | -379.3397 | -423.0623 | 0.38446 | 0.2322 | 0.2322 | 0 | -56.6458 | -74.7683 | -88.0832 | 0
11 | 18 | 13 | 684.2452 | 679.3293 | 671.1896 | 765.6227 | 378.8299 | 100.3275 | 0 | 0 | 13.9315 | 28.4655 | 30.6806 | 27.7741 | 0 | 0 | 0 | 0 | 461.7356 | 899.6952 | 1065.5317 | 1228.4498 | 0 | 0 | 0 | 0 | -0.58165 | -11.3775 | -23.8242 | -51.1704 | 0 | 0 | 0 | 0 | -169.6701 | -337.7813 | -401.1985 | -439.4309 | 0.38397 | 0.2322 | 0.2322 | 0 | -65.1491 | -78.4331 | -93.1588 | 0
11 | 18 | 14 | 675.0779 | 670.9145 | 663.5706 | 757.3889 | 378.8299 | 100.3275 | 0 | 0 | 13.7942 | 30.6868 | 27.7741 | 27.7741 | 0 | 0 | 0 | 0 | 459.2447 | 893.3214 | 1079.5008 | 1236.7796 | 0 | 0 | 0 | 0 | -0.25201 | -12.2512 | -23.1014 | -44.0558 | 0 | 0 | 0 | 0 | -176.5389 | -341.1699 | -420.603 | -463.109 | 0.38397 | 0.2322 | 0.2322 | 0 | -67.7865 | -79.2199 | -97.6646 | 0
11 | 18 | 15 | 668.6564 | 665.4222 | 659.1147 | 753.1014 | 378.8299 | 100.3275 | 0 | 0 | 14.9652 | 27.7741 | 27.7741 | 27.7741 | 0 | 0 | 0 | 0 | 397.1054 | 787.6297 | 969.4098 | 1110.507 | 0 | 0 | 0 | 0 | -0.0973 | -7.2587 | -15.1159 | -38.4146 | 0 | 0 | 0 | 0 | -122.1468 | -243.0504 | -322.9533 | -346.7651 | 0.38285 | 0.2322 | 0.2322 | 0 | -46.7638 | -56.4365 | -74.9902 | 0
11 | 18 | 16 | 671.3463 | 671.2541 | 668.5094 | 767.0934 | 378.8299 | 100.3275 | 0 | 0 | 18.1956 | 32.7981 | 34.9445 | 39.7253 | 0 | 0 | 0 | 0 | 274.3913 | 528.6156 | 681.9627 | 801.0104 | 0 | 0 | 0 | 0 | -0.071151 | -1.9097 | -3.7617 | 3.5743 | 0 | 0 | 0 | 0 | 0.00061509 | 11.4227 | -44.6361 | -77.2166 | 0.36639 | 0.37183 | 0.37526 | 0.38586 | 0.00022536 | 4.2473 | -16.75 | -29.7952
11 | 18 | 17 | 717.6085 | 720.4154 | 720.8584 | 830.3292 | 378.8299 | 100.3275 | 0 | 0 | 29.8966 | 46.4106 | 45.4549 | 53.8044 | 0 | 0 | 0 | 0 | 152.1937 | 226.2639 | 356.971 | 468.255 | 141.5984 | 151.5027 | 151.5027 | 151.5027 | -0.29313 | -1.7932 | -0.62566 | 1.6231 | 0 | 0 | 0 | 0 | 15.3831 | 197.7039 | 167.5553 | 155.144 | 0.37929 | 0.39223 | 0.38711 | 0.38707 | 5.8346 | 77.5454 | 64.8624 | 60.0521
11 | 18 | 18 | 820.5026 | 829.0155 | 835.9492 | 969.3281 | 378.8299 | 100.3275 | 0 | 0 | 33.0711 | 59.8362 | 59.3167 | 68.0639 | 0 | 0 | 0 | 0 | 132.2316 | 153.5266 | 301.3632 | 423.5314 | 141.5984 | 151.5027 | 151.5027 | 151.5027 | -0.18236 | -0.91345 | 0.47245 | 8.7112 | 0 | 0 | 0 | 0 | 134.954 | 364.7359 | 323.2941 | 317.5188 | 0.38908 | 0.39443 | 0.3893 | 0.38442 | 52.5084 | 143.8635 | 125.86 | 122.0605
11 | 18 | 19 | 834.4468 | 845.9777 | 856.3303 | 995.9146 | 378.8299 | 100.3275 | 0 | 0 | 32.9493 | 67.5731 | 68.008 | 71.6342 | 0 | 0 | 0 | 0 | 141.2492 | 169.5612 | 325.9758 | 458.7163 | 141.5984 | 151.5027 | 151.5027 | 151.5027 | -0.019737 | -0.56854 | 3.3931 | 55.1423 | 0 | 0 | 0 | 0 | 139.8398 | 357.5817 | 307.4506 | 258.9191 | 0.39237 | 0.3967 | 0.39262 | 0.38839 | 54.8695 | 141.8526 | 120.7106 | 100.5629
11 | 18 | 20 | 815.5951 | 827.9159 | 839.2153 | 977.0106 | 378.8299 | 100.3275 | 0 | 0 | 35.8186 | 65.8844 | 69.8143 | 78.1454 | 0 | 0 | 0 | 0 | 137.9803 | 166.5839 | 324.8004 | 454.8068 | 141.5984 | 151.5027 | 151.5027 | 151.5027 | -0.0096989 | -0.86306 | 0.72651 | 13.9959 | 0 | 0 | 0 | 0 | 121.3776 | 344.4804 | 292.3713 | 278.5597 | 0.3924 | 0.39622 | 0.39194 | 0.38777 | 47.6289 | 136.4915 | 114.5928 | 108.0175
11 | 18 | 21 | 788.7982 | 801.2331 | 812.7919 | 946.8696 | 378.8299 | 100.3275 | 0 | 0 | 36.8259 | 68.1324 | 72.1223 | 80.4656 | 0 | 0 | 0 | 0 | 108.5591 | 135.7616 | 293.7925 | 419.3026 | 141.5984 | 151.5027 | 151.5027 | 151.5027 | 0.1841 | 0.97967 | 1.7584 | 38.0751 | 0 | 0 | 0 | 0 | 122.8009 | 344.5291 | 293.6159 | 257.5236 | 0.39025 | 0.39436 | 0.39015 | 0.38582 | 47.9225 | 135.8693 | 114.5545 | 99.3576
11 | 18 | 22 | 738.3534 | 750.6458 | 762.2431 | 888.7175 | 378.8299 | 100.3275 | 0 | 0 | 35.4832 | 72.426 | 74.7115 | 79.7509 | 0 | 0 | 0 | 0 | 94.1715 | 121.0923 | 280.3281 | 405.6901 | 141.5984 | 151.5027 | 151.5027 | 151.5027 | 0.17673 | 0.97246 | 2.1037 | 13.2218 | 0 | 0 | 0 | 0 | 88.0937 | 304.3249 | 253.597 | 238.5519 | 0.38615 | 0.39118 | 0.3871 | 0.38217 | 34.017 | 119.0454 | 98.1686 | 91.1668
11 | 18 | 23 | 669.8522 | 681.7116 | 693.0638 | 808.8235 | 378.8299 | 100.3275 | 0 | 0 | 32.9753 | 68.6402 | 76.7012 | 72.5246 | 0 | 0 | 0 | 0 | 106.3779 | 134.9942 | 295.3174 | 422.1264 | 0 | 0 | 0 | 0 | 0.52076 | 3.5069 | 8.9512 | 7.2119 | 0 | 0 | 0 | 0 | 151.1484 | 374.2427 | 312.0941 | 306.9606 | 0.37881 | 0.38565 | 0.38202 | 0.38151 | 57.257 | 144.3271 | 119.2276 | 117.1077
11 | 18 | 24 | 598.467 | 607.5296 | 615.8805 | 717.1156 | 378.8299 | 100.3275 | 0 | 0 | 30.7924 | 63.5113 | 63.9871 | 66.2347 | 0 | 0 | 0 | 0 | 112.8469 | 142.8699 | 307.3195 | 434.677 | 0 | 0 | 0 | 0 | 0.15594 | 6.6196 | 15.3157 | -0.271 | 0 | 0 | 0 | 0 | 75.8418 | 294.2013 | 229.2583 | 216.475 | 0.37303 | 0.37589 | 0.37336 | 0.37439 | 28.2911 | 110.5866 | 85.597 | 81.0462
11 | 19 | 1 | 549.8242 | 555.8483 | 560.9287 | 650.9285 | 378.8299 | 100.3275 | 0 | 0 | 29.0979 | 58.8597 | 58.4858 | 57.6125 | 0 | 0 | 0 | 0 | 107.8077 | 141.7657 | 311.9888 | 439.9233 | 0 | 0 | 0 | 0 | 0.10687 | 4.7454 | 10.6439 | 3.9312 | 0 | 0 | 0 | 0 | 33.9818 | 250.15 | 179.8102 | 149.4616 | 0.3688 | 0.37024 | 0.36683 | 0.36949 | 12.5326 | 92.6155 | 65.9605 | 55.225
11 | 19 | 2 | 527.2069 | 530.636 | 532.8858 | 616.1785 | 378.8299 | 100.3275 | 0 | 0 | 20.1346 | 61.4723 | 55.4048 | 48.0287 | 0 | 0 | 0 | 0 | 99.1775 | 140.2069 | 312.9237 | 441 | 0 | 0 | 0 | 0 | -0.29073 | 8.6358 | 13.9678 | -1.528 | 0 | 0 | 0 | 0 | 29.3556 | 219.9935 | 150.5896 | 128.6779 | 0.36982 | 0.36893 | 0.36693 | 0.36762 | 10.8562 | 81.1613 | 55.2565 | 47.3048
11 | 19 | 3 | 516.4388 | 517.6411 | 517.4613 | 596.3643 | 378.8299 | 100.3275 | 0 | 0 | 16.7853 | 47.6591 | 45.219 | 39.8086 | 0 | 0 | 0 | 0 | 97.9101 | 145.065 | 322.7102 | 457.3299 | 0 | 0 | 0 | 0 | -0.24829 | 1.0341 | -0.80331 | 0.55404 | 0 | 0 | 0 | 0 | 23.1617 | 223.5554 | 150.3354 | 98.6718 | 0.37 | 0.37041 | 0.36674 | 0.36591 | 8.5699 | 82.8072 | 55.1346 | 36.105
11 | 19 | 4 | 514.3189 | 513.6628 | 511.4079 | 587.5989 | 378.8299 | 100.3275 | 0 | 0 | 15.3835 | 49.6662 | 45.8697 | 39.6062 | 0 | 0 | 0 | 0 | 108.8281 | 160.6243 | 340.6301 | 481.0126 | 0 | 0 | 0 | 0 | -0.078097 | 0.34581 | -0.0048636 | -0.035175 | 0 | 0 | 0 | 0 | 11.3554 | 202.6991 | 124.913 | 67.0152 | 0.37047 | 0.36757 | 0.36593 | 0.36392 | 4.2069 | 74.5056 | 45.7093 | 24.3884
11 | 19 | 5 | 534.9157 | 532.2664 | 527.6725 | 604.2515 | 378.8299 | 100.3275 | 0 | 0 | 22.1396 | 61.8422 | 57.127 | 40.9455 | 0 | 0 | 0 | 0 | 108.7908 | 162.4309 | 345.2745 | 487.5248 | 0 | 0 | 0 | 0 | -0.13502 | 5.0377 | -2.2993 | 11.1778 | 0 | 0 | 0 | 0 | 25.2904 | 202.6282 | 127.5703 | 64.6035 | 0.3683 | 0.36546 | 0.36536 | 0.36382 | 9.3144 | 74.0518 | 46.6089 | 23.5042
11 | 19 | 6 | 592.1647 | 587.7768 | 581.0313 | 663.8484 | 378.8299 | 100.3275 | 0 | 0 | 30.472 | 65.922 | 64.0174 | 59.1587 | 0 | 0 | 0 | 0 | 99.1045 | 156.2518 | 341.0944 | 476.8754 | 0 | 0 | 0 | 0 | 0.017371 | 5.5893 | 10.4015 | -8.3119 | 0 | 0 | 0 | 0 | 83.7409 | 259.6863 | 165.5179 | 136.1262 | 0.3671 | 0.37164 | 0.36654 | 0.36504 | 30.7414 | 96.5087 | 60.6687 | 49.692
11 | 19 | 7 | 689.7891 | 685.38 | 678.5102 | 776.459 | 378.8299 | 100.3275 | 0 | 0 | 33.6016 | 55.6237 | 53.4008 | 53.1051 | 0 | 0 | 0 | 0 | 105.5025 | 197.5411 | 375.561 | 508.4027 | 0 | 0 | 0 | 0 | 0.30342 | 6.1253 | 17.1003 | 16.0339 | 0 | 0 | 0 | 0 | 171.5517 | 325.7624 | 232.4481 | 198.9173 | 0.37421 | 0.37971 | 0.37449 | 0.37153 | 64.1961 | 123.6966 | 87.0489 | 73.9036
11 | 19 | 8 | 749.7459 | 745.0208 | 737.6001 | 844.0686 | 378.8299 | 100.3275 | 0 | 0 | 30.6058 | 38.3959 | 38.4205 | 35.898 | 0 | 0 | 0 | 0 | 172.0184 | 400.0247 | 576.4398 | 713.4419 | 0 | 0 | 0 | 0 | -0.22327 | -3.7794 | -2.8607 | -4.9072 | 0 | 0 | 0 | 0 | 168.515 | 210.0521 | 125.6004 | 99.6359 | 0.37146 | 0.3818 | 0.38331 | 0.37768 | 62.5972 | 80.1984 | 48.1442 | 37.6306
11 | 19 | 9 | 767.2224 | 762.7803 | 755.5241 | 864.6875 | 378.8299 | 100.3275 | 0 | 0 | 22.3857 | 35.0185 | 35.6107 | 34.456 | 0 | 0 | 0 | 0 | 234.8032 | 558.4049 | 717.1952 | 853.8721 | 0 | 0 | 0 | 0 | 0.10687 | -1.1379 | 0.46491 | -8.5545 | 0 | 0 | 0 | 0 | 131.0966 | 70.1673 | 2.2533 | -15.0862 | 0.37123 | 0.22113 | 0.22 | 0.23066 | 48.6669 | 15.5164 | 0.49573 | -3.4797
11 | 19 | 10 | 782.0957 | 777.7011 | 770.437 | 881.839 | 378.8299 | 100.3275 | 0 | 0 | 13.8929 | 28.4539 | 30.2144 | 35.6924 | 0 | 0 | 0 | 0 | 271.3457 | 646.4215 | 785.3849 | 937.4786 | 0 | 0 | 0 | 0 | 0 | -4.5381 | -10.4019 | -22.4549 | 0 | 0 | 0 | 0 | 118.0272 | 7.0364 | -34.7604 | -68.877 | 0.3751 | 0.22969 | 0.22687 | 0.23713 | 44.2723 | 1.6162 | -7.8863 | -16.3327
11 | 19 | 11 | 791.5961 | 787.5898 | 780.7266 | 894.0345 | 378.8299 | 100.3275 | 0 | 0 | 14.7342 | 30.7057 | 30.6977 | 27.7741 | 0 | 0 | 0 | 0 | 310.463 | 722.9037 | 861.9342 | 1031.161 | 0 | 0 | 0 | 0 | 0 | -4.8733 | -20.8461 | -27.1017 | 0 | 0 | 0 | 0 | 87.5691 | -61.4736 | -91.0593 | -137.7988 | 0.37749 | 0.2322 | 0.2322 | 0 | 33.0565 | -14.2742 | -21.1441 | 0
11 | 19 | 12 | 788.8288 | 785.204 | 778.7193 | 891.9419 | 378.8299 | 100.3275 | 0 | 0 | 14.0593 | 27.7741 | 27.7741 | 27.7741 | 0 | 0 | 0 | 0 | 347.1611 | 788.2643 | 947.8472 | 1127.8515 | 0 | 0 | 0 | 0 | -0.24866 | -11.9435 | -23.8328 | -49.109 | 0 | 0 | 0 | 0 | 49.0272 | -119.2183 | -173.0691 | -214.5747 | 0.38446 | 0.2322 | 0.2322 | 0 | 18.849 | -27.6826 | -40.1869 | 0
11 | 19 | 13 | 778.5671 | 776.3855 | 771.4892 | 884.8682 | 378.8299 | 100.3275 | 0 | 0 | 13.9315 | 28.4655 | 30.6806 | 27.7741 | 0 | 0 | 0 | 0 | 396.5301 | 842.9384 | 1017.466 | 1206.1331 | 0 | 0 | 0 | 0 | -0.58165 | -11.3775 | -23.8242 | -51.1704 | 0 | 0 | 0 | 0 | -10.1428 | -183.9684 | -252.8332 | -297.8686 | 0.38397 | 0.2322 | 0.2322 | 0 | -3.8946 | -42.7176 | -58.7082 | 0
11 | 19 | 14 | 771.8767 | 770.5138 | 766.4915 | 879.7454 | 378.8299 | 100.3275 | 0 | 0 | 13.7942 | 30.6868 | 27.7741 | 27.7741 | 0 | 0 | 0 | 0 | 459.1266 | 919.2979 | 1107.3448 | 1300.4708 | 0 | 0 | 0 | 0 | -0.25201 | -12.2512 | -23.1014 | -44.0558 | 0 | 0 | 0 | 0 | -79.622 | -267.5472 | -345.526 | -404.4438 | 0.38397 | 0.2322 | 0.2322 | 0 | -30.5728 | -62.1247 | -80.2316 | 0
11 | 19 | 15 | 760.674 | 760.1027 | 756.9535 | 869.4167 | 378.8299 | 100.3275 | 0 | 0 | 14.9652 | 27.7741 | 27.7741 | 27.7741 | 0 | 0 | 0 | 0 | 458.67 | 892.3626 | 1071.5504 | 1253.0903 | 0 | 0 | 0 | 0 | -0.0973 | -7.2587 | -15.1159 | -38.4146 | 0 | 0 | 0 | 0 | -91.6938 | -253.1028 | -327.2551 | -373.0331 | 0.38285 | 0.2322 | 0.2322 | 0 | -35.1049 | -58.7707 | -75.9891 | 0
11 | 19 | 16 | 756.8319 | 759.209 | 759.3929 | 875.1354 | 378.8299 | 100.3275 | 0 | 0 | 18.1956 | 32.7981 | 34.9445 | 39.7253 | 0 | 0 | 0 | 0 | 405.4819 | 716.5204 | 855.1422 | 1002.4489 | 0 | 0 | 0 | 0 | -0.071151 | -1.9097 | -3.7617 | 3.5743 | 0 | 0 | 0 | 0 | -45.6043 | -88.5273 | -126.9321 | -170.6131 | 0.36639 | 0.37183 | 0.37526 | 0.38586 | -16.709 | -32.9169 | -47.6322 | -65.8336
11 | 19 | 17 | 786.5989 | 791.4019 | 794.2125 | 917.5357 | 378.8299 | 100.3275 | 0 | 0 | 29.8966 | 46.4106 | 45.4549 | 53.8044 | 0 | 0 | 0 | 0 | 323.168 | 467.8745 | 568.841 | 707.1087 | 141.5984 | 151.5027 | 151.5027 | 151.5027 | -0.29313 | -1.7932 | -0.62566 | 1.6231 | 0 | 0 | 0 | 0 | -86.6009 | 27.0798 | 29.0395 | 3.4968 | 0.37929 | 0.39223 | 0.38711 | 0.38707 | -32.8466 | 10.6215 | 11.2415 | 1.3535
11 | 19 | 18 | 886.6557 | 897.0709 | 906.2602 | 1052.9048 | 378.8299 | 100.3275 | 0 | 0 | 33.0711 | 59.8362 | 59.3167 | 68.0639 | 0 | 0 | 0 | 0 | 306.4168 | 405.4911 | 502.9455 | 642.6123 | 141.5984 | 151.5027 | 151.5027 | 151.5027 | -0.18236 | -0.91345 | 0.47245 | 8.7112 | 0 | 0 | 0 | 0 | 26.9219 | 180.8268 | 192.0228 | 182.0147 | 0.38908 | 0.39443 | 0.3893 | 0.38442 | 10.4749 | 71.3239 | 74.7554 | 69.97
11 | 19 | 19 | 893.5376 | 906.7726 | 919.1462 | 1070.5872 | 378.8299 | 100.3275 | 0 | 0 | 32.9493 | 67.5731 | 68.008 | 71.6342 | 0 | 0 | 0 | 0 | 284.6689 | 387.0272 | 486.8081 | 631.1749 | 141.5984 | 151.5027 | 151.5027 | 151.5027 | -0.019737 | -0.56854 | 3.3931 | 55.1423 | 0 | 0 | 0 | 0 | 55.5108 | 200.9106 | 209.4343 | 161.1331 | 0.39237 | 0.3967 | 0.39262 | 0.38839 | 21.781 | 79.7012 | 82.2276 | 62.5833
11 | 19 | 20 | 873.0452 | 887.0198 | 900.2805 | 1049.5989 | 378.8299 | 100.3275 | 0 | 0 | 35.8186 | 65.8844 | 69.8143 | 78.1454 | 0 | 0 | 0 | 0 | 259.708 | 362.8313 | 474.6522 | 612.0855 | 141.5984 | 151.5027 | 151.5027 | 151.5027 | -0.0096989 | -0.86306 | 0.72651 | 13.9959 | 0 | 0 | 0 | 0 | 57.1 | 207.337 | 203.5847 | 193.8694 | 0.3924 | 0.39622 | 0.39194 | 0.38777 | 22.4062 | 82.1519 | 79.7935 | 75.177
11 | 19 | 21 | 836.3026 | 850.1221 | 863.3237 | 1006.9544 | 378.8299 | 100.3275 | 0 | 0 | 36.8259 | 68.1324 | 72.1223 | 80.4656 | 0 | 0 | 0 | 0 | 241.1794 | 341.7764 | 467.8878 | 611.0198 | 141.5984 | 151.5027 | 151.5027 | 151.5027 | 0.1841 | 0.97967 | 1.7584 | 38.0751 | 0 | 0 | 0 | 0 | 37.685 | 187.4034 | 170.0524 | 125.8911 | 0.39025 | 0.39436 | 0.39015 | 0.38582 | 14.7064 | 73.9048 | 66.3461 | 48.5712
11 | 19 | 22 | 769.7707 | 782.9928 | 795.6943 | 928.5069 | 378.8299 | 100.3275 | 0 | 0 | 35.4832 | 72.426 | 74.7115 | 79.7509 | 0 | 0 | 0 | 0 | 286.8526 | 377.197 | 530.3233 | 673.2676 | 141.5984 | 151.5027 | 151.5027 | 151.5027 | 0.17673 | 0.97246 | 2.1037 | 13.2218 | 0 | 0 | 0 | 0 | -73.1701 | 80.5672 | 37.0529 | 10.7639 | 0.38615 | 0.39118 | 0.3871 | 0.38217 | -28.2543 | 31.5162 | 14.3434 | 4.1136
11 | 19 | 23 | 691.7944 | 704.3059 | 716.4327 | 836.623 | 378.8299 | 100.3275 | 0 | 0 | 32.9753 | 68.6402 | 76.7012 | 72.5246 | 0 | 0 | 0 | 0 | 340.1728 | 425.7892 | 594.8212 | 726.9949 | 0 | 0 | 0 | 0 | 0.52076 | 3.5069 | 8.9512 | 7.2119 | 0 | 0 | 0 | 0 | -60.7043 | 106.042 | 35.9591 | 29.8916 | 0.37881 | 0.38565 | 0.38202 | 0.38151 | -22.9956 | 40.8952 | 13.7373 | 11.4039
11 | 19 | 24 | 617.435 | 627.0632 | 636.086 | 741.154 | 378.8299 | 100.3275 | 0 | 0 | 30.7924 | 63.5113 | 63.9871 | 66.2347 | 0 | 0 | 0 | 0 | 330.0598 | 421.1671 | 611.153 | 735.3544 | 0 | 0 | 0 | 0 | 0.15594 | 6.6196 | 15.3157 | -0.271 | 0 | 0 | 0 | 0 | -122.4031 | 35.4377 | -54.3697 | -60.1641 | 0.37303 | 0.37589 | 0.37336 | 0.37439 | -45.6598 | 13.3206 | -20.2997 | -22.5249
11 | 20 | 1 | 568.5836 | 575.1616 | 580.8995 | 674.682 | 378.8299 | 100.3275 | 0 | 0 | 29.0979 | 58.8597 | 58.4858 | 57.6125 | 0 | 0 | 0 | 0 | 283.2738 | 380.6574 | 583.1359 | 697.7427 | 0 | 0 | 0 | 0 | 0.10687 | 4.7454 | 10.6439 | 3.9312 | 0 | 0 | 0 | 0 | -122.7249 | 30.5716 | -71.366 | -84.6044 | 0.3688 | 0.37024 | 0.36683 | 0.36949 | -45.2613 | 11.3188 | -26.1795 | -31.2607
11 | 20 | 2 | 544.5593 | 548.4896 | 551.3337 | 638.1091 | 378.8299 | 100.3275 | 0 | 0 | 20.1346 | 61.4723 | 55.4048 | 48.0287 | 0 | 0 | 0 | 0 | 278.5911 | 375.6624 | 582.8355 | 694.9885 | 0 | 0 | 0 | 0 | -0.29073 | 8.6358 | 13.9678 | -1.528 | 0 | 0 | 0 | 0 | -132.7055 | 2.3916 | -100.8743 | -103.3801 | 0.36982 | 0.36893 | 0.36693 | 0.36762 | -49.0769 | 0.88233 | -37.0142 | -38.0048
11 | 20 | 3 | 531.96 | 533.6122 | 533.9659 | 615.9865 | 378.8299 | 100.3275 | 0 | 0 | 16.7853 | 47.6591 | 45.219 | 39.8086 | 0 | 0 | 0 | 0 | 249.7719 | 347.8015 | 557.6531 | 667.6053 | 0 | 0 | 0 | 0 | -0.24829 | 1.0341 | -0.80331 | 0.55404 | 0 | 0 | 0 | 0 | -113.1788 | 36.79 | -68.1028 | -91.9814 | 0.37 | 0.37041 | 0.36674 | 0.36591 | -41.8763 | 13.6274 | -24.9763 | -33.657
11 | 20 | 4 | 525.5507 | 525.2227 | 523.357 | 601.8076 | 378.8299 | 100.3275 | 0 | 0 | 15.3835 | 49.6662 | 45.8697 | 39.6062 | 0 | 0 | 0 | 0 | 245.732 | 344.4044 | 554.8972 | 653.3897 | 0 | 0 | 0 | 0 | -0.078097 | 0.34581 | -0.0048636 | -0.035175 | 0 | 0 | 0 | 0 | -114.3166 | 30.4788 | -77.405 | -91.1532 | 0.37047 | 0.36757 | 0.36593 | 0.36392 | -42.3513 | 11.203 | -28.3248 | -33.1728
11 | 20 | 5 | 542.8387 | 540.4223 | 536.1046 | 614.2795 | 378.8299 | 100.3275 | 0 | 0 | 22.1396 | 61.8422 | 57.127 | 40.9455 | 0 | 0 | 0 | 0 | 277.2162 | 373.9374 | 588.4963 | 676.5592 | 0 | 0 | 0 | 0 | -0.13502 | 5.0377 | -2.2993 | 11.1778 | 0 | 0 | 0 | 0 | -135.212 | -0.72251 | -107.2194 | -114.4029 | 0.3683 | 0.36546 | 0.36536 | 0.36382 | -49.7981 | -0.26405 | -39.1735 | -41.6223
11 | 20 | 6 | 595.0487 | 590.7555 | 584.1229 | 667.5353 | 378.8299 | 100.3275 | 0 | 0 | 30.472 | 65.922 | 64.0174 | 59.1587 | 0 | 0 | 0 | 0 | 270.7306 | 362.497 | 575.1665 | 664.2879 | 0 | 0 | 0 | 0 | 0.017371 | 5.5893 | 10.4015 | -8.3119 | 0 | 0 | 0 | 0 | -85.0012 | 56.4198 | -65.4625 | -47.5994 | 0.3671 | 0.37164 | 0.36654 | 0.36504 | -31.2041 | 20.9676 | -23.9945 | -17.3759
11 | 20 | 7 | 690.3059 | 685.9263 | 679.0924 | 777.1662 | 378.8299 | 100.3275 | 0 | 0 | 33.6016 | 55.6237 | 53.4008 | 53.1051 | 0 | 0 | 0 | 0 | 259.2533 | 356.9586 | 568.8964 | 651.4469 | 0 | 0 | 0 | 0 | 0.30342 | 6.1253 | 17.1003 | 16.0339 | 0 | 0 | 0 | 0 | 18.3177 | 166.8913 | 39.695 | 56.5802 | 0.37421 | 0.37971 | 0.37449 | 0.37153 | 6.8546 | 63.371 | 14.8653 | 21.0212
11 | 20 | 8 | 755.0519 | 750.4895 | 743.2624 | 850.8096 | 378.8299 | 100.3275 | 0 | 0 | 30.6058 | 38.3959 | 38.4205 | 35.898 | 0 | 0 | 0 | 0 | 266.8493 | 475.6265 | 715.446 | 792.3355 | 0 | 0 | 0 | 0 | -0.22327 | -3.7794 | -2.8607 | -4.9072 | 0 | 0 | 0 | 0 | 78.9901 | 139.9191 | -7.7435 | 27.4833 | 0.37146 | 0.3818 | 0.38331 | 0.37768 | 29.3419 | 53.4215 | -2.9682 | 10.3799
11 | 20 | 9 | 769.5471 | 765.1805 | 758.0144 | 867.6564 | 378.8299 | 100.3275 | 0 | 0 | 22.3857 | 35.0185 | 35.6107 | 34.456 | 0 | 0 | 0 | 0 | 313.2223 | 624.7002 | 894.4528 | 970.8955 | 0 | 0 | 0 | 0 | 0.10687 | -1.1379 | 0.46491 | -8.5545 | 0 | 0 | 0 | 0 | 55.0022 | 6.2723 | -172.514 | -129.1406 | 0.37123 | 0.22113 | 0.22 | 0.23066 | 20.4185 | 1.387 | -37.9538 | -29.787
11 | 20 | 10 | 784.4925 | 780.1689 | 772.9891 | 884.8747 | 378.8299 | 100.3275 | 0 | 0 | 13.8929 | 28.4539 | 30.2144 | 35.6924 | 0 | 0 | 0 | 0 | 336.3008 | 718.8902 | 1003.6217 | 1090.4316 | 0 | 0 | 0 | 0 | 0 | -4.5381 | -10.4019 | -22.4549 | 0 | 0 | 0 | 0 | 55.4688 | -62.9646 | -250.4451 | -218.7943 | 0.3751 | 0.22969 | 0.22687 | 0.23713 | 20.8065 | -14.4622 | -56.8197 | -51.8825
11 | 20 | 11 | 791.2408 | 787.2232 | 780.3465 | 893.5817 | 378.8299 | 100.3275 | 0 | 0 | 14.7342 | 30.7057 | 30.6977 | 27.7741 | 0 | 0 | 0 | 0 | 335.7772 | 764.9559 | 1059.6287 | 1157.8866 | 0 | 0 | 0 | 0 | 0 | -4.8733 | -20.8461 | -27.1017 | 0 | 0 | 0 | 0 | 61.8995 | -103.8926 | -289.1338 | -264.9773 | 0.37749 | 0.2322 | 0.2322 | 0 | 23.3664 | -24.1239 | -67.1373 | 0
11 | 20 | 12 | 786.1145 | 782.4017 | 775.8122 | 888.4761 | 378.8299 | 100.3275 | 0 | 0 | 14.0593 | 27.7741 | 27.7741 | 27.7741 | 0 | 0 | 0 | 0 | 322.0843 | 775.1909 | 1077.9734 | 1185.6856 | 0 | 0 | 0 | 0 | -0.24866 | -11.9435 | -23.8328 | -49.109 | 0 | 0 | 0 | 0 | 71.3896 | -108.9473 | -306.1025 | -275.8746 | 0.38446 | 0.2322 | 0.2322 | 0 | 27.4464 | -25.2976 | -71.0774 | 0
11 | 20 | 13 | 777.519 | 775.2921 | 770.3413 | 883.4884 | 378.8299 | 100.3275 | 0 | 0 | 13.9315 | 28.4655 | 30.6806 | 27.7741 | 0 | 0 | 0 | 0 | 304.1015 | 751.2304 | 1049.6077 | 1157.3897 | 0 | 0 | 0 | 0 | -0.58165 | -11.3775 | -23.8242 | -51.1704 | 0 | 0 | 0 | 0 | 81.2377 | -93.3537 | -286.1227 | -250.505 | 0.38397 | 0.2322 | 0.2322 | 0 | 31.1932 | -21.6768 | -66.4381 | 0
11 | 20 | 14 | 768.9444 | 767.4827 | 763.3426 | 875.9876 | 378.8299 | 100.3275 | 0 | 0 | 13.7942 | 30.6868 | 27.7741 | 27.7741 | 0 | 0 | 0 | 0 | 305.7026 | 756.1842 | 1054.9729 | 1160.8712 | 0 | 0 | 0 | 0 | -0.25201 | -12.2512 | -23.1014 | -44.0558 | 0 | 0 | 0 | 0 | 70.8697 | -107.4646 | -296.3031 | -268.602 | 0.38397 | 0.2322 | 0.2322 | 0 | 27.2122 | -24.9534 | -68.802 | 0
11 | 20 | 15 | 761.0071 | 760.4303 | 757.2739 | 869.7823 | 378.8299 | 100.3275 | 0 | 0 | 14.9652 | 27.7741 | 27.7741 | 27.7741 | 0 | 0 | 0 | 0 | 304.2511 | 704.0049 | 989.3202 | 1090.646 | 0 | 0 | 0 | 0 | -0.0973 | -7.2587 | -15.1159 | -38.4146 | 0 | 0 | 0 | 0 | 63.0582 | -64.4174 | -244.7045 | -210.2231 | 0.38285 | 0.2322 | 0.2322 | 0 | 24.1418 | -14.9578 | -56.8207 | 0
11 | 20 | 16 | 757.5774 | 759.9643 | 760.159 | 876.034 | 378.8299 | 100.3275 | 0 | 0 | 18.1956 | 32.7981 | 34.9445 | 39.7253 | 0 | 0 | 0 | 0 | 264.4649 | 543.654 | 788.5522 | 881.3251 | 0 | 0 | 0 | 0 | -0.071151 | -1.9097 | -3.7617 | 3.5743 | 0 | 0 | 0 | 0 | 96.1582 | 85.0944 | -59.576 | -48.5907 | 0.36639 | 0.37183 | 0.37526 | 0.38586 | 35.2313 | 31.6405 | -22.3564 | -18.7495
11 | 20 | 17 | 786.0641 | 790.8498 | 793.6398 | 916.853 | 378.8299 | 100.3275 | 0 | 0 | 29.8966 | 46.4106 | 45.4549 | 53.8044 | 0 | 0 | 0 | 0 | 205.4472 | 312.8059 | 537.5706 | 616.4236 | 141.5984 | 151.5027 | 151.5027 | 151.5027 | -0.29313 | -1.7932 | -0.62566 | 1.6231 | 0 | 0 | 0 | 0 | 30.5852 | 181.5963 | 59.7372 | 93.4992 | 0.37929 | 0.39223 | 0.38711 | 0.38707 | 11.6005 | 71.2275 | 23.1249 | 36.191
11 | 20 | 18 | 878.1459 | 888.3242 | 897.2332 | 1042.1827 | 378.8299 | 100.3275 | 0 | 0 | 33.0711 | 59.8362 | 59.3167 | 68.0639 | 0 | 0 | 0 | 0 | 201.6207 | 267.7422 | 492.1425 | 571.8983 | 141.5984 | 151.5027 | 151.5027 | 151.5027 | -0.18236 | -0.91345 | 0.47245 | 8.7112 | 0 | 0 | 0 | 0 | 123.2082 | 309.829 | 193.7987 | 242.0065 | 0.38908 | 0.39443 | 0.3893 | 0.38442 | 47.9383 | 122.2065 | 75.4468 | 93.0321
11 | 20 | 19 | 889.2267 | 902.3415 | 914.5728 | 1065.1547 | 378.8299 | 100.3275 | 0 | 0 | 32.9493 | 67.5731 | 68.008 | 71.6342 | 0 | 0 | 0 | 0 | 213.1383 | 275.7186 | 502.1441 | 591.3289 | 141.5984 | 151.5027 | 151.5027 | 151.5027 | -0.019737 | -0.56854 | 3.3931 | 55.1423 | 0 | 0 | 0 | 0 | 122.7306 | 307.7882 | 189.5248 | 195.5466 | 0.39237 | 0.3967 | 0.39262 | 0.38839 | 48.1563 | 122.0995 | 74.4108 | 75.9493
11 | 20 | 20 | 870.6682 | 884.5754 | 897.7562 | 1046.5993 | 378.8299 | 100.3275 | 0 | 0 | 35.8186 | 65.8844 | 69.8143 | 78.1454 | 0 | 0 | 0 | 0 | 201.4953 | 254.976 | 483.7686 | 580.0582 | 141.5984 | 151.5027 | 151.5027 | 151.5027 | -0.0096989 | -0.86306 | 0.72651 | 13.9959 | 0 | 0 | 0 | 0 | 112.9357 | 312.7479 | 191.944 | 222.8971 | 0.3924 | 0.39622 | 0.39194 | 0.38777 | 44.3163 | 123.9183 | 75.231 | 86.4332
11 | 20 | 21 | 839.3027 | 853.2065 | 866.508 | 1010.7374 | 378.8299 | 100.3275 | 0 | 0 | 36.8259 | 68.1324 | 72.1223 | 80.4656 | 0 | 0 | 0 | 0 | 197.1208 | 244.1874 | 471.3025 | 567.8896 | 141.5984 | 151.5027 | 151.5027 | 151.5027 | 0.1841 | 0.97967 | 1.7584 | 38.0751 | 0 | 0 | 0 | 0 | 84.7436 | 288.0768 | 169.822 | 172.8043 | 0.39025 | 0.39436 | 0.39015 | 0.38582 | 33.0708 | 113.6066 | 66.2562 | 66.6713
11 | 20 | 22 | 778.7483 | 792.2248 | 805.2277 | 939.8351 | 378.8299 | 100.3275 | 0 | 0 | 35.4832 | 72.426 | 74.7115 | 79.7509 | 0 | 0 | 0 | 0 | 189.3473 | 235.458 | 457.2928 | 546.4911 | 141.5984 | 151.5027 | 151.5027 | 151.5027 | 0.17673 | 0.97246 | 2.1037 | 13.2218 | 0 | 0 | 0 | 0 | 33.3128 | 231.5382 | 119.6169 | 148.8686 | 0.38615 | 0.39118 | 0.3871 | 0.38217 | 12.8636 | 90.5729 | 46.3042 | 56.8928
11 | 20 | 23 | 697.7321 | 710.4211 | 722.7588 | 844.1497 | 378.8299 | 100.3275 | 0 | 0 | 32.9753 | 68.6402 | 76.7012 | 72.5246 | 0 | 0 | 0 | 0 | 179.9226 | 223.1556 | 434.9268 | 517.9705 | 0 | 0 | 0 | 0 | 0.52076 | 3.5069 | 8.9512 | 7.2119 | 0 | 0 | 0 | 0 | 105.4836 | 314.7908 | 202.1796 | 246.4427 | 0.37881 | 0.38565 | 0.38202 | 0.38151 | 39.9585 | 121.3994 | 77.2376 | 94.0197
11 | 20 | 24 | 623.9202 | 633.7345 | 642.9778 | 749.3456 | 378.8299 | 100.3275 | 0 | 0 | 30.7924 | 63.5113 | 63.9871 | 66.2347 | 0 | 0 | 0 | 0 | 189.9093 | 226.5095 | 424.7375 | 499.0528 | 0 | 0 | 0 | 0 | 0.15594 | 6.6196 | 15.3157 | -0.271 | 0 | 0 | 0 | 0 | 24.2326 | 236.7665 | 138.9375 | 184.3291 | 0.37303 | 0.37589 | 0.37336 | 0.37439 | 9.0394 | 88.9976 | 51.8744 | 69.0111
11 | 21 | 1 | 566.0066 | 572.5137 | 578.1679 | 671.4384 | 378.8299 | 100.3275 | 0 | 0 | 29.0979 | 58.8597 | 58.4858 | 57.6125 | 0 | 0 | 0 | 0 | 188.5652 | 214.2245 | 407.5644 | 460.889 | 0 | 0 | 0 | 0 | 0.10687 | 4.7454 | 10.6439 | 3.9312 | 0 | 0 | 0 | 0 | -30.5934 | 194.3565 | 101.4739 | 149.0057 | 0.3688 | 0.37024 | 0.36683 | 0.36949 | -11.2829 | 71.9585 | 37.2241 | 55.0566
11 | 21 | 2 | 539.5603 | 543.3564 | 546.042 | 631.8288 | 378.8299 | 100.3275 | 0 | 0 | 20.1346 | 61.4723 | 55.4048 | 48.0287 | 0 | 0 | 0 | 0 | 190.6362 | 211.659 | 402.4643 | 433.7868 | 0 | 0 | 0 | 0 | -0.29073 | 8.6358 | 13.9678 | -1.528 | 0 | 0 | 0 | 0 | -49.7496 | 161.2618 | 74.2051 | 151.5413 | 0.36982 | 0.36893 | 0.36693 | 0.36762 | -18.3983 | 59.4937 | 27.2284 | 55.7099
11 | 21 | 3 | 524.8207 | 526.2772 | 526.3997 | 607.0027 | 378.8299 | 100.3275 | 0 | 0 | 16.7853 | 47.6591 | 45.219 | 39.8086 | 0 | 0 | 0 | 0 | 175.7235 | 197.2709 | 383.7837 | 400.0517 | 0 | 0 | 0 | 0 | -0.24829 | 1.0341 | -0.80331 | 0.55404 | 0 | 0 | 0 | 0 | -46.2698 | 179.9857 | 98.2003 | 166.5884 | 0.37 | 0.37041 | 0.36674 | 0.36591 | -17.1199 | 66.6686 | 36.0143 | 60.9564
11 | 21 | 4 | 520.0473 | 519.5676 | 517.5226 | 594.8792 | 378.8299 | 100.3275 | 0 | 0 | 15.3835 | 49.6662 | 45.8697 | 39.6062 | 0 | 0 | 0 | 0 | 177.6788 | 197.4216 | 388.4522 | 402.2715 | 0 | 0 | 0 | 0 | -0.078097 | 0.34581 | -0.0048636 | -0.035175 | 0 | 0 | 0 | 0 | -51.7669 | 171.8065 | 83.2056 | 153.0367 | 0.37047 | 0.36757 | 0.36593 | 0.36392 | -19.1783 | 63.1505 | 30.4474 | 55.6937
11 | 21 | 5 | 537.501 | 534.9384 | 530.4478 | 607.5629 | 378.8299 | 100.3275 | 0 | 0 | 22.1396 | 61.8422 | 57.127 | 40.9455 | 0 | 0 | 0 | 0 | 177.4255 | 194.0535 | 377.3488 | 399.7145 | 0 | 0 | 0 | 0 | -0.13502 | 5.0377 | -2.2993 | 11.1778 | 0 | 0 | 0 | 0 | -40.759 | 173.6774 | 98.2713 | 155.7251 | 0.3683 | 0.36546 | 0.36536 | 0.36382 | -15.0114 | 63.4716 | 35.9042 | 56.6563
11 | 21 | 6 | 590.1643 | 585.7382 | 578.9485 | 661.3923 | 378.8299 | 100.3275 | 0 | 0 | 30.472 | 65.922 | 64.0174 | 59.1587 | 0 | 0 | 0 | 0 | 171.5069 | 185.7377 | 362.0294 | 373.4783 | 0 | 0 | 0 | 0 | 0.017371 | 5.5893 | 10.4015 | -8.3119 | 0 | 0 | 0 | 0 | 9.3381 | 228.1618 | 142.5001 | 237.0672 | 0.3671 | 0.37164 | 0.36654 | 0.36504 | 3.428 | 84.7931 | 52.2318 | 86.54
11 | 21 | 7 | 681.6169 | 676.9912 | 669.8656 | 766.2023 | 378.8299 | 100.3275 | 0 | 0 | 33.6016 | 55.6237 | 53.4008 | 53.1051 | 0 | 0 | 0 | 0 | 160.815 | 198.6894 | 371.0063 | 377.8833 | 0 | 0 | 0 | 0 | 0.30342 | 6.1253 | 17.1003 | 16.0339 | 0 | 0 | 0 | 0 | 108.0669 | 316.2252 | 228.3583 | 319.18 | 0.37421 | 0.37971 | 0.37449 | 0.37153 | 40.4395 | 120.0752 | 85.5174 | 118.5846
11 | 21 | 8 | 740.6548 | 735.6881 | 727.982 | 832.6562 | 378.8299 | 100.3275 | 0 | 0 | 30.6058 | 38.3959 | 38.4205 | 35.898 | 0 | 0 | 0 | 0 | 247.1203 | 446.7383 | 641.8318 | 652.1771 | 0 | 0 | 0 | 0 | -0.22327 | -3.7794 | -2.8607 | -4.9072 | 0 | 0 | 0 | 0 | 84.3221 | 154.0058 | 50.5903 | 149.4883 | 0.37146 | 0.3818 | 0.38331 | 0.37768 | 31.3226 | 58.7998 | 19.3919 | 56.459
11 | 21 | 9 | 761.1146 | 756.5127 | 749.068 | 857.0295 | 378.8299 | 100.3275 | 0 | 0 | 22.3857 | 35.0185 | 35.6107 | 34.456 | 0 | 0 | 0 | 0 | 334.4912 | 683.6629 | 903.0402 | 918.4479 | 0 | 0 | 0 | 0 | 0.10687 | -1.1379 | 0.46491 | -8.5545 | 0 | 0 | 0 | 0 | 25.3009 | -61.3583 | -190.0478 | -87.32 | 0.37123 | 0.22113 | 0.22 | 0.23066 | 9.3924 | -13.5684 | -41.8113 | -20.1408
11 | 21 | 10 | 777.1963 | 772.6684 | 765.2467 | 875.6772 | 378.8299 | 100.3275 | 0 | 0 | 13.8929 | 28.4539 | 30.2144 | 35.6924 | 0 | 0 | 0 | 0 | 359.8972 | 794.6964 | 1003.8565 | 1027.4721 | 0 | 0 | 0 | 0 | 0 | -4.5381 | -10.4019 | -22.4549 | 0 | 0 | 0 | 0 | 24.5763 | -146.2712 | -258.4223 | -165.0324 | 0.3751 | 0.22969 | 0.22687 | 0.23713 | 9.2186 | -33.5967 | -58.6295 | -39.134
11 | 21 | 11 | 784.7074 | 780.5116 | 773.4242 | 885.3633 | 378.8299 | 100.3275 | 0 | 0 | 14.7342 | 30.7057 | 30.6977 | 27.7741 | 0 | 0 | 0 | 0 | 372.8415 | 856.9271 | 1055.6773 | 1086.8034 | 0 | 0 | 0 | 0 | 0 | -4.8733 | -20.8461 | -27.1017 | 0 | 0 | 0 | 0 | 18.3018 | -202.5753 | -292.1047 | -202.1125 | 0.37749 | 0.2322 | 0.2322 | 0 | 6.9087 | -47.0381 | -67.8271 | 0
11 | 21 | 12 | 785.3775 | 781.6525 | 775.0491 | 887.5783 | 378.8299 | 100.3275 | 0 | 0 | 14.0593 | 27.7741 | 27.7741 | 27.7741 | 0 | 0 | 0 | 0 | 408.7637 | 909.7275 | 1099.6235 | 1137.8227 | 0 | 0 | 0 | 0 | -0.24866 | -11.9435 | -23.8328 | -49.109 | 0 | 0 | 0 | 0 | -16.0268 | -244.2331 | -328.5157 | -228.9095 | 0.38446 | 0.2322 | 0.2322 | 0 | -6.1617 | -56.7111 | -76.2818 | 0
11 | 21 | 13 | 778.9006 | 776.7205 | 771.8256 | 885.2599 | 378.8299 | 100.3275 | 0 | 0 | 13.9315 | 28.4655 | 30.6806 | 27.7741 | 0 | 0 | 0 | 0 | 449.6089 | 951.9391 | 1136.5205 | 1177.0549 | 0 | 0 | 0 | 0 | -0.58165 | -11.3775 | -23.8242 | -51.1704 | 0 | 0 | 0 | 0 | -62.8881 | -292.6341 | -371.5513 | -268.3987 | 0.38397 | 0.2322 | 0.2322 | 0 | -24.1474 | -67.9499 | -86.2747 | 0
11 | 21 | 14 | 770.3165 | 768.9014 | 764.8169 | 877.7474 | 378.8299 | 100.3275 | 0 | 0 | 13.7942 | 30.6868 | 27.7741 | 27.7741 | 0 | 0 | 0 | 0 | 465.5301 | 932.4111 | 1097.3503 | 1134.8269 | 0 | 0 | 0 | 0 | -0.25201 | -12.2512 | -23.1014 | -44.0558 | 0 | 0 | 0 | 0 | -87.5858 | -282.2727 | -337.2061 | -240.7978 | 0.38397 | 0.2322 | 0.2322 | 0 | -33.6307 | -65.5439 | -78.2997 | 0
11 | 21 | 15 | 764.1324 | 763.6396 | 760.5824 | 873.7089 | 378.8299 | 100.3275 | 0 | 0 | 14.9652 | 27.7741 | 27.7741 | 27.7741 | 0 | 0 | 0 | 0 | 445.6244 | 850.9828 | 992.4171 | 1024.5298 | 0 | 0 | 0 | 0 | -0.0973 | -7.2587 | -15.1159 | -38.4146 | 0 | 0 | 0 | 0 | -75.1898 | -208.1861 | -244.4929 | -140.1804 | 0.38285 | 0.2322 | 0.2322 | 0 | -28.7863 | -48.341 | -56.7716 | 0
11 | 21 | 16 | 760.0902 | 762.5384 | 762.8052 | 879.1683 | 378.8299 | 100.3275 | 0 | 0 | 18.1956 | 32.7981 | 34.9445 | 39.7253 | 0 | 0 | 0 | 0 | 378.5914 | 631.916 | 738.4606 | 761.0324 | 0 | 0 | 0 | 0 | -0.071151 | -1.9097 | -3.7617 | 3.5743 | 0 | 0 | 0 | 0 | -15.4555 | -0.5935 | -6.8382 | 74.8363 | 0.36639 | 0.37183 | 0.37526 | 0.38586 | -5.6627 | -0.22068 | -2.5661 | 28.8767
11 | 21 | 17 | 781.238 | 785.8703 | 788.4775 | 910.7017 | 378.8299 | 100.3275 | 0 | 0 | 29.8966 | 46.4106 | 45.4549 | 53.8044 | 0 | 0 | 0 | 0 | 344.1687 | 399.4603 | 477.3228 | 489.9005 | 141.5984 | 151.5027 | 151.5027 | 151.5027 | -0.29313 | -1.7932 | -0.62566 | 1.6231 | 0 | 0 | 0 | 0 | -112.9625 | 89.9624 | 114.8227 | 213.871 | 0.37929 | 0.39223 | 0.38711 | 0.38707 | -42.8452 | 35.2859 | 44.449 | 82.7838
11 | 21 | 18 | 867.4369 | 877.2948 | 885.8231 | 1028.6072 | 378.8299 | 100.3275 | 0 | 0 | 33.0711 | 59.8362 | 59.3167 | 68.0639 | 0 | 0 | 0 | 0 | 353.8234 | 354.3976 | 421.7617 | 432.1622 | 141.5984 | 151.5027 | 151.5027 | 151.5027 | -0.18236 | -0.91345 | 0.47245 | 8.7112 | 0 | 0 | 0 | 0 | -39.7035 | 212.1443 | 252.7695 | 368.1672 | 0.38908 | 0.39443 | 0.3893 | 0.38442 | -15.448 | 83.6765 | 98.4044 | 141.5307
11 | 21 | 19 | 870.5511 | 883.1259 | 894.7166 | 1041.5492 | 378.8299 | 100.3275 | 0 | 0 | 32.9493 | 67.5731 | 68.008 | 71.6342 | 0 | 0 | 0 | 0 | 335.8593 | 340.2651 | 408.918 | 423.6442 | 141.5984 | 151.5027 | 151.5027 | 151.5027 | -0.019737 | -0.56854 | 3.3931 | 55.1423 | 0 | 0 | 0 | 0 | -18.666 | 224.0261 | 262.8948 | 339.6258 | 0.39237 | 0.3967 | 0.39262 | 0.38839 | -7.3241 | 88.8711 | 103.2172 | 131.909
11 | 21 | 20 | 849.72 | 863.0217 | 875.4843 | 1020.1221 | 378.8299 | 100.3275 | 0 | 0 | 35.8186 | 65.8844 | 69.8143 | 78.1454 | 0 | 0 | 0 | 0 | 307.3847 | 309.4544 | 387.6754 | 408.4498 | 141.5984 | 151.5027 | 151.5027 | 151.5027 | -0.0096989 | -0.86306 | 0.72651 | 13.9959 | 0 | 0 | 0 | 0 | -13.9019 | 236.7158 | 265.7653 | 368.0283 | 0.3924 | 0.39622 | 0.39194 | 0.38777 | -5.4552 | 93.7925 | 104.1647 | 142.7109
11 | 21 | 21 | 817.1693 | 830.4354 | 842.9809 | 982.7703 | 378.8299 | 100.3275 | 0 | 0 | 36.8259 | 68.1324 | 72.1223 | 80.4656 | 0 | 0 | 0 | 0 | 295.6097 | 292.338 | 372.0067 | 393.953 | 141.5984 | 151.5027 | 151.5027 | 151.5027 | 0.1841 | 0.97967 | 1.7584 | 38.0751 | 0 | 0 | 0 | 0 | -35.8787 | 217.1551 | 245.5907 | 318.7739 | 0.39025 | 0.39436 | 0.39015 | 0.38582 | -14.0015 | 85.6378 | 95.8175 | 122.9892
11 | 21 | 22 | 758.2667 | 771.1546 | 783.4594 | 913.9603 | 378.8299 | 100.3275 | 0 | 0 | 35.4832 | 72.426 | 74.7115 | 79.7509 | 0 | 0 | 0 | 0 | 283.4542 | 276.2058 | 358.1076 | 378.4317 | 141.5984 | 151.5027 | 151.5027 | 151.5027 | 0.17673 | 0.97246 | 2.1037 | 13.2218 | 0 | 0 | 0 | 0 | -81.2757 | 169.7201 | 197.0339 | 291.0531 | 0.38615 | 0.39118 | 0.3871 | 0.38217 | -31.3842 | 66.3909 | 76.2727 | 111.2311
11 | 21 | 23 | 687.3717 | 699.7649 | 711.7519 | 831.0682 | 378.8299 | 100.3275 | 0 | 0 | 32.9753 | 68.6402 | 76.7012 | 72.5246 | 0 | 0 | 0 | 0 | 248.9823 | 238.0731 | 320.2381 | 339.2608 | 0 | 0 | 0 | 0 | 0.52076 | 3.5069 | 8.9512 | 7.2119 | 0 | 0 | 0 | 0 | 26.0635 | 289.2171 | 305.8615 | 412.0709 | 0.37881 | 0.38565 | 0.38202 | 0.38151 | 9.8732 | 111.5369 | 116.8466 | 157.208
11 | 21 | 24 | 615.4314 | 625.0059 | 633.9653 | 738.6372 | 378.8299 | 100.3275 | 0 | 0 | 30.7924 | 63.5113 | 63.9871 | 66.2347 | 0 | 0 | 0 | 0 | 223.5378 | 209.8201 | 292.0701 | 310.4338 | 0 | 0 | 0 | 0 | 0.15594 | 6.6196 | 15.3157 | -0.271 | 0 | 0 | 0 | 0 | -17.8847 | 244.7274 | 262.5924 | 362.2397 | 0.37303 | 0.37589 | 0.37336 | 0.37439 | -6.6715 | 91.99 | 98.0427 | 135.6192
11 | 22 | 1 | 564.9663 | 571.4379 | 577.0497 | 670.1035 | 378.8299 | 100.3275 | 0 | 0 | 29.0979 | 58.8597 | 58.4858 | 57.6125 | 0 | 0 | 0 | 0 | 215.7277 | 199.4468 | 276.8922 | 296.8238 | 0 | 0 | 0 | 0 | 0.10687 | 4.7454 | 10.6439 | 3.9312 | 0 | 0 | 0 | 0 | -58.7962 | 208.0585 | 231.0278 | 311.7359 | 0.3688 | 0.37024 | 0.36683 | 0.36949 | -21.6842 | 77.0315 | 84.7488 | 115.1842
11 | 22 | 2 | 540.1657 | 543.9693 | 546.6631 | 632.557 | 378.8299 | 100.3275 | 0 | 0 | 20.1346 | 61.4723 | 55.4048 | 48.0287 | 0 | 0 | 0 | 0 | 218.478 | 201.7476 | 279.2268 | 303.6901 | 0 | 0 | 0 | 0 | -0.29073 | 8.6358 | 13.9678 | -1.528 | 0 | 0 | 0 | 0 | -76.986 | 171.7861 | 198.0638 | 282.3662 | 0.36982 | 0.36893 | 0.36693 | 0.36762 | -28.4708 | 63.3764 | 72.6763 | 103.8039
11 | 22 | 3 | 525.8202 | 527.2939 | 527.4359 | 608.2224 | 378.8299 | 100.3275 | 0 | 0 | 16.7853 | 47.6591 | 45.219 | 39.8086 | 0 | 0 | 0 | 0 | 214.6274 | 198.2275 | 281.676 | 312.7246 | 0 | 0 | 0 | 0 | -0.24829 | 1.0341 | -0.80331 | 0.55404 | 0 | 0 | 0 | 0 | -84.1741 | 180.0457 | 201.3442 | 255.1352 | 0.37 | 0.37041 | 0.36674 | 0.36591 | -31.1445 | 66.6908 | 73.8418 | 93.3566
11 | 22 | 4 | 517.0117 | 516.4325 | 514.2687 | 590.9989 | 378.8299 | 100.3275 | 0 | 0 | 15.3835 | 49.6662 | 45.8697 | 39.6062 | 0 | 0 | 0 | 0 | 211.8232 | 195.1362 | 282.9363 | 322.5508 | 0 | 0 | 0 | 0 | -0.078097 | 0.34581 | -0.0048636 | -0.035175 | 0 | 0 | 0 | 0 | -88.9469 | 170.9568 | 185.4676 | 228.877 | 0.37047 | 0.36757 | 0.36593 | 0.36392 | -32.9525 | 62.8382 | 67.868 | 83.2938
11 | 22 | 5 | 532.7286 | 530.0074 | 525.3276 | 601.4549 | 378.8299 | 100.3275 | 0 | 0 | 22.1396 | 61.8422 | 57.127 | 40.9455 | 0 | 0 | 0 | 0 | 205.9711 | 189.3833 | 291.4685 | 336.0868 | 0 | 0 | 0 | 0 | -0.13502 | 5.0377 | -2.2993 | 11.1778 | 0 | 0 | 0 | 0 | -74.077 | 173.4167 | 179.0315 | 213.2449 | 0.3683 | 0.36546 | 0.36536 | 0.36382 | -27.2823 | 63.3763 | 65.4107 | 77.5833
11 | 22 | 6 | 579.7629 | 574.9938 | 567.7947 | 648.089 | 378.8299 | 100.3275 | 0 | 0 | 30.472 | 65.922 | 64.0174 | 59.1587 | 0 | 0 | 0 | 0 | 195.6429 | 178.9582 | 290.5369 | 340.4465 | 0 | 0 | 0 | 0 | 0.017371 | 5.5893 | 10.4015 | -8.3119 | 0 | 0 | 0 | 0 | -25.1993 | 224.1968 | 202.8388 | 256.7957 | 0.3671 | 0.37164 | 0.36654 | 0.36504 | -9.2507 | 83.3196 | 74.3482 | 93.7417
11 | 22 | 7 | 661.2868 | 656.0049 | 648.097 | 740.2533 | 378.8299 | 100.3275 | 0 | 0 | 33.6016 | 55.6237 | 53.4008 | 53.1051 | 0 | 0 | 0 | 0 | 192.0132 | 201.6476 | 313.6558 | 362.561 | 0 | 0 | 0 | 0 | 0.30342 | 6.1253 | 17.1003 | 16.0339 | 0 | 0 | 0 | 0 | 56.5387 | 292.2808 | 263.9401 | 308.5532 | 0.37421 | 0.37971 | 0.37449 | 0.37153 | 21.1573 | 110.9831 | 98.8423 | 114.6365
11 | 22 | 8 | 718.5489 | 712.8528 | 704.2763 | 804.382 | 378.8299 | 100.3275 | 0 | 0 | 30.6058 | 38.3959 | 38.4205 | 35.898 | 0 | 0 | 0 | 0 | 254.3538 | 445.3464 | 600.3177 | 639.0413 | 0 | 0 | 0 | 0 | -0.22327 | -3.7794 | -2.8607 | -4.9072 | 0 | 0 | 0 | 0 | 54.9827 | 132.5624 | 68.3988 | 134.3499 | 0.37146 | 0.3818 | 0.38331 | 0.37768 | 20.4241 | 50.6127 | 26.2181 | 50.7415
11 | 22 | 9 | 741.7195 | 736.4662 | 728.2435 | 832.1801 | 378.8299 | 100.3275 | 0 | 0 | 22.3857 | 35.0185 | 35.6107 | 34.456 | 0 | 0 | 0 | 0 | 311.9846 | 666.1176 | 860.5039 | 888.7385 | 0 | 0 | 0 | 0 | 0.10687 | -1.1379 | 0.46491 | -8.5545 | 0 | 0 | 0 | 0 | 28.4123 | -63.8595 | -168.3361 | -82.4599 | 0.37123 | 0.22113 | 0.22 | 0.23066 | 10.5475 | -14.1215 | -37.0346 | -19.0198
11 | 22 | 10 | 764.6117 | 759.6292 | 751.6629 | 859.4355 | 378.8299 | 100.3275 | 0 | 0 | 13.8929 | 28.4539 | 30.2144 | 35.6924 | 0 | 0 | 0 | 0 | 324.8545 | 767.1465 | 958.0079 | 990.2732 | 0 | 0 | 0 | 0 | 0 | -4.5381 | -10.4019 | -22.4549 | 0 | 0 | 0 | 0 | 47.0344 | -131.7606 | -226.1575 | -144.0752 | 0.3751 | 0.22969 | 0.22687 | 0.23713 | 17.6428 | -30.2638 | -51.3095 | -34.1644
11 | 22 | 11 | 779.5548 | 775.1155 | 767.7338 | 878.5016 | 378.8299 | 100.3275 | 0 | 0 | 14.7342 | 30.7057 | 30.6977 | 27.7741 | 0 | 0 | 0 | 0 | 332.0084 | 820.1595 | 1016.2644 | 1053.745 | 0 | 0 | 0 | 0 | 0 | -4.8733 | -20.8461 | -27.1017 | 0 | 0 | 0 | 0 | 53.9823 | -171.2038 | -258.3822 | -175.9158 | 0.37749 | 0.2322 | 0.2322 | 0 | 20.3778 | -39.7537 | -59.9967 | 0
11 | 22 | 12 | 779.1318 | 775.1378 | 768.21 | 879.3572 | 378.8299 | 100.3275 | 0 | 0 | 14.0593 | 27.7741 | 27.7741 | 27.7741 | 0 | 0 | 0 | 0 | 344.9168 | 850.3957 | 1056.2574 | 1095.4772 | 0 | 0 | 0 | 0 | -0.24866 | -11.9435 | -23.8328 | -49.109 | 0 | 0 | 0 | 0 | 41.5745 | -191.416 | -291.9887 | -194.7851 | 0.38446 | 0.2322 | 0.2322 | 0 | 15.9837 | -44.4469 | -67.8002 | 0
11 | 22 | 13 | 775.4837 | 773.1168 | 767.9951 | 880.6161 | 378.8299 | 100.3275 | 0 | 0 | 13.9315 | 28.4655 | 30.6806 | 27.7741 | 0 | 0 | 0 | 0 | 348.2848 | 849.653 | 1060.3317 | 1096.9462 | 0 | 0 | 0 | 0 | -0.58165 | -11.3775 | -23.8242 | -51.1704 | 0 | 0 | 0 | 0 | 35.0192 | -193.9516 | -299.1929 | -192.9338 | 0.38397 | 0.2322 | 0.2322 | 0 | 13.4465 | -45.0357 | -69.473 | 0
11 | 22 | 14 | 763.3284 | 761.6202 | 757.1828 | 868.5786 | 378.8299 | 100.3275 | 0 | 0 | 13.7942 | 30.6868 | 27.7741 | 27.7741 | 0 | 0 | 0 | 0 | 337.0625 | 813.9149 | 1023.0394 | 1054.1734 | 0 | 0 | 0 | 0 | -0.25201 | -12.2512 | -23.1014 | -44.0558 | 0 | 0 | 0 | 0 | 33.8938 | -171.0577 | -270.5293 | -169.3131 | 0.38397 | 0.2322 | 0.2322 | 0 | 13.0143 | -39.7197 | -62.8173 | 0
11 | 22 | 15 | 749.1805 | 748.1719 | 744.4981 | 854.5022 | 378.8299 | 100.3275 | 0 | 0 | 14.9652 | 27.7741 | 27.7741 | 27.7741 | 0 | 0 | 0 | 0 | 309.9711 | 725.305 | 923.1395 | 947.7084 | 0 | 0 | 0 | 0 | -0.0973 | -7.2587 | -15.1159 | -38.4146 | 0 | 0 | 0 | 0 | 45.5116 | -97.9759 | -191.2996 | -82.5658 | 0.38285 | 0.2322 | 0.2322 | 0 | 17.424 | -22.7501 | -44.42 | 0
11 | 22 | 16 | 738.2325 | 739.9717 | 739.3933 | 851.257 | 378.8299 | 100.3275 | 0 | 0 | 18.1956 | 32.7981 | 34.9445 | 39.7253 | 0 | 0 | 0 | 0 | 236.1602 | 487.1832 | 642.3902 | 657.0662 | 0 | 0 | 0 | 0 | -0.071151 | -1.9097 | -3.7617 | 3.5743 | 0 | 0 | 0 | 0 | 105.118 | 121.5727 | 65.8203 | 150.8912 | 0.36639 | 0.37183 | 0.37526 | 0.38586 | 38.5141 | 45.2041 | 24.6996 | 58.2236
11 | 22 | 17 | 755.7179 | 759.5375 | 761.1764 | 878.1689 | 378.8299 | 100.3275 | 0 | 0 | 29.8966 | 46.4106 | 45.4549 | 53.8044 | 0 | 0 | 0 | 0 | 163.2193 | 209.4473 | 332.5538 | 336.7169 | 141.5984 | 151.5027 | 151.5027 | 151.5027 | -0.29313 | -1.7932 | -0.62566 | 1.6231 | 0 | 0 | 0 | 0 | 42.4669 | 253.6427 | 232.2906 | 334.5218 | 0.37929 | 0.39223 | 0.38711 | 0.38707 | 16.1071 | 99.4862 | 89.9221 | 129.4845
11 | 22 | 18 | 832.4613 | 841.2251 | 848.4509 | 984.0935 | 378.8299 | 100.3275 | 0 | 0 | 33.0711 | 59.8362 | 59.3167 | 68.0639 | 0 | 0 | 0 | 0 | 167.8416 | 156.1497 | 277.4549 | 283.9055 | 141.5984 | 151.5027 | 151.5027 | 151.5027 | -0.18236 | -0.91345 | 0.47245 | 8.7112 | 0 | 0 | 0 | 0 | 111.3027 | 374.3225 | 359.7041 | 471.9101 | 0.38908 | 0.39443 | 0.3893 | 0.38442 | 43.3061 | 147.6447 | 140.0346 | 181.4116
11 | 22 | 19 | 833.6849 | 845.1072 | 855.326 | 994.6323 | 378.8299 | 100.3275 | 0 | 0 | 32.9493 | 67.5731 | 68.008 | 71.6342 | 0 | 0 | 0 | 0 | 174.0219 | 162.7438 | 291.5965 | 301.4575 | 141.5984 | 151.5027 | 151.5027 | 151.5027 | -0.019737 | -0.56854 | 3.3931 | 55.1423 | 0 | 0 | 0 | 0 | 106.3051 | 363.5287 | 340.8257 | 414.8956 | 0.39237 | 0.3967 | 0.39262 | 0.38839 | 41.7114 | 144.2118 | 133.8143 | 161.1434
11 | 22 | 20 | 816.4082 | 828.6695 | 839.8935 | 977.7319 | 378.8299 | 100.3275 | 0 | 0 | 35.8186 | 65.8844 | 69.8143 | 78.1454 | 0 | 0 | 0 | 0 | 166.2516 | 154.577 | 290.1777 | 305.6675 | 141.5984 | 151.5027 | 151.5027 | 151.5027 | -0.0096989 | -0.86306 | 0.72651 | 13.9959 | 0 | 0 | 0 | 0 | 93.9194 | 357.241 | 327.6722 | 428.4204 | 0.3924 | 0.39622 | 0.39194 | 0.38777 | 36.8542 | 141.5475 | 128.4287 | 166.1292
11 | 22 | 21 | 793.0978 | 805.5907 | 817.2144 | 952.0593 | 378.8299 | 100.3275 | 0 | 0 | 36.8259 | 68.1324 | 72.1223 | 80.4656 | 0 | 0 | 0 | 0 | 157.7455 | 147.5423 | 284.4741 | 303.9396 | 141.5984 | 151.5027 | 151.5027 | 151.5027 | 0.1841 | 0.97967 | 1.7584 | 38.0751 | 0 | 0 | 0 | 0 | 77.9141 | 337.1061 | 307.3568 | 378.0763 | 0.39025 | 0.39436 | 0.39015 | 0.38582 | 30.4056 | 132.9419 | 119.9156 | 145.8692
11 | 22 | 22 | 740.7714 | 753.0864 | 764.7078 | 891.5992 | 378.8299 | 100.3275 | 0 | 0 | 35.4832 | 72.426 | 74.7115 | 79.7509 | 0 | 0 | 0 | 0 | 158.6417 | 148.3996 | 287.7683 | 308.961 | 141.5984 | 151.5027 | 151.5027 | 151.5027 | 0.17673 | 0.97246 | 2.1037 | 13.2218 | 0 | 0 | 0 | 0 | 26.0414 | 279.4581 | 248.6215 | 338.1628 | 0.38615 | 0.39118 | 0.3871 | 0.38217 | 10.0558 | 109.3181 | 96.2425 | 129.2349
11 | 22 | 23 | 672.8573 | 684.7779 | 696.2014 | 812.5273 | 378.8299 | 100.3275 | 0 | 0 | 32.9753 | 68.6402 | 76.7012 | 72.5246 | 0 | 0 | 0 | 0 | 171.7438 | 159.8328 | 302.6216 | 328.7338 | 0 | 0 | 0 | 0 | 0.52076 | 3.5069 | 8.9512 | 7.2119 | 0 | 0 | 0 | 0 | 88.7876 | 352.4704 | 307.9274 | 404.057 | 0.37881 | 0.38565 | 0.38202 | 0.38151 | 33.6339 | 135.9306 | 117.6359 | 154.1507
11 | 22 | 24 | 612.4574 | 621.9031 | 630.7072 | 734.72 | 378.8299 | 100.3275 | 0 | 0 | 30.7924 | 63.5113 | 63.9871 | 66.2347 | 0 | 0 | 0 | 0 | 185.0229 | 172.9265 | 321.4821 | 355.8952 | 0 | 0 | 0 | 0 | 0.15594 | 6.6196 | 15.3157 | -0.271 | 0 | 0 | 0 | 0 | 17.6563 | 278.5182 | 229.9223 | 312.8612 | 0.37303 | 0.37589 | 0.37336 | 0.37439 | 6.5863 | 104.6916 | 85.8449 | 117.1323
11 | 23 | 1 | 565.6351 | 572.0918 | 577.6838 | 670.8223 | 378.8299 | 100.3275 | 0 | 0 | 29.0979 | 58.8597 | 58.4858 | 57.6125 | 0 | 0 | 0 | 0 | 194.6797 | 183.6331 | 333.3581 | 371.3571 | 0 | 0 | 0 | 0 | 0.10687 | 4.7454 | 10.6439 | 3.9312 | 0 | 0 | 0 | 0 | -37.0793 | 224.526 | 175.1961 | 237.9215 | 0.3688 | 0.37024 | 0.36683 | 0.36949 | -13.6749 | 83.1285 | 64.2678 | 87.9103
11 | 23 | 2 | 541.2432 | 545.0506 | 547.7476 | 633.8183 | 378.8299 | 100.3275 | 0 | 0 | 20.1346 | 61.4723 | 55.4048 | 48.0287 | 0 | 0 | 0 | 0 | 205.1525 | 196.9645 | 349.5197 | 387.1729 | 0 | 0 | 0 | 0 | -0.29073 | 8.6358 | 13.9678 | -1.528 | 0 | 0 | 0 | 0 | -62.5831 | 177.6505 | 128.8553 | 200.1448 | 0.36982 | 0.36893 | 0.36693 | 0.36762 | -23.1444 | 65.5399 | 47.2814 | 73.5776
11 | 23 | 3 | 526.5294 | 528.0033 | 528.1442 | 609.0437 | 378.8299 | 100.3275 | 0 | 0 | 16.7853 | 47.6591 | 45.219 | 39.8086 | 0 | 0 | 0 | 0 | 187.7972 | 186.5755 | 344.7691 | 382.0873 | 0 | 0 | 0 | 0 | -0.24829 | 1.0341 | -0.80331 | 0.55404 | 0 | 0 | 0 | 0 | -56.6347 | 192.4071 | 138.9594 | 186.5938 | 0.37 | 0.37041 | 0.36674 | 0.36591 | -20.9549 | 71.2696 | 50.9625 | 68.2766
11 | 23 | 4 | 520.7124 | 520.2246 | 518.1682 | 595.6186 | 378.8299 | 100.3275 | 0 | 0 | 15.3835 | 49.6662 | 45.8697 | 39.6062 | 0 | 0 | 0 | 0 | 180.5772 | 181.3076 | 339.6029 | 376.468 | 0 | 0 | 0 | 0 | -0.078097 | 0.34581 | -0.0048636 | -0.035175 | 0 | 0 | 0 | 0 | -54.0002 | 188.5774 | 132.7005 | 179.5795 | 0.37047 | 0.36757 | 0.36593 | 0.36392 | -20.0057 | 69.3149 | 48.559 | 65.3533
11 | 23 | 5 | 535.3287 | 532.6738 | 528.0721 | 604.7085 | 378.8299 | 100.3275 | 0 | 0 | 22.1396 | 61.8422 | 57.127 | 40.9455 | 0 | 0 | 0 | 0 | 171.281 | 173.0973 | 330.6756 | 367.3896 | 0 | 0 | 0 | 0 | -0.13502 | 5.0377 | -2.2993 | 11.1778 | 0 | 0 | 0 | 0 | -36.7867 | 192.3691 | 142.5688 | 185.1957 | 0.3683 | 0.36546 | 0.36536 | 0.36382 | -13.5484 | 70.3026 | 52.0887 | 67.3783
11 | 23 | 6 | 581.1893 | 576.4688 | 569.3279 | 649.9194 | 378.8299 | 100.3275 | 0 | 0 | 30.472 | 65.922 | 64.0174 | 59.1587 | 0 | 0 | 0 | 0 | 198.2841 | 202.4621 | 351.9874 | 379.6395 | 0 | 0 | 0 | 0 | 0.017371 | 5.5893 | 10.4015 | -8.3119 | 0 | 0 | 0 | 0 | -26.4141 | 202.168 | 142.9215 | 219.4331 | 0.3671 | 0.37164 | 0.36654 | 0.36504 | -9.6967 | 75.1329 | 52.3862 | 80.1027
11 | 23 | 7 | 660.2057 | 654.9085 | 646.9835 | 738.946 | 378.8299 | 100.3275 | 0 | 0 | 33.6016 | 55.6237 | 53.4008 | 53.1051 | 0 | 0 | 0 | 0 | 226.072 | 263.5615 | 414.2435 | 433.3407 | 0 | 0 | 0 | 0 | 0.30342 | 6.1253 | 17.1003 | 16.0339 | 0 | 0 | 0 | 0 | 21.3988 | 229.2706 | 162.239 | 236.4663 | 0.37421 | 0.37971 | 0.37449 | 0.37153 | 8.0076 | 87.0573 | 60.7565 | 87.8541
11 | 23 | 8 | 717.7681 | 712.0655 | 703.4823 | 803.4544 | 378.8299 | 100.3275 | 0 | 0 | 30.6058 | 38.3959 | 38.4205 | 35.898 | 0 | 0 | 0 | 0 | 301.8597 | 515.9295 | 707.1273 | 722.7211 | 0 | 0 | 0 | 0 | -0.22327 | -3.7794 | -2.8607 | -4.9072 | 0 | 0 | 0 | 0 | 6.696 | 61.1921 | -39.2048 | 49.7426 | 0.37146 | 0.3818 | 0.38331 | 0.37768 | 2.4873 | 23.3633 | -15.0277 | 18.7869
11 | 23 | 9 | 740.9502 | 735.6857 | 727.4503 | 831.2484 | 378.8299 | 100.3275 | 0 | 0 | 22.3857 | 35.0185 | 35.6107 | 34.456 | 0 | 0 | 0 | 0 | 383.3509 | 765.2708 | 1000.0888 | 1018.6819 | 0 | 0 | 0 | 0 | 0.10687 | -1.1379 | 0.46491 | -8.5545 | 0 | 0 | 0 | 0 | -43.7233 | -163.7932 | -308.7141 | -213.335 | 0.37123 | 0.22113 | 0.22 | 0.23066 | -16.2314 | -36.2202 | -67.9183 | -49.2069
11 | 23 | 10 | 761.8563 | 756.8018 | 748.7506 | 855.9812 | 378.8299 | 100.3275 | 0 | 0 | 13.8929 | 28.4539 | 30.2144 | 35.6924 | 0 | 0 | 0 | 0 | 434.3789 | 905.0922 | 1145.989 | 1174.7962 | 0 | 0 | 0 | 0 | 0 | -4.5381 | -10.4019 | -22.4549 | 0 | 0 | 0 | 0 | -65.2455 | -272.5336 | -417.0509 | -332.0524 | 0.3751 | 0.22969 | 0.22687 | 0.23713 | -24.4738 | -62.5976 | -94.6183 | -78.7393
11 | 23 | 11 | 771.252 | 766.5859 | 758.9358 | 868.056 | 378.8299 | 100.3275 | 0 | 0 | 14.7342 | 30.7057 | 30.6977 | 27.7741 | 0 | 0 | 0 | 0 | 501.0914 | 1023.1063 | 1255.3155 | 1291.2834 | 0 | 0 | 0 | 0 | 0 | -4.8733 | -20.8461 | -27.1017 | 0 | 0 | 0 | 0 | -123.4034 | -382.6802 | -506.2313 | -423.8999 | 0.37749 | 0.2322 | 0.2322 | 0 | -46.5836 | -88.8587 | -117.5476 | 0
11 | 23 | 12 | 769.0889 | 764.8144 | 757.5545 | 866.6998 | 378.8299 | 100.3275 | 0 | 0 | 14.0593 | 27.7741 | 27.7741 | 27.7741 | 0 | 0 | 0 | 0 | 562.0069 | 1103.6246 | 1339.9994 | 1382.2648 | 0 | 0 | 0 | 0 | -0.24866 | -11.9435 | -23.8328 | -49.109 | 0 | 0 | 0 | 0 | -185.5585 | -454.9683 | -586.3862 | -494.23 | 0.38446 | 0.2322 | 0.2322 | 0 | -71.3397 | -105.644 | -136.1597 | 0
11 | 23 | 13 | 764.4208 | 761.7463 | 756.2606 | 866.6785 | 378.8299 | 100.3275 | 0 | 0 | 13.9315 | 28.4655 | 30.6806 | 27.7741 | 0 | 0 | 0 | 0 | 589.2263 | 1136.4104 | 1367.6972 | 1416.0332 | 0 | 0 | 0 | 0 | -0.58165 | -11.3775 | -23.8242 | -51.1704 | 0 | 0 | 0 | 0 | -216.9853 | -492.0796 | -618.2929 | -525.9585 | 0.38397 | 0.2322 | 0.2322 | 0 | -83.3169 | -114.2613 | -143.5685 | 0
11 | 23 | 14 | 751.8259 | 749.7981 | 744.9822 | 854.0875 | 378.8299 | 100.3275 | 0 | 0 | 13.7942 | 30.6868 | 27.7741 | 27.7741 | 0 | 0 | 0 | 0 | 582.6857 | 1117.4431 | 1340.2508 | 1387.4438 | 0 | 0 | 0 | 0 | -0.25201 | -12.2512 | -23.1014 | -44.0558 | 0 | 0 | 0 | 0 | -223.2319 | -486.4081 | -599.9413 | -517.0746 | 0.38397 | 0.2322 | 0.2322 | 0 | -85.7154 | -112.9444 | -139.3072 | 0
11 | 23 | 15 | 743.3849 | 742.2255 | 738.3738 | 847.2386 | 378.8299 | 100.3275 | 0 | 0 | 14.9652 | 27.7741 | 27.7741 | 27.7741 | 0 | 0 | 0 | 0 | 556.2611 | 1026.9359 | 1223.1567 | 1262.4939 | 0 | 0 | 0 | 0 | -0.0973 | -7.2587 | -15.1159 | -38.4146 | 0 | 0 | 0 | 0 | -206.5741 | -405.5533 | -497.4411 | -404.6148 | 0.38285 | 0.2322 | 0.2322 | 0 | -79.0867 | -94.1698 | -115.5065 | 0
11 | 23 | 16 | 737.8729 | 739.6238 | 739.0603 | 850.8836 | 378.8299 | 100.3275 | 0 | 0 | 18.1956 | 32.7981 | 34.9445 | 39.7253 | 0 | 0 | 0 | 0 | 477.5456 | 783.1745 | 939.065 | 970.1586 | 0 | 0 | 0 | 0 | -0.071151 | -1.9097 | -3.7617 | 3.5743 | 0 | 0 | 0 | 0 | -136.6269 | -174.7666 | -231.1875 | -162.5746 | 0.36639 | 0.37183 | 0.37526 | 0.38586 | -50.0587 | -64.9831 | -86.7549 | -62.7319
11 | 23 | 17 | 762.1503 | 766.1877 | 768.0869 | 886.4169 | 378.8299 | 100.3275 | 0 | 0 | 29.8966 | 46.4106 | 45.4549 | 53.8044 | 0 | 0 | 0 | 0 | 394.6078 | 482.1832 | 607.5787 | 637.076 | 141.5984 | 151.5027 | 151.5027 | 151.5027 | -0.29313 | -1.7932 | -0.62566 | 1.6231 | 0 | 0 | 0 | 0 | -182.4893 | -12.443 | -35.8239 | 42.4107 | 0.37929 | 0.39223 | 0.38711 | 0.38707 | -69.2158 | -4.8805 | -13.8678 | 16.4161
11 | 23 | 18 | 842.3462 | 851.4499 | 859.0818 | 996.787 | 378.8299 | 100.3275 | 0 | 0 | 33.0711 | 59.8362 | 59.3167 | 68.0639 | 0 | 0 | 0 | 0 | 382.2594 | 407.4028 | 531.8975 | 571.4076 | 141.5984 | 151.5027 | 151.5027 | 151.5027 | -0.18236 | -0.91345 | 0.47245 | 8.7112 | 0 | 0 | 0 | 0 | -93.2302 | 133.2941 | 115.8925 | 197.1015 | 0.38908 | 0.39443 | 0.3893 | 0.38442 | -36.2744 | 52.5754 | 45.1175 | 75.7697
11 | 23 | 19 | 840.8942 | 852.5873 | 863.1308 | 1003.9745 | 378.8299 | 100.3275 | 0 | 0 | 32.9493 | 67.5731 | 68.008 | 71.6342 | 0 | 0 | 0 | 0 | 376.7222 | 410.7474 | 536.0931 | 580.8892 | 141.5984 | 151.5027 | 151.5027 | 151.5027 | -0.019737 | -0.56854 | 3.3931 | 55.1423 | 0 | 0 | 0 | 0 | -89.1859 | 123.0052 | 104.1338 | 144.806 | 0.39237 | 0.3967 | 0.39262 | 0.38839 | -34.9942 | 48.7961 | 40.8848 | 56.2419
11 | 23 | 20 | 816.3273 | 828.6479 | 839.9457 | 977.857 | 378.8299 | 100.3275 | 0 | 0 | 35.8186 | 65.8844 | 69.8143 | 78.1454 | 0 | 0 | 0 | 0 | 353.8836 | 395.1115 | 513.1852 | 555.9384 | 141.5984 | 151.5027 | 151.5027 | 151.5027 | -0.0096989 | -0.86306 | 0.72651 | 13.9959 | 0 | 0 | 0 | 0 | -93.7934 | 116.6849 | 104.717 | 178.2746 | 0.3924 | 0.39622 | 0.39194 | 0.38777 | -36.8048 | 46.2334 | 41.0431 | 69.1298
11 | 23 | 21 | 791.1671 | 803.6581 | 815.2827 | 949.8181 | 378.8299 | 100.3275 | 0 | 0 | 36.8259 | 68.1324 | 72.1223 | 80.4656 | 0 | 0 | 0 | 0 | 355.0915 | 402.5857 | 518.9291 | 558.9687 | 141.5984 | 151.5027 | 151.5027 | 151.5027 | 0.1841 | 0.97967 | 1.7584 | 38.0751 | 0 | 0 | 0 | 0 | -121.3627 | 80.13 | 70.9701 | 120.806 | 0.39025 | 0.39436 | 0.39015 | 0.38582 | -47.3613 | 31.6003 | 27.6891 | 46.6093
11 | 23 | 22 | 745.1815 | 757.6599 | 769.4774 | 897.3062 | 378.8299 | 100.3275 | 0 | 0 | 35.4832 | 72.426 | 74.7115 | 79.7509 | 0 | 0 | 0 | 0 | 348.8426 | 402.8727 | 507.5198 | 571.2719 | 141.5984 | 151.5027 | 151.5027 | 151.5027 | 0.17673 | 0.97246 | 2.1037 | 13.2218 | 0 | 0 | 0 | 0 | -159.7494 | 29.5586 | 33.6397 | 81.5589 | 0.38615 | 0.39118 | 0.3871 | 0.38217 | -61.6865 | 11.5627 | 13.0221 | 31.1692
11 | 23 | 23 | 685.7896 | 698.1072 | 710.0028 | 828.9583 | 378.8299 | 100.3275 | 0 | 0 | 32.9753 | 68.6402 | 76.7012 | 72.5246 | 0 | 0 | 0 | 0 | 354.1763 | 417.1177 | 523.2612 | 619.4962 | 0 | 0 | 0 | 0 | 0.52076 | 3.5069 | 8.9512 | 7.2119 | 0 | 0 | 0 | 0 | -80.7127 | 108.5148 | 101.0892 | 129.7256 | 0.37881 | 0.38565 | 0.38202 | 0.38151 | -30.575 | 41.8489 | 38.6186 | 49.4913
11 | 23 | 24 | 622.9081 | 632.6737 | 641.8583 | 747.995 | 378.8299 | 100.3275 | 0 | 0 | 30.7924 | 63.5113 | 63.9871 | 66.2347 | 0 | 0 | 0 | 0 | 350.1207 | 413.165 | 519.4703 | 651.2492 | 0 | 0 | 0 | 0 | 0.15594 | 6.6196 | 15.3157 | -0.271 | 0 | 0 | 0 | 0 | -136.9909 | 49.0503 | 43.0853 | 30.7821 | 0.37303 | 0.37589 | 0.37336 | 0.37439 | -51.1015 | 18.4374 | 16.0865 | 11.5245
11 | 24 | 1 | 573.4558 | 580.1475 | 586.0188 | 680.7402 | 378.8299 | 100.3275 | 0 | 0 | 29.0979 | 58.8597 | 58.4858 | 57.6125 | 0 | 0 | 0 | 0 | 314.7913 | 366.6858 | 473.4702 | 622.3366 | 0 | 0 | 0 | 0 | 0.10687 | 4.7454 | 10.6439 | 3.9312 | 0 | 0 | 0 | 0 | -149.3702 | 49.5292 | 43.419 | -3.1401 | 0.3688 | 0.37024 | 0.36683 | 0.36949 | -55.0882 | 18.3377 | 15.9276 | -1.1603
11 | 24 | 2 | 543.8992 | 547.7956 | 550.5987 | 637.2202 | 378.8299 | 100.3275 | 0 | 0 | 20.1346 | 61.4723 | 55.4048 | 48.0287 | 0 | 0 | 0 | 0 | 279.456 | 323.1608 | 436.4496 | 587.2275 | 0 | 0 | 0 | 0 | -0.29073 | 8.6358 | 13.9678 | -1.528 | 0 | 0 | 0 | 0 | -134.2306 | 54.1992 | 44.7765 | 3.4921 | 0.36982 | 0.36893 | 0.36693 | 0.36762 | -49.6409 | 19.9955 | 16.43 | 1.2838
11 | 24 | 3 | 527.2759 | 528.7838 | 528.966 | 610.0334 | 378.8299 | 100.3275 | 0 | 0 | 16.7853 | 47.6591 | 45.219 | 39.8086 | 0 | 0 | 0 | 0 | 258.6483 | 299.2045 | 408.0828 | 574.1991 | 0 | 0 | 0 | 0 | -0.24829 | 1.0341 | -0.80331 | 0.55404 | 0 | 0 | 0 | 0 | -126.7393 | 80.5586 | 76.4675 | -4.5283 | 0.37 | 0.37041 | 0.36674 | 0.36591 | -46.8937 | 29.8397 | 28.044 | -1.6569
11 | 24 | 4 | 517.6494 | 517.0857 | 514.9401 | 591.794 | 378.8299 | 100.3275 | 0 | 0 | 15.3835 | 49.6662 | 45.8697 | 39.6062 | 0 | 0 | 0 | 0 | 251.4797 | 281.4553 | 383.6132 | 567.9199 | 0 | 0 | 0 | 0 | -0.078097 | 0.34581 | -0.0048636 | -0.035175 | 0 | 0 | 0 | 0 | -127.9657 | 85.2909 | 85.4621 | -15.697 | 0.37047 | 0.36757 | 0.36593 | 0.36392 | -47.408 | 31.3502 | 31.2731 | -5.7125
11 | 24 | 5 | 523.6559 | 520.6806 | 515.6999 | 590.0177 | 378.8299 | 100.3275 | 0 | 0 | 22.1396 | 61.8422 | 57.127 | 40.9455 | 0 | 0 | 0 | 0 | 251.722 | 270.0743 | 363.9041 | 557.6218 | 0 | 0 | 0 | 0 | -0.13502 | 5.0377 | -2.2993 | 11.1778 | 0 | 0 | 0 | 0 | -128.9006 | 83.3989 | 96.9681 | -19.7274 | 0.3683 | 0.36546 | 0.36536 | 0.36382 | -47.4736 | 30.4787 | 35.4281 | -7.1773
11 | 24 | 6 | 547.6977 | 542.0343 | 533.7764 | 607.6809 | 378.8299 | 100.3275 | 0 | 0 | 30.472 | 65.922 | 64.0174 | 59.1587 | 0 | 0 | 0 | 0 | 230.2498 | 234.904 | 313.9342 | 508.827 | 0 | 0 | 0 | 0 | 0.017371 | 5.5893 | 10.4015 | -8.3119 | 0 | 0 | 0 | 0 | -91.8715 | 135.2915 | 145.4232 | 48.0071 | 0.3671 | 0.37164 | 0.36654 | 0.36504 | -33.7262 | 50.2792 | 53.3032 | 17.5247
11 | 24 | 7 | 583.3532 | 575.9031 | 565.4285 | 642.0623 | 378.8299 | 100.3275 | 0 | 0 | 33.6016 | 55.6237 | 53.4008 | 53.1051 | 0 | 0 | 0 | 0 | 208.4262 | 235.4512 | 297.1702 | 490.4053 | 0 | 0 | 0 | 0 | 0.30342 | 6.1253 | 17.1003 | 16.0339 | 0 | 0 | 0 | 0 | -37.808 | 178.3754 | 197.7572 | 82.5179 | 0.37421 | 0.37971 | 0.37449 | 0.37153 | -14.1481 | 67.7317 | 74.0576 | 30.6578
11 | 24 | 8 | 619.9849 | 611.5432 | 599.7163 | 680.1853 | 378.8299 | 100.3275 | 0 | 0 | 30.6058 | 38.3959 | 38.4205 | 35.898 | 0 | 0 | 0 | 0 | 260.1772 | 438.0124 | 505.7485 | 685.7549 | 0 | 0 | 0 | 0 | -0.22327 | -3.7794 | -2.8607 | -4.9072 | 0 | 0 | 0 | 0 | -49.4048 | 38.5868 | 58.408 | -36.5604 | 0.37146 | 0.3818 | 0.38331 | 0.37768 | -18.3521 | 14.7325 | 22.3885 | -13.8082
11 | 24 | 9 | 668.4413 | 661.1444 | 650.5023 | 739.8365 | 378.8299 | 100.3275 | 0 | 0 | 22.3857 | 35.0185 | 35.6107 | 34.456 | 0 | 0 | 0 | 0 | 327.9181 | 662.7734 | 763.9885 | 936.7487 | 0 | 0 | 0 | 0 | 0.10687 | -1.1379 | 0.46491 | -8.5545 | 0 | 0 | 0 | 0 | -60.7993 | -135.837 | -149.5619 | -222.8138 | 0.37123 | 0.22113 | 0.22 | 0.23066 | -22.5705 | -30.0381 | -32.9042 | -51.3933
11 | 24 | 10 | 701.8472 | 695.112 | 685.0706 | 780.3327 | 378.8299 | 100.3275 | 0 | 0 | 13.8929 | 28.4539 | 30.2144 | 35.6924 | 0 | 0 | 0 | 0 | 372.1346 | 794.8758 | 908.7874 | 1088.5571 | 0 | 0 | 0 | 0 | 0 | -4.5381 | -10.4019 | -22.4549 | 0 | 0 | 0 | 0 | -63.0102 | -224.0069 | -243.5293 | -321.4619 | 0.3751 | 0.22969 | 0.22687 | 0.23713 | -23.6353 | -51.4516 | -55.2507 | -76.228
11 | 24 | 11 | 714.3143 | 708.0526 | 698.513 | 796.2759 | 378.8299 | 100.3275 | 0 | 0 | 14.7342 | 30.7057 | 30.6977 | 27.7741 | 0 | 0 | 0 | 0 | 399.2692 | 857.8316 | 970.43 | 1160.0732 | 0 | 0 | 0 | 0 | 0 | -4.8733 | -20.8461 | -27.1017 | 0 | 0 | 0 | 0 | -78.519 | -275.9388 | -281.7686 | -364.4697 | 0.37749 | 0.2322 | 0.2322 | 0 | -29.6401 | -64.0732 | -65.427 | 0
11 | 24 | 12 | 709.9003 | 703.967 | 694.7428 | 792.0816 | 378.8299 | 100.3275 | 0 | 0 | 14.0593 | 27.7741 | 27.7741 | 27.7741 | 0 | 0 | 0 | 0 | 410.5869 | 859.5177 | 957.837 | 1148.8366 | 0 | 0 | 0 | 0 | -0.24866 | -11.9435 | -23.8328 | -49.109 | 0 | 0 | 0 | 0 | -93.3271 | -271.7088 | -267.0355 | -335.4201 | 0.38446 | 0.2322 | 0.2322 | 0 | -35.8805 | -63.091 | -62.006 | 0
11 | 24 | 13 | 699.3829 | 694.8852 | 687.2403 | 784.684 | 378.8299 | 100.3275 | 0 | 0 | 13.9315 | 28.4655 | 30.6806 | 27.7741 | 0 | 0 | 0 | 0 | 414.2765 | 847.0429 | 922.5606 | 1107.3379 | 0 | 0 | 0 | 0 | -0.58165 | -11.3775 | -23.8242 | -51.1704 | 0 | 0 | 0 | 0 | -107.0733 | -269.5732 | -242.1768 | -299.2577 | 0.38397 | 0.2322 | 0.2322 | 0 | -41.1135 | -62.5951 | -56.2338 | 0
11 | 24 | 14 | 684.7622 | 680.8595 | 673.8235 | 769.558 | 378.8299 | 100.3275 | 0 | 0 | 13.7942 | 30.6868 | 27.7741 | 27.7741 | 0 | 0 | 0 | 0 | 393.8996 | 786.3288 | 848.7244 | 1026.7812 | 0 | 0 | 0 | 0 | -0.25201 | -12.2512 | -23.1014 | -44.0558 | 0 | 0 | 0 | 0 | -101.5095 | -224.2324 | -179.5736 | -240.9415 | 0.38397 | 0.2322 | 0.2322 | 0 | -38.9771 | -52.067 | -41.6972 | 0
11 | 24 | 15 | 674.7585 | 671.6785 | 665.5525 | 760.732 | 378.8299 | 100.3275 | 0 | 0 | 14.9652 | 27.7741 | 27.7741 | 27.7741 | 0 | 0 | 0 | 0 | 342.853 | 664.5163 | 710.0195 | 883.4946 | 0 | 0 | 0 | 0 | -0.0973 | -7.2587 | -15.1159 | -38.4146 | 0 | 0 | 0 | 0 | -61.7922 | -113.6807 | -57.1253 | -112.1222 | 0.38285 | 0.2322 | 0.2322 | 0 | -23.6571 | -26.3968 | -13.2646 | 0
11 | 24 | 16 | 673.9847 | 673.9463 | 671.264 | 770.3451 | 378.8299 | 100.3275 | 0 | 0 | 18.1956 | 32.7981 | 34.9445 | 39.7253 | 0 | 0 | 0 | 0 | 270.1889 | 469.6205 | 506.332 | 672.3481 | 0 | 0 | 0 | 0 | -0.071151 | -1.9097 | -3.7617 | 3.5743 | 0 | 0 | 0 | 0 | 6.8415 | 73.1099 | 133.7491 | 54.6974 | 0.36639 | 0.37183 | 0.37526 | 0.38586 | 2.5066 | 27.1843 | 50.1904 | 21.1058
11 | 24 | 17 | 706.7248 | 709.2087 | 709.2681 | 816.5419 | 378.8299 | 100.3275 | 0 | 0 | 29.8966 | 46.4106 | 45.4549 | 53.8044 | 0 | 0 | 0 | 0 | 188.1117 | 216.7672 | 227.2881 | 388.9579 | 141.5984 | 151.5027 | 151.5027 | 151.5027 | -0.29313 | -1.7932 | -0.62566 | 1.6231 | 0 | 0 | 0 | 0 | -31.4187 | 195.9939 | 285.648 | 220.6539 | 0.37929 | 0.39223 | 0.38711 | 0.38707 | -11.9167 | 76.8746 | 110.5773 | 85.4092
11 | 24 | 18 | 800.3994 | 808.3251 | 814.5621 | 943.8966 | 378.8299 | 100.3275 | 0 | 0 | 33.0711 | 59.8362 | 59.3167 | 68.0639 | 0 | 0 | 0 | 0 | 169.8704 | 159.818 | 164.8759 | 334.6523 | 141.5984 | 151.5027 | 151.5027 | 151.5027 | -0.18236 | -0.91345 | 0.47245 | 8.7112 | 0 | 0 | 0 | 0 | 77.212 | 337.7542 | 438.3942 | 380.9665 | 0.38908 | 0.39443 | 0.3893 | 0.38442 | 30.042 | 133.221 | 170.669 | 146.451
11 | 24 | 19 | 807.1558 | 817.9029 | 827.3262 | 961.4393 | 378.8299 | 100.3275 | 0 | 0 | 32.9493 | 67.5731 | 68.008 | 71.6342 | 0 | 0 | 0 | 0 | 166.0603 | 158.3057 | 163.2978 | 333.9527 | 141.5984 | 151.5027 | 151.5027 | 151.5027 | -0.019737 | -0.56854 | 3.3931 | 55.1423 | 0 | 0 | 0 | 0 | 87.7375 | 340.7624 | 441.1245 | 349.2074 | 0.39237 | 0.3967 | 0.39262 | 0.38839 | 34.4259 | 135.1804 | 173.1934 | 135.6304
11 | 24 | 20 | 789.9316 | 801.5123 | 811.9341 | 944.5801 | 378.8299 | 100.3275 | 0 | 0 | 35.8186 | 65.8844 | 69.8143 | 78.1454 | 0 | 0 | 0 | 0 | 165.1522 | 159.7009 | 162.5173 | 327.2278 | 141.5984 | 151.5027 | 151.5027 | 151.5027 | -0.0096989 | -0.86306 | 0.72651 | 13.9959 | 0 | 0 | 0 | 0 | 68.5422 | 324.9599 | 427.3733 | 373.7083 | 0.3924 | 0.39622 | 0.39194 | 0.38777 | 26.8962 | 128.757 | 167.5058 | 144.9134
11 | 24 | 21 | 765.5365 | 777.3086 | 788.0819 | 917.5039 | 378.8299 | 100.3275 | 0 | 0 | 36.8259 | 68.1324 | 72.1223 | 80.4656 | 0 | 0 | 0 | 0 | 154.6915 | 151.2523 | 153.8014 | 306.5011 | 141.5984 | 151.5027 | 151.5027 | 151.5027 | 0.1841 | 0.97967 | 1.7584 | 38.0751 | 0 | 0 | 0 | 0 | 53.4067 | 305.114 | 408.897 | 340.9594 | 0.39025 | 0.39436 | 0.39015 | 0.38582 | 20.8418 | 120.3255 | 159.5316 | 131.5488
11 | 24 | 22 | 722.5513 | 734.3966 | 745.4643 | 868.7806 | 378.8299 | 100.3275 | 0 | 0 | 35.4832 | 72.426 | 74.7115 | 79.7509 | 0 | 0 | 0 | 0 | 148.2067 | 146.4954 | 151.3296 | 298.8805 | 141.5984 | 151.5027 | 151.5027 | 151.5027 | 0.17673 | 0.97246 | 2.1037 | 13.2218 | 0 | 0 | 0 | 0 | 18.2564 | 262.6726 | 365.8168 | 325.4246 | 0.38615 | 0.39118 | 0.3871 | 0.38217 | 7.0496 | 102.752 | 141.6094 | 124.3668
11 | 24 | 23 | 669.3614 | 681.2122 | 692.5546 | 808.2239 | 378.8299 | 100.3275 | 0 | 0 | 32.9753 | 68.6402 | 76.7012 | 72.5246 | 0 | 0 | 0 | 0 | 140.3621 | 136.892 | 145.933 | 290.826 | 0 | 0 | 0 | 0 | 0.52076 | 3.5069 | 8.9512 | 7.2119 | 0 | 0 | 0 | 0 | 116.6734 | 371.8455 | 460.9692 | 437.6614 | 0.37881 | 0.38565 | 0.38202 | 0.38151 | 44.1974 | 143.4026 | 176.1016 | 166.971
11 | 24 | 24 | 613.504 | 623.0024 | 631.8703 | 736.1257 | 378.8299 | 100.3275 | 0 | 0 | 30.7924 | 63.5113 | 63.9871 | 66.2347 | 0 | 0 | 0 | 0 | 139.5859 | 134.5336 | 144.2084 | 286.7651 | 0 | 0 | 0 | 0 | 0.15594 | 6.6196 | 15.3157 | -0.271 | 0 | 0 | 0 | 0 | 64.1398 | 318.0103 | 408.3591 | 383.3969 | 0.37303 | 0.37589 | 0.37336 | 0.37439 | 23.926 | 119.5362 | 152.4669 | 143.5403
11 | 25 | 1 | 568.0782 | 574.6199 | 580.3135 | 673.9632 | 378.8299 | 100.3275 | 0 | 0 | 29.0979 | 58.8597 | 58.4858 | 57.6125 | 0 | 0 | 0 | 0 | 138.7084 | 131.473 | 144.1218 | 285.5421 | 0 | 0 | 0 | 0 | 0.10687 | 4.7454 | 10.6439 | 3.9312 | 0 | 0 | 0 | 0 | 21.3351 | 279.2143 | 367.0621 | 326.8773 | 0.3688 | 0.37024 | 0.36683 | 0.36949 | 7.8684 | 103.3762 | 134.6508 | 120.7789
11 | 25 | 2 | 539.1685 | 542.9294 | 545.5719 | 631.2455 | 378.8299 | 100.3275 | 0 | 0 | 20.1346 | 61.4723 | 55.4048 | 48.0287 | 0 | 0 | 0 | 0 | 137.7011 | 128.1588 | 150.7686 | 292.1146 | 0 | 0 | 0 | 0 | -0.29073 | 8.6358 | 13.9678 | -1.528 | 0 | 0 | 0 | 0 | 2.7937 | 244.335 | 325.4307 | 292.6302 | 0.36982 | 0.36893 | 0.36693 | 0.36762 | 1.0332 | 90.1415 | 119.4116 | 107.5772
11 | 25 | 3 | 522.995 | 524.3769 | 524.4094 | 604.6142 | 378.8299 | 100.3275 | 0 | 0 | 16.7853 | 47.6591 | 45.219 | 39.8086 | 0 | 0 | 0 | 0 | 136.9709 | 122.8957 | 160.0445 | 299.0079 | 0 | 0 | 0 | 0 | -0.24829 | 1.0341 | -0.80331 | 0.55404 | 0 | 0 | 0 | 0 | -9.3428 | 252.4605 | 319.9493 | 265.2437 | 0.37 | 0.37041 | 0.36674 | 0.36591 | -3.4569 | 93.514 | 117.3395 | 97.0554
11 | 25 | 4 | 511.4957 | 510.7523 | 508.3935 | 584.0094 | 378.8299 | 100.3275 | 0 | 0 | 15.3835 | 49.6662 | 45.8697 | 39.6062 | 0 | 0 | 0 | 0 | 134.7028 | 118.7058 | 161.6606 | 296.9427 | 0 | 0 | 0 | 0 | -0.078097 | 0.34581 | -0.0048636 | -0.035175 | 0 | 0 | 0 | 0 | -17.3425 | 241.7071 | 300.8681 | 247.4957 | 0.37047 | 0.36757 | 0.36593 | 0.36392 | -6.4249 | 88.8437 | 110.0964 | 90.0696
11 | 25 | 5 | 515.9587 | 512.758 | 507.5098 | 580.2781 | 378.8299 | 100.3275 | 0 | 0 | 22.1396 | 61.8422 | 57.127 | 40.9455 | 0 | 0 | 0 | 0 | 131.1367 | 116.6019 | 163.1 | 296.8204 | 0 | 0 | 0 | 0 | -0.13502 | 5.0377 | -2.2993 | 11.1778 | 0 | 0 | 0 | 0 | -16.0125 | 228.9487 | 289.5821 | 231.3345 | 0.3683 | 0.36546 | 0.36536 | 0.36382 | -5.8973 | 83.6708 | 105.8012 | 84.1647
11 | 25 | 6 | 536.2769 | 530.2818 | 521.6305 | 593.2402 | 378.8299 | 100.3275 | 0 | 0 | 30.472 | 65.922 | 64.0174 | 59.1587 | 0 | 0 | 0 | 0 | 131.6023 | 119.3473 | 166.0323 | 297.6481 | 0 | 0 | 0 | 0 | 0.017371 | 5.5893 | 10.4015 | -8.3119 | 0 | 0 | 0 | 0 | -4.6447 | 239.0958 | 281.1792 | 244.7453 | 0.3671 | 0.37164 | 0.36654 | 0.36504 | -1.7051 | 88.8566 | 103.063 | 89.3428
11 | 25 | 7 | 565.3726 | 557.4026 | 546.3115 | 619.3355 | 378.8299 | 100.3275 | 0 | 0 | 33.6016 | 55.6237 | 53.4008 | 53.1051 | 0 | 0 | 0 | 0 | 131.9122 | 126.2131 | 171.6736 | 296.1864 | 0 | 0 | 0 | 0 | 0.30342 | 6.1253 | 17.1003 | 16.0339 | 0 | 0 | 0 | 0 | 20.7254 | 269.113 | 304.1368 | 254.0101 | 0.37421 | 0.37971 | 0.37449 | 0.37153 | 7.7556 | 102.186 | 113.8955 | 94.3721
11 | 25 | 8 | 596.6952 | 587.586 | 574.9679 | 650.7699 | 378.8299 | 100.3275 | 0 | 0 | 30.6058 | 38.3959 | 38.4205 | 35.898 | 0 | 0 | 0 | 0 | 170.2945 | 250.1001 | 295.1484 | 416.4749 | 0 | 0 | 0 | 0 | -0.22327 | -3.7794 | -2.8607 | -4.9072 | 0 | 0 | 0 | 0 | 17.1883 | 202.542 | 244.2597 | 203.3041 | 0.37146 | 0.3818 | 0.38331 | 0.37768 | 6.3848 | 77.331 | 93.6276 | 76.7842
11 | 25 | 9 | 638.5334 | 630.3875 | 618.7393 | 702.0919 | 378.8299 | 100.3275 | 0 | 0 | 22.3857 | 35.0185 | 35.6107 | 34.456 | 0 | 0 | 0 | 0 | 197.7673 | 348.8046 | 401.5914 | 506.0668 | 0 | 0 | 0 | 0 | 0.10687 | -1.1379 | 0.46491 | -8.5545 | 0 | 0 | 0 | 0 | 39.4436 | 147.3749 | 181.0722 | 170.1235 | 0.37123 | 0.22113 | 0.22 | 0.23066 | 14.6426 | 32.5895 | 39.8366 | 39.24
11 | 25 | 10 | 670.8082 | 663.2011 | 652.127 | 741.1947 | 378.8299 | 100.3275 | 0 | 0 | 13.8929 | 28.4539 | 30.2144 | 35.6924 | 0 | 0 | 0 | 0 | 213.0236 | 444.9489 | 504.0943 | 606.2156 | 0 | 0 | 0 | 0 | 0 | -4.5381 | -10.4019 | -22.4549 | 0 | 0 | 0 | 0 | 65.0618 | 94.0089 | 128.2203 | 121.7416 | 0.3751 | 0.22969 | 0.22687 | 0.23713 | 24.4049 | 21.5927 | 29.0899 | 28.8685
11 | 25 | 11 | 690.7323 | 683.808 | 673.4837 | 766.5402 | 378.8299 | 100.3275 | 0 | 0 | 14.7342 | 30.7057 | 30.6977 | 27.7741 | 0 | 0 | 0 | 0 | 233.4856 | 543.7047 | 625.5408 | 727.3234 | 0 | 0 | 0 | 0 | 0 | -4.8733 | -20.8461 | -27.1017 | 0 | 0 | 0 | 0 | 63.6826 | 13.9435 | 38.0913 | 38.5443 | 0.37749 | 0.2322 | 0.2322 | 0 | 24.0395 | 3.2377 | 8.8448 | 0
11 | 25 | 12 | 693.5977 | 687.2096 | 677.4468 | 771.5367 | 378.8299 | 100.3275 | 0 | 0 | 14.0593 | 27.7741 | 27.7741 | 27.7741 | 0 | 0 | 0 | 0 | 250.8068 | 614.5137 | 726.3981 | 812.4147 | 0 | 0 | 0 | 0 | -0.24866 | -11.9435 | -23.8328 | -49.109 | 0 | 0 | 0 | 0 | 50.1503 | -43.4622 | -52.8926 | -19.5431 | 0.38446 | 0.2322 | 0.2322 | 0 | 19.2807 | -10.092 | -12.2817 | 0
11 | 25 | 13 | 684.2427 | 679.3225 | 671.1774 | 765.6037 | 378.8299 | 100.3275 | 0 | 0 | 13.9315 | 28.4655 | 30.6806 | 27.7741 | 0 | 0 | 0 | 0 | 244.0991 | 604.7984 | 737.8366 | 808.5611 | 0 | 0 | 0 | 0 | -0.58165 | -11.3775 | -23.8242 | -51.1704 | 0 | 0 | 0 | 0 | 47.9639 | -42.8914 | -73.5157 | -19.5612 | 0.38397 | 0.2322 | 0.2322 | 0 | 18.4169 | -9.9594 | -17.0704 | 0
11 | 25 | 14 | 675.0732 | 670.9016 | 663.5475 | 757.3532 | 378.8299 | 100.3275 | 0 | 0 | 13.7942 | 30.6868 | 27.7741 | 27.7741 | 0 | 0 | 0 | 0 | 199.95 | 482.2654 | 619.2919 | 679.2653 | 0 | 0 | 0 | 0 | -0.25201 | -12.2512 | -23.1014 | -44.0558 | 0 | 0 | 0 | 0 | 82.7511 | 69.8732 | 39.5829 | 94.3696 | 0.38397 | 0.2322 | 0.2322 | 0 | 31.7744 | 16.2246 | 9.1912 | 0
11 | 25 | 15 | 668.6502 | 665.4051 | 659.0841 | 753.0541 | 378.8299 | 100.3275 | 0 | 0 | 14.9652 | 27.7741 | 27.7741 | 27.7741 | 0 | 0 | 0 | 0 | 171.5142 | 403.6148 | 543.6488 | 594.582 | 0 | 0 | 0 | 0 | -0.0973 | -7.2587 | -15.1159 | -38.4146 | 0 | 0 | 0 | 0 | 103.4381 | 140.9475 | 102.777 | 169.1126 | 0.38285 | 0.2322 | 0.2322 | 0 | 39.6012 | 32.7281 | 23.865 | 0
11 | 25 | 16 | 671.3414 | 671.2408 | 668.4856 | 767.0566 | 378.8299 | 100.3275 | 0 | 0 | 18.1956 | 32.7981 | 34.9445 | 39.7253 | 0 | 0 | 0 | 0 | 147.9533 | 290.5978 | 413.5219 | 463.5559 | 0 | 0 | 0 | 0 | -0.071151 | -1.9097 | -3.7617 | 3.5743 | 0 | 0 | 0 | 0 | 126.4338 | 249.4272 | 223.7808 | 260.2011 | 0.36639 | 0.37183 | 0.37526 | 0.38586 | 46.324 | 92.744 | 83.9754 | 100.4025
11 | 25 | 17 | 717.6092 | 720.4171 | 720.8614 | 830.3339 | 378.8299 | 100.3275 | 0 | 0 | 29.8966 | 46.4106 | 45.4549 | 53.8044 | 0 | 0 | 0 | 0 | 123.85 | 132.8261 | 207.3821 | 253.0198 | 141.5984 | 151.5027 | 151.5027 | 151.5027 | -0.29313 | -1.7932 | -0.62566 | 1.6231 | 0 | 0 | 0 | 0 | 43.7274 | 291.1435 | 317.1473 | 370.384 | 0.37929 | 0.39223 | 0.38711 | 0.38707 | 16.5852 | 114.1951 | 122.771 | 143.3658
11 | 25 | 18 | 820.5052 | 829.0226 | 835.9619 | 969.3478 | 378.8299 | 100.3275 | 0 | 0 | 33.0711 | 59.8362 | 59.3167 | 68.0639 | 0 | 0 | 0 | 0 | 112.2018 | 97.9176 | 150.7699 | 194.7514 | 141.5984 | 151.5027 | 151.5027 | 151.5027 | -0.18236 | -0.91345 | 0.47245 | 8.7112 | 0 | 0 | 0 | 0 | 154.9864 | 420.3521 | 473.9001 | 546.3185 | 0.38908 | 0.39443 | 0.3893 | 0.38442 | 60.3027 | 165.8003 | 184.4917 | 210.0156
11 | 25 | 19 | 834.4551 | 846.0004 | 856.3709 | 995.9774 | 378.8299 | 100.3275 | 0 | 0 | 32.9493 | 67.5731 | 68.008 | 71.6342 | 0 | 0 | 0 | 0 | 103.0654 | 89.5648 | 137.3546 | 181.1183 | 141.5984 | 151.5027 | 151.5027 | 151.5027 | -0.019737 | -0.56854 | 3.3931 | 55.1423 | 0 | 0 | 0 | 0 | 178.0318 | 437.6008 | 496.1124 | 536.5799 | 0.39237 | 0.3967 | 0.39262 | 0.38839 | 69.8551 | 173.5962 | 194.7826 | 208.4049
11 | 25 | 20 | 815.6029 | 827.9374 | 839.2538 | 977.0701 | 378.8299 | 100.3275 | 0 | 0 | 35.8186 | 65.8844 | 69.8143 | 78.1454 | 0 | 0 | 0 | 0 | 118.5682 | 103.7379 | 143.5514 | 188.7789 | 141.5984 | 151.5027 | 151.5027 | 151.5027 | -0.0096989 | -0.86306 | 0.72651 | 13.9959 | 0 | 0 | 0 | 0 | 140.7975 | 407.348 | 473.6588 | 544.6472 | 0.3924 | 0.39622 | 0.39194 | 0.38777 | 55.2494 | 161.4011 | 185.6471 | 211.1987
11 | 25 | 21 | 788.8094 | 801.2639 | 812.847 | 946.9549 | 378.8299 | 100.3275 | 0 | 0 | 36.8259 | 68.1324 | 72.1223 | 80.4656 | 0 | 0 | 0 | 0 | 126.3649 | 110.8658 | 144.8377 | 192.6391 | 141.5984 | 151.5027 | 151.5027 | 151.5027 | 0.1841 | 0.97967 | 1.7584 | 38.0751 | 0 | 0 | 0 | 0 | 105.0063 | 369.4558 | 442.6259 | 484.2724 | 0.39025 | 0.39436 | 0.39015 | 0.38582 | 40.9783 | 145.6994 | 172.6909 | 186.8417
11 | 25 | 22 | 738.3573 | 750.6563 | 762.2619 | 888.7466 | 378.8299 | 100.3275 | 0 | 0 | 35.4832 | 72.426 | 74.7115 | 79.7509 | 0 | 0 | 0 | 0 | 129.8465 | 114.0488 | 145.4229 | 196.1273 | 141.5984 | 151.5027 | 151.5027 | 151.5027 | 0.17673 | 0.97246 | 2.1037 | 13.2218 | 0 | 0 | 0 | 0 | 52.4226 | 311.3789 | 388.5211 | 448.1439 | 0.38615 | 0.39118 | 0.3871 | 0.38217 | 20.2427 | 121.8048 | 150.3983 | 171.2661
11 | 25 | 23 | 669.8541 | 681.7167 | 693.073 | 808.8377 | 378.8299 | 100.3275 | 0 | 0 | 32.9753 | 68.6402 | 76.7012 | 72.5246 | 0 | 0 | 0 | 0 | 137.3665 | 120.9238 | 152.5062 | 201.9791 | 0 | 0 | 0 | 0 | 0.52076 | 3.5069 | 8.9512 | 7.2119 | 0 | 0 | 0 | 0 | 120.1616 | 388.3183 | 454.9145 | 527.1222 | 0.37881 | 0.38565 | 0.38202 | 0.38151 | 45.5188 | 149.7554 | 173.7885 | 201.101
11 | 25 | 24 | 598.4688 | 607.5344 | 615.889 | 717.1287 | 378.8299 | 100.3275 | 0 | 0 | 30.7924 | 63.5113 | 63.9871 | 66.2347 | 0 | 0 | 0 | 0 | 140.3157 | 123.62 | 158.7343 | 211.1778 | 0 | 0 | 0 | 0 | 0.15594 | 6.6196 | 15.3157 | -0.271 | 0 | 0 | 0 | 0 | 48.3748 | 313.456 | 377.852 | 439.9872 | 0.37303 | 0.37589 | 0.37336 | 0.37439 | 18.0451 | 117.8242 | 141.0766 | 164.7272
11 | 26 | 1 | 549.8237 | 555.8469 | 560.9262 | 650.9247 | 378.8299 | 100.3275 | 0 | 0 | 29.0979 | 58.8597 | 58.4858 | 57.6125 | 0 | 0 | 0 | 0 | 146.789 | 129.538 | 169.8776 | 221.808 | 0 | 0 | 0 | 0 | 0.10687 | 4.7454 | 10.6439 | 3.9312 | 0 | 0 | 0 | 0 | -5 | 262.3763 | 321.919 | 367.5731 | 0.3688 | 0.37024 | 0.36683 | 0.36949 | -1.844 | 97.1421 | 118.0908 | 135.8157
11 | 26 | 2 | 527.2043 | 530.629 | 532.8732 | 616.159 | 378.8299 | 100.3275 | 0 | 0 | 20.1346 | 61.4723 | 55.4048 | 48.0287 | 0 | 0 | 0 | 0 | 151.9349 | 134.2425 | 177.7894 | 230.0369 | 0 | 0 | 0 | 0 | -0.29073 | 8.6358 | 13.9678 | -1.528 | 0 | 0 | 0 | 0 | -23.4043 | 225.9509 | 285.7112 | 339.6214 | 0.36982 | 0.36893 | 0.36693 | 0.36762 | -8.6553 | 83.3592 | 104.8372 | 124.8522
11 | 26 | 3 | 516.4382 | 517.6395 | 517.4584 | 596.3598 | 378.8299 | 100.3275 | 0 | 0 | 16.7853 | 47.6591 | 45.219 | 39.8086 | 0 | 0 | 0 | 0 | 147.7628 | 130.4596 | 175.7054 | 229.292 | 0 | 0 | 0 | 0 | -0.24829 | 1.0341 | -0.80331 | 0.55404 | 0 | 0 | 0 | 0 | -26.6915 | 238.1592 | 297.3373 | 326.7052 | 0.37 | 0.37041 | 0.36674 | 0.36591 | -9.8759 | 88.2167 | 109.0467 | 119.5448
11 | 26 | 4 | 514.3182 | 513.6611 | 511.4048 | 587.5941 | 378.8299 | 100.3275 | 0 | 0 | 15.3835 | 49.6662 | 45.8697 | 39.6062 | 0 | 0 | 0 | 0 | 145.7385 | 129.1268 | 176.2647 | 230.6117 | 0 | 0 | 0 | 0 | -0.078097 | 0.34581 | -0.0048636 | -0.035175 | 0 | 0 | 0 | 0 | -25.5556 | 234.1948 | 289.2753 | 317.4114 | 0.37047 | 0.36757 | 0.36593 | 0.36392 | -9.4677 | 86.0824 | 105.8543 | 115.5135
11 | 26 | 5 | 534.9166 | 532.2691 | 527.6772 | 604.2588 | 378.8299 | 100.3275 | 0 | 0 | 22.1396 | 61.8422 | 57.127 | 40.9455 | 0 | 0 | 0 | 0 | 143.5171 | 127.947 | 176.9215 | 232.8599 | 0 | 0 | 0 | 0 | -0.13502 | 5.0377 | -2.2993 | 11.1778 | 0 | 0 | 0 | 0 | -9.435 | 237.1147 | 295.928 | 319.2756 | 0.3683 | 0.36546 | 0.36536 | 0.36382 | -3.4749 | 86.6551 | 108.1198 | 116.1596
11 | 26 | 6 | 592.1708 | 587.7936 | 581.0614 | 663.8948 | 378.8299 | 100.3275 | 0 | 0 | 30.472 | 65.922 | 64.0174 | 59.1587 | 0 | 0 | 0 | 0 | 153.9564 | 139.6809 | 192.8581 | 244.6835 | 0 | 0 | 0 | 0 | 0.017371 | 5.5893 | 10.4015 | -8.3119 | 0 | 0 | 0 | 0 | 28.8951 | 276.2739 | 313.7843 | 368.3645 | 0.3671 | 0.37164 | 0.36654 | 0.36504 | 10.6074 | 102.6733 | 115.014 | 134.4692
11 | 26 | 7 | 689.803 | 685.4182 | 678.5785 | 776.5647 | 378.8299 | 100.3275 | 0 | 0 | 33.6016 | 55.6237 | 53.4008 | 53.1051 | 0 | 0 | 0 | 0 | 156.697 | 166.6235 | 221.1677 | 264.5246 | 0 | 0 | 0 | 0 | 0.30342 | 6.1253 | 17.1003 | 16.0339 | 0 | 0 | 0 | 0 | 120.3711 | 356.7182 | 386.9097 | 442.9011 | 0.37421 | 0.37971 | 0.37449 | 0.37153 | 45.0439 | 135.4509 | 144.8929 | 164.5506
11 | 26 | 8 | 749.7612 | 745.0628 | 737.6752 | 844.1848 | 378.8299 | 100.3275 | 0 | 0 | 30.6058 | 38.3959 | 38.4205 | 35.898 | 0 | 0 | 0 | 0 | 194.2908 | 346.9213 | 409.3307 | 451.4158 | 0 | 0 | 0 | 0 | -0.22327 | -3.7794 | -2.8607 | -4.9072 | 0 | 0 | 0 | 0 | 146.258 | 263.1975 | 292.7847 | 361.7782 | 0.37146 | 0.3818 | 0.38331 | 0.37768 | 54.3295 | 100.4895 | 112.2279 | 136.637
11 | 26 | 9 | 767.2289 | 762.7981 | 755.556 | 864.7368 | 378.8299 | 100.3275 | 0 | 0 | 22.3857 | 35.0185 | 35.6107 | 34.456 | 0 | 0 | 0 | 0 | 254.9734 | 548.1827 | 627.4844 | 669.8433 | 0 | 0 | 0 | 0 | 0.10687 | -1.1379 | 0.46491 | -8.5545 | 0 | 0 | 0 | 0 | 110.9329 | 80.4073 | 91.9959 | 168.992 | 0.37123 | 0.22113 | 0.22 | 0.23066 | 41.1816 | 17.7808 | 20.2395 | 38.979
11 | 26 | 10 | 782.095 | 777.6992 | 770.4337 | 881.8339 | 378.8299 | 100.3275 | 0 | 0 | 13.8929 | 28.4539 | 30.2144 | 35.6924 | 0 | 0 | 0 | 0 | 297.4372 | 674.8362 | 762.5618 | 813.4564 | 0 | 0 | 0 | 0 | 0 | -4.5381 | -10.4019 | -22.4549 | 0 | 0 | 0 | 0 | 91.9349 | -21.3802 | -11.9406 | 55.14 | 0.3751 | 0.22969 | 0.22687 | 0.23713 | 34.4851 | -4.9108 | -2.709 | 13.0753
11 | 26 | 11 | 791.5963 | 787.5904 | 780.7275 | 894.0361 | 378.8299 | 100.3275 | 0 | 0 | 14.7342 | 30.7057 | 30.6977 | 27.7741 | 0 | 0 | 0 | 0 | 332.952 | 745.0949 | 832.1132 | 898.0297 | 0 | 0 | 0 | 0 | 0 | -4.8733 | -20.8461 | -27.1017 | 0 | 0 | 0 | 0 | 65.0802 | -83.6643 | -61.2373 | -4.666 | 0.37749 | 0.2322 | 0.2322 | 0 | 24.5671 | -19.4269 | -14.2194 | 0
11 | 26 | 12 | 788.8265 | 785.1976 | 778.7079 | 891.9242 | 378.8299 | 100.3275 | 0 | 0 | 14.0593 | 27.7741 | 27.7741 | 27.7741 | 0 | 0 | 0 | 0 | 351.1039 | 770.5106 | 857.3318 | 950.2466 | 0 | 0 | 0 | 0 | -0.24866 | -11.9435 | -23.8328 | -49.109 | 0 | 0 | 0 | 0 | 45.082 | -101.471 | -82.5652 | -36.9875 | 0.38446 | 0.2322 | 0.2322 | 0 | 17.3322 | -23.5617 | -19.1718 | 0
11 | 26 | 13 | 778.5653 | 776.3804 | 771.4801 | 884.8542 | 378.8299 | 100.3275 | 0 | 0 | 13.9315 | 28.4655 | 30.6806 | 27.7741 | 0 | 0 | 0 | 0 | 335.2958 | 757.2579 | 857.2825 | 978.4559 | 0 | 0 | 0 | 0 | -0.58165 | -11.3775 | -23.8242 | -51.1704 | 0 | 0 | 0 | 0 | 51.0897 | -98.293 | -92.6588 | -70.2054 | 0.38397 | 0.2322 | 0.2322 | 0 | 19.6172 | -22.8237 | -21.5155 | 0
11 | 26 | 14 | 771.8757 | 770.511 | 766.4864 | 879.7375 | 378.8299 | 100.3275 | 0 | 0 | 13.7942 | 30.6868 | 27.7741 | 27.7741 | 0 | 0 | 0 | 0 | 299.9236 | 720.6061 | 840.0791 | 970.0599 | 0 | 0 | 0 | 0 | -0.25201 | -12.2512 | -23.1014 | -44.0558 | 0 | 0 | 0 | 0 | 79.58 | -68.8582 | -78.2654 | -74.0407 | 0.38397 | 0.2322 | 0.2322 | 0 | 30.5567 | -15.9889 | -18.1733 | 0
11 | 26 | 15 | 760.6717 | 760.0964 | 756.9422 | 869.3993 | 378.8299 | 100.3275 | 0 | 0 | 14.9652 | 27.7741 | 27.7741 | 27.7741 | 0 | 0 | 0 | 0 | 255.7461 | 613.9483 | 721.0299 | 842.2243 | 0 | 0 | 0 | 0 | -0.0973 | -7.2587 | -15.1159 | -38.4146 | 0 | 0 | 0 | 0 | 111.2279 | 25.3051 | 23.2541 | 37.8155 | 0.38285 | 0.2322 | 0.2322 | 0 | 42.5835 | 5.8759 | 5.3996 | 0
11 | 26 | 16 | 756.831 | 759.2067 | 759.3887 | 875.129 | 378.8299 | 100.3275 | 0 | 0 | 18.1956 | 32.7981 | 34.9445 | 39.7253 | 0 | 0 | 0 | 0 | 173.8351 | 374.4907 | 463.3428 | 582.026 | 0 | 0 | 0 | 0 | -0.071151 | -1.9097 | -3.7617 | 3.5743 | 0 | 0 | 0 | 0 | 186.0416 | 253.5001 | 264.8631 | 249.8034 | 0.36639 | 0.37183 | 0.37526 | 0.38586 | 68.1637 | 94.2584 | 99.3919 | 96.3904
11 | 26 | 17 | 786.6005 | 791.4063 | 794.2205 | 917.548 | 378.8299 | 100.3275 | 0 | 0 | 29.8966 | 46.4106 | 45.4549 | 53.8044 | 0 | 0 | 0 | 0 | 82.1931 | 110.8963 | 192.4934 | 312.4998 | 141.5984 | 151.5027 | 151.5027 | 151.5027 | -0.29313 | -1.7932 | -0.62566 | 1.6231 | 0 | 0 | 0 | 0 | 154.3757 | 384.0625 | 405.395 | 398.118 | 0.37929 | 0.39223 | 0.38711 | 0.38707 | 58.5526 | 150.6407 | 156.9326 | 154.1009
11 | 26 | 18 | 886.6644 | 897.0945 | 906.3025 | 1052.9702 | 378.8299 | 100.3275 | 0 | 0 | 33.0711 | 59.8362 | 59.3167 | 68.0639 | 0 | 0 | 0 | 0 | 63.7281 | 54.165 | 141.8647 | 264.6256 | 141.5984 | 151.5027 | 151.5027 | 151.5027 | -0.18236 | -0.91345 | 0.47245 | 8.7112 | 0 | 0 | 0 | 0 | 269.6192 | 532.1766 | 553.1459 | 560.0668 | 0.38908 | 0.39443 | 0.3893 | 0.38442 | 104.9045 | 209.9074 | 215.3425 | 215.3007
11 | 26 | 19 | 893.5499 | 906.8065 | 919.2069 | 1070.681 | 378.8299 | 100.3275 | 0 | 0 | 32.9493 | 67.5731 | 68.008 | 71.6342 | 0 | 0 | 0 | 0 | 67.9999 | 58.2018 | 159.5516 | 280.3789 | 141.5984 | 151.5027 | 151.5027 | 151.5027 | -0.019737 | -0.56854 | 3.3931 | 55.1423 | 0 | 0 | 0 | 0 | 272.1921 | 529.77 | 536.7514 | 512.0229 | 0.39237 | 0.3967 | 0.39262 | 0.38839 | 106.8011 | 210.1597 | 210.7382 | 198.8671
11 | 26 | 20 | 873.0561 | 887.0498 | 900.3342 | 1049.682 | 378.8299 | 100.3275 | 0 | 0 | 35.8186 | 65.8844 | 69.8143 | 78.1454 | 0 | 0 | 0 | 0 | 74.3064 | 65.8554 | 171.4589 | 284.9245 | 141.5984 | 151.5027 | 151.5027 | 151.5027 | -0.0096989 | -0.86306 | 0.72651 | 13.9959 | 0 | 0 | 0 | 0 | 242.5125 | 504.343 | 506.8317 | 521.1135 | 0.3924 | 0.39622 | 0.39194 | 0.38777 | 95.1626 | 199.8329 | 198.6489 | 202.073
11 | 26 | 21 | 836.3105 | 850.1435 | 863.3621 | 1007.0137 | 378.8299 | 100.3275 | 0 | 0 | 36.8259 | 68.1324 | 72.1223 | 80.4656 | 0 | 0 | 0 | 0 | 81.199 | 73.2491 | 169.3324 | 273.1626 | 141.5984 | 151.5027 | 151.5027 | 151.5027 | 0.1841 | 0.97967 | 1.7584 | 38.0751 | 0 | 0 | 0 | 0 | 197.6732 | 455.9521 | 468.6462 | 463.8076 | 0.39025 | 0.39436 | 0.39015 | 0.38582 | 77.1412 | 179.8103 | 182.8428 | 178.946
11 | 26 | 22 | 769.7728 | 782.9986 | 795.7046 | 928.523 | 378.8299 | 100.3275 | 0 | 0 | 35.4832 | 72.426 | 74.7115 | 79.7509 | 0 | 0 | 0 | 0 | 120.2883 | 108.38 | 205.9304 | 296.8767 | 141.5984 | 151.5027 | 151.5027 | 151.5027 | 0.17673 | 0.97246 | 2.1037 | 13.2218 | 0 | 0 | 0 | 0 | 93.3963 | 349.39 | 361.4563 | 387.1708 | 0.38615 | 0.39118 | 0.3871 | 0.38217 | 36.0645 | 136.674 | 139.9214 | 147.9642
11 | 26 | 23 | 691.8004 | 704.3224 | 716.4622 | 836.6686 | 378.8299 | 100.3275 | 0 | 0 | 32.9753 | 68.6402 | 76.7012 | 72.5246 | 0 | 0 | 0 | 0 | 270.9289 | 243.8547 | 337.0473 | 418.5307 | 0 | 0 | 0 | 0 | 0.52076 | 3.5069 | 8.9512 | 7.2119 | 0 | 0 | 0 | 0 | 8.5456 | 287.993 | 293.7625 | 338.4014 | 0.37881 | 0.38565 | 0.38202 | 0.38151 | 3.2372 | 111.0648 | 112.2245 | 129.1026
11 | 26 | 24 | 617.4357 | 627.0651 | 636.0893 | 741.1591 | 378.8299 | 100.3275 | 0 | 0 | 30.7924 | 63.5113 | 63.9871 | 66.2347 | 0 | 0 | 0 | 0 | 354.141 | 319.6983 | 414.7207 | 485.0534 | 0 | 0 | 0 | 0 | 0.15594 | 6.6196 | 15.3157 | -0.271 | 0 | 0 | 0 | 0 | -146.4836 | 136.9084 | 142.0659 | 190.142 | 0.37303 | 0.37589 | 0.37336 | 0.37439 | -54.6425 | 51.4622 | 53.0424 | 71.1874
11 | 27 | 1 | 568.584 | 575.1626 | 580.9013 | 674.6848 | 378.8299 | 100.3275 | 0 | 0 | 29.0979 | 58.8597 | 58.4858 | 57.6125 | 0 | 0 | 0 | 0 | 373.8276 | 339.3924 | 437.5709 | 503.3657 | 0 | 0 | 0 | 0 | 0.10687 | 4.7454 | 10.6439 | 3.9312 | 0 | 0 | 0 | 0 | -213.2783 | 71.8375 | 74.2008 | 109.7754 | 0.3688 | 0.37024 | 0.36683 | 0.36949 | -78.6577 | 26.5971 | 27.2194 | 40.5612
11 | 27 | 2 | 544.5634 | 548.5006 | 551.3535 | 638.1398 | 378.8299 | 100.3275 | 0 | 0 | 20.1346 | 61.4723 | 55.4048 | 48.0287 | 0 | 0 | 0 | 0 | 352.7184 | 319.6644 | 408.5992 | 476.2428 | 0 | 0 | 0 | 0 | -0.29073 | 8.6358 | 13.9678 | -1.528 | 0 | 0 | 0 | 0 | -206.8288 | 58.4007 | 73.3818 | 115.3963 | 0.36982 | 0.36893 | 0.36693 | 0.36762 | -76.4891 | 21.5455 | 26.9263 | 42.4222
11 | 27 | 3 | 531.9645 | 533.6245 | 533.988 | 616.0206 | 378.8299 | 100.3275 | 0 | 0 | 16.7853 | 47.6591 | 45.219 | 39.8086 | 0 | 0 | 0 | 0 | 353.7972 | 321.0449 | 406.3749 | 481.0755 | 0 | 0 | 0 | 0 | -0.24829 | 1.0341 | -0.80331 | 0.55404 | 0 | 0 | 0 | 0 | -217.1996 | 63.5589 | 83.1974 | 94.5825 | 0.37 | 0.37041 | 0.36674 | 0.36591 | -80.3641 | 23.5429 | 30.5121 | 34.6087
11 | 27 | 4 | 525.555 | 525.2343 | 523.3777 | 601.8396 | 378.8299 | 100.3275 | 0 | 0 | 15.3835 | 49.6662 | 45.8697 | 39.6062 | 0 | 0 | 0 | 0 | 367.7125 | 335.0681 | 418.0792 | 504.8216 | 0 | 0 | 0 | 0 | -0.078097 | 0.34581 | -0.0048636 | -0.035175 | 0 | 0 | 0 | 0 | -236.2929 | 39.8267 | 59.4337 | 57.4469 | 0.37047 | 0.36757 | 0.36593 | 0.36392 | -87.5404 | 14.639 | 21.7485 | 20.9063
11 | 27 | 5 | 542.8437 | 540.4358 | 536.1289 | 614.317 | 378.8299 | 100.3275 | 0 | 0 | 22.1396 | 61.8422 | 57.127 | 40.9455 | 0 | 0 | 0 | 0 | 382.5786 | 349.2551 | 433.8186 | 519.228 | 0 | 0 | 0 | 0 | -0.13502 | 5.0377 | -2.2993 | 11.1778 | 0 | 0 | 0 | 0 | -240.5694 | 23.9733 | 47.4826 | 42.9658 | 0.3683 | 0.36546 | 0.36536 | 0.36382 | -88.6008 | 8.7612 | 17.3482 | 15.6319
11 | 27 | 6 | 595.0561 | 590.7759 | 584.1595 | 667.5918 | 378.8299 | 100.3275 | 0 | 0 | 30.472 | 65.922 | 64.0174 | 59.1587 | 0 | 0 | 0 | 0 | 428.874 | 393.6881 | 486.5084 | 564.5271 | 0 | 0 | 0 | 0 | 0.017371 | 5.5893 | 10.4015 | -8.3119 | 0 | 0 | 0 | 0 | -243.1372 | 25.2491 | 23.2321 | 52.2178 | 0.3671 | 0.37164 | 0.36654 | 0.36504 | -89.2561 | 9.3835 | 8.5155 | 19.0618
11 | 27 | 7 | 690.3208 | 685.9672 | 679.1655 | 777.2791 | 378.8299 | 100.3275 | 0 | 0 | 33.6016 | 55.6237 | 53.4008 | 53.1051 | 0 | 0 | 0 | 0 | 447.4891 | 414.7601 | 507.6722 | 593.9802 | 0 | 0 | 0 | 0 | 0.30342 | 6.1253 | 17.1003 | 16.0339 | 0 | 0 | 0 | 0 | -169.9033 | 109.1305 | 100.9922 | 114.1599 | 0.37421 | 0.37971 | 0.37449 | 0.37153 | -63.5792 | 41.4384 | 37.8203 | 42.4137
11 | 27 | 8 | 755.0642 | 750.5233 | 743.3229 | 850.9033 | 378.8299 | 100.3275 | 0 | 0 | 30.6058 | 38.3959 | 38.4205 | 35.898 | 0 | 0 | 0 | 0 | 489.5381 | 535.5948 | 646.2471 | 731.8263 | 0 | 0 | 0 | 0 | -0.22327 | -3.7794 | -2.8607 | -4.9072 | 0 | 0 | 0 | 0 | -143.6864 | 79.9846 | 61.516 | 88.0862 | 0.37146 | 0.3818 | 0.38331 | 0.37768 | -53.3743 | 30.5383 | 23.5798 | 33.2685
11 | 27 | 9 | 769.5501 | 765.1887 | 758.029 | 867.679 | 378.8299 | 100.3275 | 0 | 0 | 22.3857 | 35.0185 | 35.6107 | 34.456 | 0 | 0 | 0 | 0 | 551.431 | 713.7833 | 867.8501 | 953.4529 | 0 | 0 | 0 | 0 | 0.10687 | -1.1379 | 0.46491 | -8.5545 | 0 | 0 | 0 | 0 | -183.2035 | -82.8027 | -145.8967 | -111.6754 | 0.37123 | 0.22113 | 0.22 | 0.23066 | -68.0105 | -18.3105 | -32.0979 | -25.7586
11 | 27 | 10 | 784.4916 | 780.1664 | 772.9847 | 884.868 | 378.8299 | 100.3275 | 0 | 0 | 13.8929 | 28.4539 | 30.2144 | 35.6924 | 0 | 0 | 0 | 0 | 565.3298 | 814.242 | 989.2218 | 1091.9911 | 0 | 0 | 0 | 0 | 0 | -4.5381 | -10.4019 | -22.4549 | 0 | 0 | 0 | 0 | -173.5611 | -158.3188 | -236.0496 | -220.3606 | 0.3751 | 0.22969 | 0.22687 | 0.23713 | -65.1033 | -36.3639 | -53.5537 | -52.2539
11 | 27 | 11 | 791.239 | 787.2184 | 780.338 | 893.5686 | 378.8299 | 100.3275 | 0 | 0 | 14.7342 | 30.7057 | 30.6977 | 27.7741 | 0 | 0 | 0 | 0 | 636.3365 | 921.7108 | 1132.1691 | 1254.879 | 0 | 0 | 0 | 0 | 0 | -4.8733 | -20.8461 | -27.1017 | 0 | 0 | 0 | 0 | -238.6616 | -260.6522 | -361.6827 | -361.9828 | 0.37749 | 0.2322 | 0.2322 | 0 | -90.0924 | -60.5236 | -83.9832 | 0
11 | 27 | 12 | 786.1142 | 782.4009 | 775.8107 | 888.4737 | 378.8299 | 100.3275 | 0 | 0 | 14.0593 | 27.7741 | 27.7741 | 27.7741 | 0 | 0 | 0 | 0 | 737.1926 | 1093.7354 | 1329.9507 | 1471.6169 | 0 | 0 | 0 | 0 | -0.24866 | -11.9435 | -23.8328 | -49.109 | 0 | 0 | 0 | 0 | -343.719 | -427.4927 | -558.0813 | -561.8082 | 0.38446 | 0.2322 | 0.2322 | 0 | -132.1459 | -99.2641 | -129.5872 | 0
11 | 27 | 13 | 777.5208 | 775.2971 | 770.3502 | 883.5021 | 378.8299 | 100.3275 | 0 | 0 | 13.9315 | 28.4655 | 30.6806 | 27.7741 | 0 | 0 | 0 | 0 | 798.1192 | 1191.5943 | 1441.0708 | 1602.3202 | 0 | 0 | 0 | 0 | -0.58165 | -11.3775 | -23.8242 | -51.1704 | 0 | 0 | 0 | 0 | -412.7782 | -533.7127 | -677.5769 | -695.4219 | 0.38397 | 0.2322 | 0.2322 | 0 | -158.4964 | -123.9285 | -157.3343 | 0
11 | 27 | 14 | 768.9477 | 767.4918 | 763.3588 | 876.0126 | 378.8299 | 100.3275 | 0 | 0 | 13.7942 | 30.6868 | 27.7741 | 27.7741 | 0 | 0 | 0 | 0 | 819.948 | 1180.1386 | 1430.938 | 1598.4274 | 0 | 0 | 0 | 0 | -0.25201 | -12.2512 | -23.1014 | -44.0558 | 0 | 0 | 0 | 0 | -443.3724 | -531.4099 | -672.252 | -706.133 | 0.38397 | 0.2322 | 0.2322 | 0 | -170.2438 | -123.3938 | -156.0978 | 0
11 | 27 | 15 | 761.0109 | 760.4407 | 757.2924 | 869.8109 | 378.8299 | 100.3275 | 0 | 0 | 14.9652 | 27.7741 | 27.7741 | 27.7741 | 0 | 0 | 0 | 0 | 771.7835 | 1056.5647 | 1301.5407 | 1462.6213 | 0 | 0 | 0 | 0 | -0.0973 | -7.2587 | -15.1159 | -38.4146 | 0 | 0 | 0 | 0 | -404.4704 | -416.9669 | -556.9065 | -582.1699 | 0.38285 | 0.2322 | 0.2322 | 0 | -154.8511 | -96.8201 | -129.3145 | 0
11 | 27 | 16 | 757.5813 | 759.9748 | 760.178 | 876.0633 | 378.8299 | 100.3275 | 0 | 0 | 18.1956 | 32.7981 | 34.9445 | 39.7253 | 0 | 0 | 0 | 0 | 680.1647 | 877.5398 | 1085.9786 | 1235.7695 | 0 | 0 | 0 | 0 | -0.071151 | -1.9097 | -3.7617 | 3.5743 | 0 | 0 | 0 | 0 | -319.5377 | -248.7808 | -356.9835 | -403.0058 | 0.36639 | 0.37183 | 0.37526 | 0.38586 | -117.0753 | -92.5037 | -133.9607 | -155.5058
11 | 27 | 17 | 786.0664 | 790.8562 | 793.6512 | 916.8705 | 378.8299 | 100.3275 | 0 | 0 | 29.8966 | 46.4106 | 45.4549 | 53.8044 | 0 | 0 | 0 | 0 | 563.2319 | 611.2208 | 797.7438 | 949.4447 | 141.5984 | 151.5027 | 151.5027 | 151.5027 | -0.29313 | -1.7932 | -0.62566 | 1.6231 | 0 | 0 | 0 | 0 | -327.1973 | -116.8122 | -200.4246 | -239.5043 | 0.37929 | 0.39223 | 0.38711 | 0.38707 | -124.1016 | -45.8172 | -77.5865 | -92.7057
11 | 27 | 18 | 878.1552 | 888.3497 | 897.2789 | 1042.2533 | 378.8299 | 100.3275 | 0 | 0 | 33.0711 | 59.8362 | 59.3167 | 68.0639 | 0 | 0 | 0 | 0 | 550.3392 | 570.3976 | 771.363 | 943.9324 | 141.5984 | 151.5027 | 151.5027 | 151.5027 | -0.18236 | -0.91345 | 0.47245 | 8.7112 | 0 | 0 | 0 | 0 | -225.5009 | 7.1992 | -85.3761 | -129.9569 | 0.38908 | 0.39443 | 0.3893 | 0.38442 | -87.7388 | 2.8396 | -33.2373 | -49.958
11 | 27 | 19 | 889.2413 | 902.3815 | 914.6443 | 1065.2653 | 378.8299 | 100.3275 | 0 | 0 | 32.9493 | 67.5731 | 68.008 | 71.6342 | 0 | 0 | 0 | 0 | 514.5565 | 532.0225 | 739.5487 | 910.3177 | 141.5984 | 151.5027 | 151.5027 | 151.5027 | -0.019737 | -0.56854 | 3.3931 | 55.1423 | 0 | 0 | 0 | 0 | -178.6731 | 51.5243 | -47.8083 | -123.3316 | 0.39237 | 0.3967 | 0.39262 | 0.38839 | -70.1067 | 20.4397 | -18.7704 | -47.9014
11 | 27 | 20 | 870.6879 | 884.6296 | 897.8531 | 1046.7491 | 378.8299 | 100.3275 | 0 | 0 | 35.8186 | 65.8844 | 69.8143 | 78.1454 | 0 | 0 | 0 | 0 | 530.465 | 538.8621 | 745.1888 | 907.7587 | 141.5984 | 151.5027 | 151.5027 | 151.5027 | -0.0096989 | -0.86306 | 0.72651 | 13.9959 | 0 | 0 | 0 | 0 | -216.0143 | 28.9159 | -69.3793 | -104.6536 | 0.3924 | 0.39622 | 0.39194 | 0.38777 | -84.7646 | 11.4572 | -27.1927 | -40.5817
11 | 27 | 21 | 839.3194 | 853.2523 | 866.59 | 1010.8641 | 378.8299 | 100.3275 | 0 | 0 | 36.8259 | 68.1324 | 72.1223 | 80.4656 | 0 | 0 | 0 | 0 | 526.242 | 524.5357 | 735.3129 | 875.4111 | 141.5984 | 151.5027 | 151.5027 | 151.5027 | 0.1841 | 0.97967 | 1.7584 | 38.0751 | 0 | 0 | 0 | 0 | -244.3608 | 7.7742 | -94.1064 | -134.5904 | 0.39025 | 0.39436 | 0.39015 | 0.38582 | -95.3608 | 3.0659 | -36.7157 | -51.9276
11 | 27 | 22 | 778.7581 | 792.2516 | 805.2756 | 939.9093 | 378.8299 | 100.3275 | 0 | 0 | 35.4832 | 72.426 | 74.7115 | 79.7509 | 0 | 0 | 0 | 0 | 492.3417 | 487.1849 | 694.2331 | 814.2021 | 141.5984 | 151.5027 | 151.5027 | 151.5027 | 0.17673 | 0.97246 | 2.1037 | 13.2218 | 0 | 0 | 0 | 0 | -269.6718 | -20.1619 | -117.2755 | -118.7683 | 0.38615 | 0.39118 | 0.3871 | 0.38217 | -104.1325 | -7.8869 | -45.3979 | -45.3894
11 | 27 | 23 | 697.7392 | 710.4405 | 722.7935 | 844.2033 | 378.8299 | 100.3275 | 0 | 0 | 32.9753 | 68.6402 | 76.7012 | 72.5246 | 0 | 0 | 0 | 0 | 454.104 | 443.7765 | 652.2635 | 750.9452 | 0 | 0 | 0 | 0 | 0.52076 | 3.5069 | 8.9512 | 7.2119 | 0 | 0 | 0 | 0 | -168.6907 | 94.1893 | -15.1223 | 13.5216 | 0.37881 | 0.38565 | 0.38202 | 0.38151 | -63.9022 | 36.3242 | -5.7771 | 5.1586
11 | 27 | 24 | 623.9255 | 633.7491 | 643.0041 | 749.3862 | 378.8299 | 100.3275 | 0 | 0 | 30.7924 | 63.5113 | 63.9871 | 66.2347 | 0 | 0 | 0 | 0 | 440.611 | 425.563 | 636.5685 | 725.0929 | 0 | 0 | 0 | 0 | 0.15594 | 6.6196 | 15.3157 | -0.271 | 0 | 0 | 0 | 0 | -226.4638 | 37.7278 | -72.8671 | -41.6704 | 0.37303 | 0.37589 | 0.37336 | 0.37439 | -84.4774 | 14.1814 | -27.206 | -15.601
11 | 28 | 1 | 566.0094 | 572.5216 | 578.182 | 671.4601 | 378.8299 | 100.3275 | 0 | 0 | 29.0979 | 58.8597 | 58.4858 | 57.6125 | 0 | 0 | 0 | 0 | 418.5045 | 403.0187 | 605.0562 | 699.2309 | 0 | 0 | 0 | 0 | 0.10687 | 4.7454 | 10.6439 | 3.9312 | 0 | 0 | 0 | 0 | -260.5298 | 5.5703 | -96.0038 | -89.3144 | 0.3688 | 0.37024 | 0.36683 | 0.36949 | -96.0842 | 2.0623 | -35.2174 | -33.0011
11 | 28 | 2 | 539.5639 | 543.366 | 546.0592 | 631.8555 | 378.8299 | 100.3275 | 0 | 0 | 20.1346 | 61.4723 | 55.4048 | 48.0287 | 0 | 0 | 0 | 0 | 373.5883 | 359.9118 | 549.6886 | 645.7889 | 0 | 0 | 0 | 0 | -0.29073 | 8.6358 | 13.9678 | -1.528 | 0 | 0 | 0 | 0 | -232.6982 | 13.0187 | -73.0019 | -60.4341 | 0.36982 | 0.36893 | 0.36693 | 0.36762 | -86.056 | 4.8029 | -26.7869 | -22.2169
11 | 28 | 3 | 524.8248 | 526.2886 | 526.42 | 607.034 | 378.8299 | 100.3275 | 0 | 0 | 16.7853 | 47.6591 | 45.219 | 39.8086 | 0 | 0 | 0 | 0 | 302.9767 | 294.1221 | 478.1399 | 583.1841 | 0 | 0 | 0 | 0 | -0.24829 | 1.0341 | -0.80331 | 0.55404 | 0 | 0 | 0 | 0 | -173.5188 | 83.1458 | 3.8644 | -16.5127 | 0.37 | 0.37041 | 0.36674 | 0.36591 | -64.2022 | 30.7981 | 1.4173 | -6.0422
11 | 28 | 4 | 520.0523 | 519.5813 | 517.5471 | 594.917 | 378.8299 | 100.3275 | 0 | 0 | 15.3835 | 49.6662 | 45.8697 | 39.6062 | 0 | 0 | 0 | 0 | 255.3981 | 254.7869 | 440.1505 | 549.9255 | 0 | 0 | 0 | 0 | -0.078097 | 0.34581 | -0.0048636 | -0.035175 | 0 | 0 | 0 | 0 | -129.4812 | 114.455 | 31.5318 | 5.4205 | 0.37047 | 0.36757 | 0.36593 | 0.36392 | -47.9694 | 42.0699 | 11.5384 | 1.9727
11 | 28 | 5 | 537.5065 | 534.9534 | 530.4747 | 607.6046 | 378.8299 | 100.3275 | 0 | 0 | 22.1396 | 61.8422 | 57.127 | 40.9455 | 0 | 0 | 0 | 0 | 282.3997 | 282.6611 | 470.497 | 578.307 | 0 | 0 | 0 | 0 | -0.13502 | 5.0377 | -2.2993 | 11.1778 | 0 | 0 | 0 | 0 | -145.7277 | 85.085 | 5.15 | -22.8256 | 0.3683 | 0.36546 | 0.36536 | 0.36382 | -53.671 | 31.0949 | 1.8816 | -8.3045
11 | 28 | 6 | 590.1715 | 585.758 | 578.9839 | 661.447 | 378.8299 | 100.3275 | 0 | 0 | 30.472 | 65.922 | 64.0174 | 59.1587 | 0 | 0 | 0 | 0 | 300.6523 | 295.739 | 486.5956 | 585.8668 | 0 | 0 | 0 | 0 | 0.017371 | 5.5893 | 10.4015 | -8.3119 | 0 | 0 | 0 | 0 | -119.8002 | 118.1802 | 17.9693 | 24.7334 | 0.3671 | 0.37164 | 0.36654 | 0.36504 | -43.9789 | 43.92 | 6.5864 | 9.0288
11 | 28 | 7 | 681.6319 | 677.0323 | 669.9393 | 766.3163 | 378.8299 | 100.3275 | 0 | 0 | 33.6016 | 55.6237 | 53.4008 | 53.1051 | 0 | 0 | 0 | 0 | 305.7195 | 312.4416 | 508.8271 | 600.8496 | 0 | 0 | 0 | 0 | 0.30342 | 6.1253 | 17.1003 | 16.0339 | 0 | 0 | 0 | 0 | -36.8226 | 202.5142 | 90.6111 | 96.3277 | 0.37421 | 0.37971 | 0.37449 | 0.37153 | -13.7793 | 76.8975 | 33.9327 | 35.7885
11 | 28 | 8 | 740.6711 | 735.7327 | 728.0619 | 832.7797 | 378.8299 | 100.3275 | 0 | 0 | 30.6058 | 38.3959 | 38.4205 | 35.898 | 0 | 0 | 0 | 0 | 307.8696 | 425.9315 | 647.2812 | 732.8039 | 0 | 0 | 0 | 0 | -0.22327 | -3.7794 | -2.8607 | -4.9072 | 0 | 0 | 0 | 0 | 23.589 | 174.8573 | 45.2209 | 68.985 | 0.37146 | 0.3818 | 0.38331 | 0.37768 | 8.7625 | 66.761 | 17.3337 | 26.0544
11 | 28 | 9 | 761.1239 | 756.5383 | 749.1138 | 857.1004 | 378.8299 | 100.3275 | 0 | 0 | 22.3857 | 35.0185 | 35.6107 | 34.456 | 0 | 0 | 0 | 0 | 308.2707 | 569.7191 | 829.2206 | 924.9652 | 0 | 0 | 0 | 0 | 0.10687 | -1.1379 | 0.46491 | -8.5545 | 0 | 0 | 0 | 0 | 51.5307 | 52.6112 | -116.1824 | -93.7664 | 0.37123 | 0.22113 | 0.22 | 0.23066 | 19.1297 | 11.6341 | -25.5606 | -21.6277
11 | 28 | 10 | 777.201 | 772.6814 | 765.27 | 875.7132 | 378.8299 | 100.3275 | 0 | 0 | 13.8929 | 28.4539 | 30.2144 | 35.6924 | 0 | 0 | 0 | 0 | 316.0946 | 679.3188 | 946.7299 | 1066.1112 | 0 | 0 | 0 | 0 | 0 | -4.5381 | -10.4019 | -22.4549 | 0 | 0 | 0 | 0 | 68.3836 | -30.8807 | -201.2724 | -203.6355 | 0.3751 | 0.22969 | 0.22687 | 0.23713 | 25.6509 | -7.0929 | -45.6636 | -48.2879
11 | 28 | 11 | 784.7099 | 780.5183 | 773.4361 | 885.3817 | 378.8299 | 100.3275 | 0 | 0 | 14.7342 | 30.7057 | 30.6977 | 27.7741 | 0 | 0 | 0 | 0 | 326.7475 | 767.2869 | 1033.4909 | 1170.1342 | 0 | 0 | 0 | 0 | 0 | -4.8733 | -20.8461 | -27.1017 | 0 | 0 | 0 | 0 | 64.3982 | -112.9284 | -269.9064 | -285.4249 | 0.37749 | 0.2322 | 0.2322 | 0 | 24.3097 | -26.2221 | -62.6726 | 0
11 | 28 | 12 | 785.3799 | 781.6591 | 775.0609 | 887.5966 | 378.8299 | 100.3275 | 0 | 0 | 14.0593 | 27.7741 | 27.7741 | 27.7741 | 0 | 0 | 0 | 0 | 359.0453 | 830.8347 | 1089.6834 | 1239.2375 | 0 | 0 | 0 | 0 | -0.24866 | -11.9435 | -23.8328 | -49.109 | 0 | 0 | 0 | 0 | 33.694 | -165.3336 | -318.5638 | -330.306 | 0.38446 | 0.2322 | 0.2322 | 0 | 12.954 | -38.3906 | -73.9709 | 0
11 | 28 | 13 | 778.9001 | 776.7192 | 771.8232 | 885.2563 | 378.8299 | 100.3275 | 0 | 0 | 13.9315 | 28.4655 | 30.6806 | 27.7741 | 0 | 0 | 0 | 0 | 348.6824 | 805.4127 | 1038.5391 | 1197.4048 | 0 | 0 | 0 | 0 | -0.58165 | -11.3775 | -23.8242 | -51.1704 | 0 | 0 | 0 | 0 | 38.038 | -146.109 | -273.5723 | -288.7523 | 0.38397 | 0.2322 | 0.2322 | 0 | 14.6056 | -33.9266 | -63.5239 | 0
11 | 28 | 14 | 770.3183 | 768.9065 | 764.8259 | 877.7613 | 378.8299 | 100.3275 | 0 | 0 | 13.7942 | 30.6868 | 27.7741 | 27.7741 | 0 | 0 | 0 | 0 | 313.837 | 726.2272 | 931.236 | 1088.8529 | 0 | 0 | 0 | 0 | -0.25201 | -12.2512 | -23.1014 | -44.0558 | 0 | 0 | 0 | 0 | 64.1092 | -76.0838 | -171.0829 | -194.8099 | 0.38397 | 0.2322 | 0.2322 | 0 | 24.6163 | -17.6667 | -39.7257 | 0
11 | 28 | 15 | 764.1398 | 763.6599 | 760.6188 | 873.7652 | 378.8299 | 100.3275 | 0 | 0 | 14.9652 | 27.7741 | 27.7741 | 27.7741 | 0 | 0 | 0 | 0 | 259.2844 | 598.5892 | 756.0153 | 899.009 | 0 | 0 | 0 | 0 | -0.0973 | -7.2587 | -15.1159 | -38.4146 | 0 | 0 | 0 | 0 | 111.1576 | 44.2279 | -8.0548 | -14.6033 | 0.38285 | 0.2322 | 0.2322 | 0 | 42.5566 | 10.2697 | -1.8703 | 0
11 | 28 | 16 | 760.0999 | 762.5649 | 762.8527 | 879.2417 | 378.8299 | 100.3275 | 0 | 0 | 18.1956 | 32.7981 | 34.9445 | 39.7253 | 0 | 0 | 0 | 0 | 181.9177 | 367.2196 | 463.818 | 591.3521 | 0 | 0 | 0 | 0 | -0.071151 | -1.9097 | -3.7617 | 3.5743 | 0 | 0 | 0 | 0 | 181.2278 | 264.1294 | 267.8518 | 244.59 | 0.36639 | 0.37183 | 0.37526 | 0.38586 | 66.4 | 98.2107 | 100.5134 | 94.3787
11 | 28 | 17 | 781.2541 | 785.9145 | 788.5567 | 910.8242 | 378.8299 | 100.3275 | 0 | 0 | 29.8966 | 46.4106 | 45.4549 | 53.8044 | 0 | 0 | 0 | 0 | 98.3112 | 128.5499 | 178.4555 | 303.3078 | 141.5984 | 151.5027 | 151.5027 | 151.5027 | -0.29313 | -1.7932 | -0.62566 | 1.6231 | 0 | 0 | 0 | 0 | 132.9111 | 360.917 | 413.7692 | 400.5862 | 0.37929 | 0.39223 | 0.38711 | 0.38707 | 50.4114 | 141.5624 | 160.1744 | 155.0563
11 | 28 | 18 | 867.4589 | 877.3551 | 885.9311 | 1028.7741 | 378.8299 | 100.3275 | 0 | 0 | 33.0711 | 59.8362 | 59.3167 | 68.0639 | 0 | 0 | 0 | 0 | 77.0922 | 74.4217 | 118.6192 | 238.8388 | 141.5984 | 151.5027 | 151.5027 | 151.5027 | -0.18236 | -0.91345 | 0.47245 | 8.7112 | 0 | 0 | 0 | 0 | 237.0497 | 492.1805 | 556.02 | 561.6575 | 0.38908 | 0.39443 | 0.3893 | 0.38442 | 92.2322 | 194.1317 | 216.4614 | 215.9122
11 | 28 | 19 | 870.5737 | 883.188 | 894.8278 | 1041.7211 | 378.8299 | 100.3275 | 0 | 0 | 32.9493 | 67.5731 | 68.008 | 71.6342 | 0 | 0 | 0 | 0 | 70.4071 | 66.3248 | 114.7328 | 221.9583 | 141.5984 | 151.5027 | 151.5027 | 151.5027 | -0.019737 | -0.56854 | 3.3931 | 55.1423 | 0 | 0 | 0 | 0 | 246.8088 | 498.0284 | 557.1911 | 541.4836 | 0.39237 | 0.3967 | 0.39262 | 0.38839 | 96.8413 | 197.5678 | 218.7632 | 210.3095
11 | 28 | 20 | 849.7452 | 863.0908 | 875.608 | 1020.3134 | 378.8299 | 100.3275 | 0 | 0 | 35.8186 | 65.8844 | 69.8143 | 78.1454 | 0 | 0 | 0 | 0 | 63.6833 | 59.2672 | 103.8925 | 204.8564 | 141.5984 | 151.5027 | 151.5027 | 151.5027 | -0.0096989 | -0.86306 | 0.72651 | 13.9959 | 0 | 0 | 0 | 0 | 229.8246 | 486.9721 | 549.672 | 571.8131 | 0.3924 | 0.39622 | 0.39194 | 0.38777 | 90.1839 | 192.9501 | 215.4399 | 221.7328
11 | 28 | 21 | 817.1943 | 830.5043 | 843.1041 | 982.9608 | 378.8299 | 100.3275 | 0 | 0 | 36.8259 | 68.1324 | 72.1223 | 80.4656 | 0 | 0 | 0 | 0 | 63.07 | 57.8304 | 105.8978 | 201.5301 | 141.5984 | 151.5027 | 151.5027 | 151.5027 | 0.1841 | 0.97967 | 1.7584 | 38.0751 | 0 | 0 | 0 | 0 | 196.6861 | 451.7316 | 511.8228 | 511.3873 | 0.39025 | 0.39436 | 0.39015 | 0.38582 | 76.7559 | 178.1459 | 199.6882 | 197.3032
11 | 28 | 22 | 758.2862 | 771.2081 | 783.5552 | 914.1083 | 378.8299 | 100.3275 | 0 | 0 | 35.4832 | 72.426 | 74.7115 | 79.7509 | 0 | 0 | 0 | 0 | 63.07 | 56.7836 | 108.8416 | 197.013 | 141.5984 | 151.5027 | 151.5027 | 151.5027 | 0.17673 | 0.97246 | 2.1037 | 13.2218 | 0 | 0 | 0 | 0 | 139.1279 | 389.1958 | 446.3957 | 472.6198 | 0.38615 | 0.39118 | 0.3871 | 0.38217 | 53.7236 | 152.2452 | 172.8018 | 180.62
11 | 28 | 23 | 687.3816 | 699.792 | 711.8004 | 831.1432 | 378.8299 | 100.3275 | 0 | 0 | 32.9753 | 68.6402 | 76.7012 | 72.5246 | 0 | 0 | 0 | 0 | 63.702 | 56.68 | 110.7224 | 196.8442 | 0 | 0 | 0 | 0 | 0.52076 | 3.5069 | 8.9512 | 7.2119 | 0 | 0 | 0 | 0 | 211.3537 | 470.6373 | 515.4256 | 554.5625 | 0.37881 | 0.38565 | 0.38202 | 0.38151 | 80.0635 | 181.5018 | 196.9053 | 211.5696
11 | 28 | 24 | 615.4396 | 625.0284 | 634.0055 | 738.6993 | 378.8299 | 100.3275 | 0 | 0 | 30.7924 | 63.5113 | 63.9871 | 66.2347 | 0 | 0 | 0 | 0 | 75.9501 | 68.1172 | 123.7906 | 206.3887 | 0 | 0 | 0 | 0 | 0.15594 | 6.6196 | 15.3157 | -0.271 | 0 | 0 | 0 | 0 | 129.7111 | 386.4527 | 430.9121 | 466.3469 | 0.37303 | 0.37589 | 0.37336 | 0.37439 | 48.3859 | 145.2628 | 160.8874 | 174.596
11 | 29 | 1 | 564.9742 | 571.4596 | 577.0885 | 670.1634 | 378.8299 | 100.3275 | 0 | 0 | 29.0979 | 58.8597 | 58.4858 | 57.6125 | 0 | 0 | 0 | 0 | 117.7839 | 109.5936 | 172.4924 | 252.3489 | 0 | 0 | 0 | 0 | 0.10687 | 4.7454 | 10.6439 | 3.9312 | 0 | 0 | 0 | 0 | 39.1556 | 297.9334 | 335.4665 | 356.2708 | 0.3688 | 0.37024 | 0.36683 | 0.36949 | 14.4407 | 110.3068 | 123.0604 | 131.6396
11 | 29 | 2 | 540.1752 | 543.9951 | 546.7093 | 632.6284 | 378.8299 | 100.3275 | 0 | 0 | 20.1346 | 61.4723 | 55.4048 | 48.0287 | 0 | 0 | 0 | 0 | 128.6595 | 119.7421 | 190.2327 | 267.8739 | 0 | 0 | 0 | 0 | -0.29073 | 8.6358 | 13.9678 | -1.528 | 0 | 0 | 0 | 0 | 12.8419 | 253.8174 | 287.1041 | 318.2539 | 0.36982 | 0.36893 | 0.36693 | 0.36762 | 4.7492 | 93.6398 | 105.3483 | 116.997
11 | 29 | 3 | 525.8311 | 527.3238 | 527.4894 | 608.3052 | 378.8299 | 100.3275 | 0 | 0 | 16.7853 | 47.6591 | 45.219 | 39.8086 | 0 | 0 | 0 | 0 | 131.7574 | 122.2073 | 189.6768 | 271.8047 | 0 | 0 | 0 | 0 | -0.24829 | 1.0341 | -0.80331 | 0.55404 | 0 | 0 | 0 | 0 | -1.2932 | 256.0958 | 293.397 | 296.138 | 0.37 | 0.37041 | 0.36674 | 0.36591 | -0.47849 | 94.8606 | 107.6016 | 108.36
11 | 29 | 4 | 517.0258 | 516.4711 | 514.3379 | 591.1058 | 378.8299 | 100.3275 | 0 | 0 | 15.3835 | 49.6662 | 45.8697 | 39.6062 | 0 | 0 | 0 | 0 | 141.7756 | 131.3775 | 202.7001 | 293.6 | 0 | 0 | 0 | 0 | -0.078097 | 0.34581 | -0.0048636 | -0.035175 | 0 | 0 | 0 | 0 | -18.8852 | 234.7542 | 265.773 | 257.9348 | 0.37047 | 0.36757 | 0.36593 | 0.36392 | -6.9965 | 86.288 | 97.2541 | 93.8686
11 | 29 | 5 | 532.7498 | 530.0657 | 525.432 | 601.6163 | 378.8299 | 100.3275 | 0 | 0 | 22.1396 | 61.8422 | 57.127 | 40.9455 | 0 | 0 | 0 | 0 | 155.1919 | 144.2047 | 225.0502 | 326.0453 | 0 | 0 | 0 | 0 | -0.13502 | 5.0377 | -2.2993 | 11.1778 | 0 | 0 | 0 | 0 | -23.2766 | 218.6536 | 245.5541 | 223.4477 | 0.3683 | 0.36546 | 0.36536 | 0.36382 | -8.5727 | 79.9084 | 89.7153 | 81.2953
11 | 29 | 6 | 579.8026 | 575.1027 | 567.9897 | 648.3906 | 378.8299 | 100.3275 | 0 | 0 | 30.472 | 65.922 | 64.0174 | 59.1587 | 0 | 0 | 0 | 0 | 162.5738 | 151.4511 | 233.5238 | 351.2752 | 0 | 0 | 0 | 0 | 0.017371 | 5.5893 | 10.4015 | -8.3119 | 0 | 0 | 0 | 0 | 7.9095 | 251.8128 | 260.0469 | 246.2685 | 0.3671 | 0.37164 | 0.36654 | 0.36504 | 2.9036 | 93.5827 | 95.3172 | 89.8988
11 | 29 | 7 | 661.3575 | 656.1989 | 648.4443 | 740.7903 | 378.8299 | 100.3275 | 0 | 0 | 33.6016 | 55.6237 | 53.4008 | 53.1051 | 0 | 0 | 0 | 0 | 166.6784 | 167.5074 | 258.2427 | 387.8316 | 0 | 0 | 0 | 0 | 0.30342 | 6.1253 | 17.1003 | 16.0339 | 0 | 0 | 0 | 0 | 81.9442 | 326.6151 | 319.7006 | 283.8197 | 0.37421 | 0.37971 | 0.37449 | 0.37153 | 30.6642 | 124.0203 | 119.7239 | 105.4473
11 | 29 | 8 | 718.6344 | 713.0874 | 704.6963 | 805.0313 | 378.8299 | 100.3275 | 0 | 0 | 30.6058 | 38.3959 | 38.4205 | 35.898 | 0 | 0 | 0 | 0 | 228.0997 | 369.6539 | 490.4483 | 638.3293 | 0 | 0 | 0 | 0 | -0.22327 | -3.7794 | -2.8607 | -4.9072 | 0 | 0 | 0 | 0 | 81.3222 | 208.4896 | 178.6882 | 135.7112 | 0.37146 | 0.3818 | 0.38331 | 0.37768 | 30.2083 | 79.6019 | 68.4933 | 51.2556
11 | 29 | 9 | 741.7931 | 736.668 | 728.6048 | 832.7387 | 378.8299 | 100.3275 | 0 | 0 | 22.3857 | 35.0185 | 35.6107 | 34.456 | 0 | 0 | 0 | 0 | 294.3468 | 592.58 | 755.0827 | 919.8887 | 0 | 0 | 0 | 0 | 0.10687 | -1.1379 | 0.46491 | -8.5545 | 0 | 0 | 0 | 0 | 46.1237 | 9.8799 | -62.5535 | -113.0516 | 0.37123 | 0.22113 | 0.22 | 0.23066 | 17.1225 | 2.1848 | -13.762 | -26.076
11 | 29 | 10 | 764.6772 | 759.8089 | 751.9846 | 859.9329 | 378.8299 | 100.3275 | 0 | 0 | 13.8929 | 28.4539 | 30.2144 | 35.6924 | 0 | 0 | 0 | 0 | 329.6968 | 715.383 | 876.6201 | 1048.6617 | 0 | 0 | 0 | 0 | 0 | -4.5381 | -10.4019 | -22.4549 | 0 | 0 | 0 | 0 | 42.2576 | -79.8173 | -144.448 | -201.9662 | 0.3751 | 0.22969 | 0.22687 | 0.23713 | 15.8509 | -18.3331 | -32.7716 | -47.8921
11 | 29 | 11 | 779.6163 | 775.2841 | 768.0356 | 878.9682 | 378.8299 | 100.3275 | 0 | 0 | 14.7342 | 30.7057 | 30.6977 | 27.7741 | 0 | 0 | 0 | 0 | 340.528 | 738.7532 | 907.7257 | 1084.4067 | 0 | 0 | 0 | 0 | 0 | -4.8733 | -20.8461 | -27.1017 | 0 | 0 | 0 | 0 | 45.5241 | -89.6289 | -149.5417 | -206.1109 | 0.37749 | 0.2322 | 0.2322 | 0 | 17.1849 | -20.8119 | -34.7238 | 0
11 | 29 | 12 | 779.1896 | 775.2963 | 768.4937 | 879.7958 | 378.8299 | 100.3275 | 0 | 0 | 14.0593 | 27.7741 | 27.7741 | 27.7741 | 0 | 0 | 0 | 0 | 364.9242 | 809.2311 | 1007.4054 | 1184.1236 | 0 | 0 | 0 | 0 | -0.24866 | -11.9435 | -23.8328 | -49.109 | 0 | 0 | 0 | 0 | 21.6249 | -150.093 | -242.8529 | -282.9929 | 0.38446 | 0.2322 | 0.2322 | 0 | 8.3139 | -34.8517 | -56.3908 | 0
11 | 29 | 13 | 775.5387 | 773.2676 | 768.2652 | 881.0336 | 378.8299 | 100.3275 | 0 | 0 | 13.9315 | 28.4655 | 30.6806 | 27.7741 | 0 | 0 | 0 | 0 | 367.0835 | 816.8383 | 1012.8815 | 1191.4168 | 0 | 0 | 0 | 0 | -0.58165 | -11.3775 | -23.8242 | -51.1704 | 0 | 0 | 0 | 0 | 16.2754 | -160.9861 | -251.4727 | -286.987 | 0.38397 | 0.2322 | 0.2322 | 0 | 6.2494 | -37.3811 | -58.3923 | 0
11 | 29 | 14 | 763.3889 | 761.7861 | 757.4797 | 869.0376 | 378.8299 | 100.3275 | 0 | 0 | 13.7942 | 30.6868 | 27.7741 | 27.7741 | 0 | 0 | 0 | 0 | 352.5497 | 769.2217 | 958.795 | 1129.2797 | 0 | 0 | 0 | 0 | -0.25201 | -12.2512 | -23.1014 | -44.0558 | 0 | 0 | 0 | 0 | 18.4671 | -126.1986 | -205.988 | -243.9604 | 0.38397 | 0.2322 | 0.2322 | 0 | 7.0909 | -29.3034 | -47.8307 | 0
11 | 29 | 15 | 749.2443 | 748.3472 | 744.8119 | 854.9873 | 378.8299 | 100.3275 | 0 | 0 | 14.9652 | 27.7741 | 27.7741 | 27.7741 | 0 | 0 | 0 | 0 | 308.5142 | 647.512 | 812.4566 | 960.1144 | 0 | 0 | 0 | 0 | -0.0973 | -7.2587 | -15.1159 | -38.4146 | 0 | 0 | 0 | 0 | 47.0323 | -20.0077 | -80.3029 | -94.4866 | 0.38285 | 0.2322 | 0.2322 | 0 | 18.0063 | -4.6458 | -18.6464 | 0
11 | 29 | 16 | 738.3003 | 740.1577 | 739.7261 | 851.7716 | 378.8299 | 100.3275 | 0 | 0 | 18.1956 | 32.7981 | 34.9445 | 39.7253 | 0 | 0 | 0 | 0 | 255.2496 | 459.0799 | 583.1438 | 703.1992 | 0 | 0 | 0 | 0 | -0.071151 | -1.9097 | -3.7617 | 3.5743 | 0 | 0 | 0 | 0 | 86.0964 | 149.8619 | 125.3995 | 105.2727 | 0.36639 | 0.37183 | 0.37526 | 0.38586 | 31.5448 | 55.7228 | 47.0571 | 40.621
11 | 29 | 17 | 755.7928 | 759.7429 | 761.5441 | 878.7375 | 378.8299 | 100.3275 | 0 | 0 | 29.8966 | 46.4106 | 45.4549 | 53.8044 | 0 | 0 | 0 | 0 | 201.4566 | 229.4162 | 323.0294 | 426.2503 | 141.5984 | 151.5027 | 151.5027 | 151.5027 | -0.29313 | -1.7932 | -0.62566 | 1.6231 | 0 | 0 | 0 | 0 | 4.3045 | 233.8791 | 242.1827 | 245.5571 | 0.37929 | 0.39223 | 0.38711 | 0.38707 | 1.6326 | 91.7343 | 93.7515 | 95.0486
11 | 29 | 18 | 832.5508 | 841.4708 | 848.8908 | 984.7736 | 378.8299 | 100.3275 | 0 | 0 | 33.0711 | 59.8362 | 59.3167 | 68.0639 | 0 | 0 | 0 | 0 | 204.5917 | 196.2505 | 294.371 | 393.2471 | 141.5984 | 151.5027 | 151.5027 | 151.5027 | -0.18236 | -0.91345 | 0.47245 | 8.7112 | 0 | 0 | 0 | 0 | 74.6422 | 334.4673 | 343.2279 | 363.2486 | 0.38908 | 0.39443 | 0.3893 | 0.38442 | 29.0421 | 131.9246 | 133.6203 | 139.6399
11 | 29 | 19 | 833.7798 | 845.3677 | 855.7924 | 995.3533 | 378.8299 | 100.3275 | 0 | 0 | 32.9493 | 67.5731 | 68.008 | 71.6342 | 0 | 0 | 0 | 0 | 194.9257 | 189.4009 | 295.4399 | 382.0968 | 141.5984 | 151.5027 | 151.5027 | 151.5027 | -0.019737 | -0.56854 | 3.3931 | 55.1423 | 0 | 0 | 0 | 0 | 85.4962 | 337.1321 | 337.4486 | 334.9773 | 0.39237 | 0.3967 | 0.39262 | 0.38839 | 33.5465 | 133.7403 | 132.4884 | 130.1035
11 | 29 | 20 | 816.4969 | 828.913 | 840.3294 | 978.4058 | 378.8299 | 100.3275 | 0 | 0 | 35.8186 | 65.8844 | 69.8143 | 78.1454 | 0 | 0 | 0 | 0 | 173.9425 | 170.6708 | 288.9685 | 362.9489 | 141.5984 | 151.5027 | 151.5027 | 151.5027 | -0.0096989 | -0.86306 | 0.72651 | 13.9959 | 0 | 0 | 0 | 0 | 86.3173 | 341.3906 | 329.3173 | 371.8129 | 0.3924 | 0.39622 | 0.39194 | 0.38777 | 33.8712 | 135.2672 | 129.0735 | 144.1785
11 | 29 | 21 | 793.1816 | 805.8204 | 817.6257 | 952.6953 | 378.8299 | 100.3275 | 0 | 0 | 36.8259 | 68.1324 | 72.1223 | 80.4656 | 0 | 0 | 0 | 0 | 163.645 | 160.7526 | 293.6571 | 353.7937 | 141.5984 | 151.5027 | 151.5027 | 151.5027 | 0.1841 | 0.97967 | 1.7584 | 38.0751 | 0 | 0 | 0 | 0 | 72.0984 | 324.1255 | 298.5851 | 328.8581 | 0.39025 | 0.39436 | 0.39015 | 0.38582 | 28.1361 | 127.8229 | 116.4933 | 126.8799
11 | 29 | 22 | 740.8395 | 753.2733 | 765.0425 | 892.1167 | 378.8299 | 100.3275 | 0 | 0 | 35.4832 | 72.426 | 74.7115 | 79.7509 | 0 | 0 | 0 | 0 | 162.2274 | 159.7452 | 307.6502 | 358.9034 | 141.5984 | 151.5027 | 151.5027 | 151.5027 | 0.17673 | 0.97246 | 2.1037 | 13.2218 | 0 | 0 | 0 | 0 | 22.524 | 268.2995 | 229.0744 | 288.7379 | 0.38615 | 0.39118 | 0.3871 | 0.38217 | 8.6975 | 104.9531 | 88.6757 | 110.3463
11 | 29 | 23 | 672.9058 | 684.9111 | 696.4397 | 812.8957 | 378.8299 | 100.3275 | 0 | 0 | 32.9753 | 68.6402 | 76.7012 | 72.5246 | 0 | 0 | 0 | 0 | 173.4782 | 170.7701 | 324.6082 | 368.751 | 0 | 0 | 0 | 0 | 0.52076 | 3.5069 | 8.9512 | 7.2119 | 0 | 0 | 0 | 0 | 87.1018 | 341.6663 | 286.1791 | 364.4082 | 0.37881 | 0.38565 | 0.38202 | 0.38151 | 32.9953 | 131.764 | 109.3275 | 139.0244
11 | 29 | 24 | 612.4911 | 621.9956 | 630.8727 | 734.9759 | 378.8299 | 100.3275 | 0 | 0 | 30.7924 | 63.5113 | 63.9871 | 66.2347 | 0 | 0 | 0 | 0 | 164.3208 | 163.0937 | 323.5677 | 363.3735 | 0 | 0 | 0 | 0 | 0.15594 | 6.6196 | 15.3157 | -0.271 | 0 | 0 | 0 | 0 | 38.392 | 288.4435 | 228.0023 | 305.6388 | 0.37303 | 0.37589 | 0.37336 | 0.37439 | 14.3213 | 108.4223 | 85.128 | 114.4283
11 | 30 | 1 | 565.6619 | 572.1651 | 577.8151 | 671.0253 | 378.8299 | 100.3275 | 0 | 0 | 29.0979 | 58.8597 | 58.4858 | 57.6125 | 0 | 0 | 0 | 0 | 168.2377 | 168.6665 | 342.0423 | 390.2295 | 0 | 0 | 0 | 0 | 0.10687 | 4.7454 | 10.6439 | 3.9312 | 0 | 0 | 0 | 0 | -10.6105 | 239.566 | 166.6432 | 219.2521 | 0.3688 | 0.37024 | 0.36683 | 0.36949 | -3.9132 | 88.6969 | 61.1303 | 81.0121
11 | 30 | 2 | 541.2676 | 545.1178 | 547.8677 | 634.0041 | 378.8299 | 100.3275 | 0 | 0 | 20.1346 | 61.4723 | 55.4048 | 48.0287 | 0 | 0 | 0 | 0 | 173.0358 | 173.9872 | 346.2186 | 393.8134 | 0 | 0 | 0 | 0 | -0.29073 | 8.6358 | 13.9678 | -1.528 | 0 | 0 | 0 | 0 | -30.4419 | 200.695 | 132.2766 | 193.69 | 0.36982 | 0.36893 | 0.36693 | 0.36762 | -11.258 | 74.0416 | 48.5368 | 71.2047
11 | 30 | 3 | 526.5516 | 528.0642 | 528.2533 | 609.2124 | 378.8299 | 100.3275 | 0 | 0 | 16.7853 | 47.6591 | 45.219 | 39.8086 | 0 | 0 | 0 | 0 | 177.649 | 179.219 | 345.883 | 393.855 | 0 | 0 | 0 | 0 | -0.24829 | 1.0341 | -0.80331 | 0.55404 | 0 | 0 | 0 | 0 | -46.4643 | 199.8245 | 137.9547 | 174.9947 | 0.37 | 0.37041 | 0.36674 | 0.36591 | -17.1918 | 74.0171 | 50.594 | 64.0324
11 | 30 | 4 | 520.7333 | 520.2819 | 518.2708 | 595.7773 | 378.8299 | 100.3275 | 0 | 0 | 15.3835 | 49.6662 | 45.8697 | 39.6062 | 0 | 0 | 0 | 0 | 198.4814 | 200.7814 | 357.5323 | 405.6717 | 0 | 0 | 0 | 0 | -0.078097 | 0.34581 | -0.0048636 | -0.035175 | 0 | 0 | 0 | 0 | -71.8835 | 169.161 | 114.8738 | 150.5345 | 0.37047 | 0.36757 | 0.36593 | 0.36392 | -26.631 | 62.1781 | 42.0357 | 54.7831
11 | 30 | 5 | 535.3523 | 532.7386 | 528.1882 | 604.888 | 378.8299 | 100.3275 | 0 | 0 | 22.1396 | 61.8422 | 57.127 | 40.9455 | 0 | 0 | 0 | 0 | 194.5946 | 201.669 | 341.0467 | 390.1761 | 0 | 0 | 0 | 0 | -0.13502 | 5.0377 | -2.2993 | 11.1778 | 0 | 0 | 0 | 0 | -60.0767 | 163.8623 | 132.3138 | 162.5886 | 0.3683 | 0.36546 | 0.36536 | 0.36382 | -22.126 | 59.8845 | 48.3419 | 59.1534
11 | 30 | 6 | 581.219 | 576.5505 | 569.4741 | 650.1455 | 378.8299 | 100.3275 | 0 | 0 | 30.472 | 65.922 | 64.0174 | 59.1587 | 0 | 0 | 0 | 0 | 161.7918 | 169.2533 | 297.2267 | 357.8927 | 0 | 0 | 0 | 0 | 0.017371 | 5.5893 | 10.4015 | -8.3119 | 0 | 0 | 0 | 0 | 10.1079 | 235.4585 | 197.8285 | 241.406 | 0.3671 | 0.37164 | 0.36654 | 0.36504 | 3.7106 | 87.5048 | 72.5117 | 88.1238
11 | 30 | 7 | 660.2601 | 655.0578 | 647.2506 | 739.359 | 378.8299 | 100.3275 | 0 | 0 | 33.6016 | 55.6237 | 53.4008 | 53.1051 | 0 | 0 | 0 | 0 | 148.7905 | 156.9256 | 287.4894 | 355.3623 | 0 | 0 | 0 | 0 | 0.30342 | 6.1253 | 17.1003 | 16.0339 | 0 | 0 | 0 | 0 | 98.7347 | 336.0557 | 289.2602 | 314.8576 | 0.37421 | 0.37971 | 0.37449 | 0.37153 | 36.9473 | 127.605 | 108.3244 | 116.9787
11 | 30 | 8 | 717.8384 | 712.2582 | 703.8273 | 803.9879 | 378.8299 | 100.3275 | 0 | 0 | 30.6058 | 38.3959 | 38.4205 | 35.898 | 0 | 0 | 0 | 0 | 132.826 | 171.5307 | 315.7007 | 381.6537 | 0 | 0 | 0 | 0 | -0.22327 | -3.7794 | -2.8607 | -4.9072 | 0 | 0 | 0 | 0 | 175.7999 | 405.7836 | 352.5668 | 391.3434 | 0.37146 | 0.3818 | 0.38331 | 0.37768 | 65.3033 | 154.9292 | 135.1431 | 147.8032
11 | 30 | 9 | 741.0186 | 735.8734 | 727.7864 | 831.768 | 378.8299 | 100.3275 | 0 | 0 | 22.3857 | 35.0185 | 35.6107 | 34.456 | 0 | 0 | 0 | 0 | 134.6563 | 245.872 | 407.8482 | 465.3507 | 0 | 0 | 0 | 0 | 0.10687 | -1.1379 | 0.46491 | -8.5545 | 0 | 0 | 0 | 0 | 205.0397 | 355.7934 | 283.8626 | 340.5157 | 0.37123 | 0.22113 | 0.22 | 0.23066 | 76.1168 | 78.6779 | 62.4509 | 78.5419
11 | 30 | 10 | 761.9242 | 756.9881 | 749.0841 | 856.4969 | 378.8299 | 100.3275 | 0 | 0 | 13.8929 | 28.4539 | 30.2144 | 35.6924 | 0 | 0 | 0 | 0 | 164.2157 | 334.6669 | 488.8103 | 547.1063 | 0 | 0 | 0 | 0 | 0 | -4.5381 | -10.4019 | -22.4549 | 0 | 0 | 0 | 0 | 204.9856 | 298.078 | 240.4613 | 296.1531 | 0.3751 | 0.22969 | 0.22687 | 0.23713 | 76.8907 | 68.4648 | 54.5546 | 70.2265
11 | 30 | 11 | 771.3142 | 766.7565 | 759.2413 | 868.5282 | 378.8299 | 100.3275 | 0 | 0 | 14.7342 | 30.7057 | 30.6977 | 27.7741 | 0 | 0 | 0 | 0 | 214.3631 | 414.5014 | 568.0238 | 634.2865 | 0 | 0 | 0 | 0 | 0 | -4.8733 | -20.8461 | -27.1017 | 0 | 0 | 0 | 0 | 163.387 | 226.0953 | 181.3659 | 233.5693 | 0.37749 | 0.2322 | 0.2322 | 0 | 61.677 | 52.4995 | 42.1134 | 0
11 | 30 | 12 | 769.1473 | 764.9744 | 757.8411 | 867.1429 | 378.8299 | 100.3275 | 0 | 0 | 14.0593 | 27.7741 | 27.7741 | 27.7741 | 0 | 0 | 0 | 0 | 245.3472 | 462.3109 | 618.0523 | 682.6011 | 0 | 0 | 0 | 0 | -0.24866 | -11.9435 | -23.8328 | -49.109 | 0 | 0 | 0 | 0 | 131.1595 | 186.5055 | 135.8474 | 205.8767 | 0.38446 | 0.2322 | 0.2322 | 0 | 50.4255 | 43.3067 | 31.544 | 0
11 | 30 | 13 | 764.4779 | 761.9031 | 756.5413 | 867.1124 | 378.8299 | 100.3275 | 0 | 0 | 13.9315 | 28.4655 | 30.6806 | 27.7741 | 0 | 0 | 0 | 0 | 233.642 | 429.9821 | 568.2219 | 629.2748 | 0 | 0 | 0 | 0 | -0.58165 | -11.3775 | -23.8242 | -51.1704 | 0 | 0 | 0 | 0 | 138.6561 | 214.5055 | 181.463 | 261.2338 | 0.38397 | 0.2322 | 0.2322 | 0 | 53.2405 | 49.8084 | 42.136 | 0
11 | 30 | 14 | 751.8889 | 749.971 | 745.2918 | 854.5662 | 378.8299 | 100.3275 | 0 | 0 | 13.7942 | 30.6868 | 27.7741 | 27.7741 | 0 | 0 | 0 | 0 | 228.9422 | 438.5268 | 566.2182 | 619.5798 | 0 | 0 | 0 | 0 | -0.25201 | -12.2512 | -23.1014 | -44.0558 | 0 | 0 | 0 | 0 | 130.5746 | 192.6811 | 174.4008 | 251.268 | 0.38397 | 0.2322 | 0.2322 | 0 | 50.1373 | 44.7407 | 40.4961 | 0
11 | 30 | 15 | 743.4437 | 742.3868 | 738.6626 | 847.6851 | 378.8299 | 100.3275 | 0 | 0 | 14.9652 | 27.7741 | 27.7741 | 27.7741 | 0 | 0 | 0 | 0 | 213.6872 | 417.5797 | 533.3773 | 578.8927 | 0 | 0 | 0 | 0 | -0.0973 | -7.2587 | -15.1159 | -38.4146 | 0 | 0 | 0 | 0 | 136.0587 | 203.9642 | 192.6271 | 279.4329 | 0.38285 | 0.2322 | 0.2322 | 0 | 52.0899 | 47.3607 | 44.7283 | 0
11 | 30 | 16 | 737.9286 | 739.7764 | 739.3336 | 851.3062 | 378.8299 | 100.3275 | 0 | 0 | 18.1956 | 32.7981 | 34.9445 | 39.7253 | 0 | 0 | 0 | 0 | 194.0616 | 377.8534 | 458.5714 | 508.0457 | 0 | 0 | 0 | 0 | -0.071151 | -1.9097 | -3.7617 | 3.5743 | 0 | 0 | 0 | 0 | 146.9127 | 230.7072 | 249.5794 | 299.9608 | 0.36639 | 0.37183 | 0.37526 | 0.38586 | 53.8273 | 85.7834 | 93.6565 | 115.7444
11 | 30 | 17 | 762.2054 | 766.3388 | 768.3574 | 886.8351 | 378.8299 | 100.3275 | 0 | 0 | 29.8966 | 46.4106 | 45.4549 | 53.8044 | 0 | 0 | 0 | 0 | 119.7082 | 224.1805 | 268.2275 | 337.3541 | 141.5984 | 151.5027 | 151.5027 | 151.5027 | -0.29313 | -1.7932 | -0.62566 | 1.6231 | 0 | 0 | 0 | 0 | 92.4654 | 245.7108 | 303.7979 | 342.5508 | 0.37929 | 0.39223 | 0.38711 | 0.38707 | 35.0709 | 96.3751 | 117.6033 | 132.5923
11 | 30 | 18 | 842.3943 | 851.5816 | 859.3177 | 997.1516 | 378.8299 | 100.3275 | 0 | 0 | 33.0711 | 59.8362 | 59.3167 | 68.0639 | 0 | 0 | 0 | 0 | 139.0786 | 238.363 | 277.0369 | 344.208 | 141.5984 | 151.5027 | 151.5027 | 151.5027 | -0.18236 | -0.91345 | 0.47245 | 8.7112 | 0 | 0 | 0 | 0 | 149.9987 | 302.4657 | 370.9889 | 424.6658 | 0.38908 | 0.39443 | 0.3893 | 0.38442 | 58.3621 | 119.3021 | 144.4278 | 163.2499
11 | 30 | 19 | 840.9421 | 852.7187 | 863.3661 | 1004.3382 | 378.8299 | 100.3275 | 0 | 0 | 32.9493 | 67.5731 | 68.008 | 71.6342 | 0 | 0 | 0 | 0 | 151.0781 | 258.8663 | 304.5528 | 355.3795 | 141.5984 | 151.5027 | 151.5027 | 151.5027 | -0.019737 | -0.56854 | 3.3931 | 55.1423 | 0 | 0 | 0 | 0 | 136.5062 | 275.0176 | 335.9093 | 370.6795 | 0.39237 | 0.3967 | 0.39262 | 0.38839 | 53.5615 | 109.0995 | 131.884 | 143.9701
11 | 30 | 20 | 816.3683 | 828.7603 | 840.1471 | 978.1684 | 378.8299 | 100.3275 | 0 | 0 | 35.8186 | 65.8844 | 69.8143 | 78.1454 | 0 | 0 | 0 | 0 | 165.8717 | 288.8555 | 344.1329 | 385.1675 | 141.5984 | 151.5027 | 151.5027 | 151.5027 | -0.0096989 | -0.86306 | 0.72651 | 13.9959 | 0 | 0 | 0 | 0 | 94.2595 | 223.0534 | 273.9706 | 349.3569 | 0.3924 | 0.39622 | 0.39194 | 0.38777 | 36.9877 | 88.3791 | 107.3808 | 135.4707
11 | 30 | 21 | 791.2122 | 803.7818 | 815.5042 | 950.1605 | 378.8299 | 100.3275 | 0 | 0 | 36.8259 | 68.1324 | 72.1223 | 80.4656 | 0 | 0 | 0 | 0 | 194.1436 | 318.2326 | 385.416 | 423.3958 | 141.5984 | 151.5027 | 151.5027 | 151.5027 | 0.1841 | 0.97967 | 1.7584 | 38.0751 | 0 | 0 | 0 | 0 | 39.6303 | 164.6069 | 204.7046 | 256.7213 | 0.39025 | 0.39436 | 0.39015 | 0.38582 | 15.4656 | 64.9147 | 79.8657 | 99.0481
11 | 30 | 22 | 745.2236 | 757.7756 | 769.6844 | 897.6264 | 378.8299 | 100.3275 | 0 | 0 | 35.4832 | 72.426 | 74.7115 | 79.7509 | 0 | 0 | 0 | 0 | 211.6441 | 336.673 | 413.7913 | 449.8141 | 141.5984 | 151.5027 | 151.5027 | 151.5027 | 0.17673 | 0.97246 | 2.1037 | 13.2218 | 0 | 0 | 0 | 0 | -22.5087 | 95.8739 | 127.5752 | 203.3369 | 0.38615 | 0.39118 | 0.3871 | 0.38217 | -8.6916 | 37.5039 | 49.3849 | 77.7088
11 | 30 | 23 | 685.8206 | 698.1923 | 710.1552 | 829.1939 | 378.8299 | 100.3275 | 0 | 0 | 32.9753 | 68.6402 | 76.7012 | 72.5246 | 0 | 0 | 0 | 0 | 184.8829 | 310.8559 | 404.9669 | 437.097 | 0 | 0 | 0 | 0 | 0.52076 | 3.5069 | 8.9512 | 7.2119 | 0 | 0 | 0 | 0 | 88.6118 | 214.8617 | 219.5359 | 312.3605 | 0.37881 | 0.38565 | 0.38202 | 0.38151 | 33.5673 | 82.8617 | 83.8681 | 119.1678
11 | 30 | 24 | 622.9329 | 632.7418 | 641.9802 | 748.1833 | 378.8299 | 100.3275 | 0 | 0 | 30.7924 | 63.5113 | 63.9871 | 66.2347 | 0 | 0 | 0 | 0 | 182.3514 | 308.8476 | 407.2542 | 460.5398 | 0 | 0 | 0 | 0 | 0.15594 | 6.6196 | 15.3157 | -0.271 | 0 | 0 | 0 | 0 | 30.8032 | 153.4359 | 155.4233 | 221.6798 | 0.37303 | 0.37589 | 0.37336 | 0.37439 | 11.4904 | 57.6746 | 58.0296 | 82.9949
12 | 1 | 1 | 616.4277 | 622.4584 | 627.4319 | 727.6505 | 378.8299 | 100.3275 | 0 | 0 | 37.7319 | 68.867 | 76.4223 | 59.866 | 0 | 0 | 0 | 0 | 207.5926 | 332.0646 | 423.5625 | 487.8162 | 0 | 0 | 0 | 0 | 0.79751 | 13.0833 | 11.379 | 0.97208 | 0 | 0 | 0 | 0 | -8.5242 | 108.116 | 116.0681 | 178.9962 | 0.36727 | 0.38821 | 0.38242 | 0.37348 | -3.1307 | 41.9712 | 44.3873 | 66.8515
12 | 1 | 2 | 583.7843 | 586.9768 | 588.8375 | 680.4236 | 378.8299 | 100.3275 | 0 | 0 | 33.145 | 58.6 | 55.4489 | 55.7121 | 0 | 0 | 0 | 0 | 222.9351 | 345.5844 | 429.2046 | 487.7084 | 0 | 0 | 0 | 0 | 0.37909 | 1.7879 | 2.5401 | 0 | 0 | 0 | 0 | 0 | -51.5048 | 80.6769 | 101.6439 | 137.0032 | 0.36484 | 0.38864 | 0.38295 | 0.37206 | -18.7909 | 31.3539 | 38.9247 | 50.9728
12 | 1 | 3 | 561.6062 | 561.9734 | 560.6861 | 645.1704 | 378.8299 | 100.3275 | 0 | 0 | 27.6495 | 50.8331 | 49.0241 | 47.769 | 0 | 0 | 0 | 0 | 210.2905 | 329.4999 | 408.8014 | 463.8882 | 0 | 0 | 0 | 0 | -0.12944 | -0.29607 | -2.6482 | 8.8803 | 0 | 0 | 0 | 0 | -55.0343 | 81.609 | 105.5088 | 124.633 | 0.36527 | 0.38758 | 0.38231 | 0.37011 | -20.1022 | 31.6301 | 40.3372 | 46.1279
12 | 1 | 4 | 551.6198 | 549.851 | 546.1576 | 626.2709 | 378.8299 | 100.3275 | 0 | 0 | 20.3984 | 53.6879 | 39.326 | 43.4146 | 0 | 0 | 0 | 0 | 218.7432 | 333.85 | 413.2952 | 460.5298 | 0 | 0 | 0 | 0 | -0.10984 | -0.43153 | -2.4562 | -5.5565 | 0 | 0 | 0 | 0 | -66.2418 | 62.4171 | 95.9925 | 127.8831 | 0.36475 | 0.38634 | 0.38116 | 0.36859 | -24.1619 | 24.1144 | 36.5883 | 47.1361
12 | 1 | 5 | 558.7091 | 555.1866 | 549.4758 | 628.3009 | 378.8299 | 100.3275 | 0 | 0 | 25.5275 | 61.3567 | 61.1368 | 60.1404 | 0 | 0 | 0 | 0 | 240.5756 | 351.0195 | 431.4501 | 488.0785 | 0 | 0 | 0 | 0 | -0.22472 | 9.9345 | 0 | 0 | 0 | 0 | 0 | 0 | -85.9992 | 32.5484 | 56.889 | 80.0819 | 0.36472 | 0.38369 | 0.37873 | 0.36539 | -31.3656 | 12.4884 | 21.5456 | 29.2611
12 | 1 | 6 | 584.2448 | 578.1993 | 569.4124 | 648.3179 | 378.8299 | 100.3275 | 0 | 0 | 33.0184 | 66.3628 | 69.6746 | 64.7628 | 0 | 0 | 0 | 0 | 203.1979 | 305.6187 | 385.1324 | 457.505 | 0 | 0 | 0 | 0 | -0.0017108 | 1.0594 | 15.165 | -12.8266 | 0 | 0 | 0 | 0 | -30.7997 | 104.8309 | 99.4404 | 138.8766 | 0.36467 | 0.38225 | 0.37475 | 0.36382 | -11.2317 | 40.0712 | 37.265 | 50.5264
12 | 1 | 7 | 625.5907 | 618.4633 | 608.3204 | 691.9643 | 378.8299 | 100.3275 | 0 | 0 | 33.5915 | 67.0984 | 67.3502 | 55.438 | 0 | 0 | 0 | 0 | 193.2587 | 296.5768 | 377.9761 | 449.8595 | 0 | 0 | 0 | 0 | 0.69228 | 10.5297 | 9.6737 | 33.9617 | 0 | 0 | 0 | 0 | 19.2184 | 143.9309 | 153.3205 | 152.7051 | 0.36466 | 0.38514 | 0.37677 | 0.36382 | 7.0082 | 55.4342 | 57.7666 | 55.5575
12 | 1 | 8 | 664.6579 | 657.3996 | 646.9715 | 736.2362 | 378.8299 | 100.3275 | 0 | 0 | 28.2056 | 49.7657 | 49.6669 | 38.5659 | 0 | 0 | 0 | 0 | 241.566 | 476.5788 | 592.8799 | 669.4062 | 0 | 0 | 0 | 0 | -0.22327 | -2.7667 | -3.674 | -15.8623 | 0 | 0 | 0 | 0 | 16.2797 | 33.4942 | 8.0987 | 44.1264 | 0.36774 | 0.38205 | 0.37719 | 0.38148 | 5.9867 | 12.7963 | 3.0548 | 16.8334
12 | 1 | 9 | 707.85 | 701.7626 | 692.5512 | 789.8869 | 378.8299 | 100.3275 | 0 | 0 | 17.1464 | 40.9015 | 36.7849 | 33.859 | 0 | 0 | 0 | 0 | 324.6542 | 712.205 | 883.3011 | 976.79 | 0 | 0 | 0 | 0 | -0.10714 | -2.3333 | -1.0898 | 14.6288 | 0 | 0 | 0 | 0 | -12.6734 | -149.338 | -226.445 | -235.3909 | 0.37162 | 0.36395 | 0.36521 | 0.3937 | -4.7096 | -54.352 | -82.6998 | -92.6727
12 | 1 | 10 | 740.5814 | 734.9442 | 726.2043 | 829.206 | 378.8299 | 100.3275 | 0 | 0 | 14.5211 | 33.7666 | 26.2897 | 33.7239 | 0 | 0 | 0 | 0 | 384.0949 | 831.4544 | 1021.3014 | 1127.2704 | 0 | 0 | 0 | 0 | -0.4 | -3.7063 | -20.8323 | -56.7384 | 0 | 0 | 0 | 0 | -36.4645 | -226.898 | -300.5545 | -275.0498 | 0.37666 | 0.38397 | 0.38397 | 0 | -13.7349 | -87.1227 | -115.4053 | 0
12 | 1 | 11 | 744.4392 | 738.9882 | 730.4106 | 834.1309 | 378.8299 | 100.3275 | 0 | 0 | 13.6518 | 27.6745 | 25.9911 | 31.4205 | 0 | 0 | 0 | 0 | 449.8108 | 939.6006 | 1154.6836 | 1267.6742 | 0 | 0 | 0 | 0 | -0.4 | -12.8904 | -24 | -48 | 0 | 0 | 0 | 0 | -97.4533 | -315.7241 | -426.2641 | -416.9639 | 0.38397 | 0.38397 | 0.38397 | 0 | -37.4196 | -121.2295 | -163.6746 | 0
12 | 1 | 12 | 737.7555 | 732.3865 | 723.8234 | 826.3732 | 378.8299 | 100.3275 | 0 | 0 | 12.3596 | 25.6121 | 23.804 | 28.7805 | 0 | 0 | 0 | 0 | 514.7383 | 1010.9921 | 1250.0515 | 1376.8012 | 0 | 0 | 0 | 0 | -0.94971 | -12.6243 | -24 | -48 | 0 | 0 | 0 | 0 | -167.2226 | -391.9208 | -526.0321 | -531.2084 | 0.38397 | 0.38397 | 0.38397 | 0 | -64.2093 | -150.487 | -201.983 | 0
12 | 1 | 13 | 726.3528 | 722.3579 | 715.303 | 817.7327 | 378.8299 | 100.3275 | 0 | 0 | 12.343 | 25.6185 | 25.5251 | 23.3266 | 0 | 0 | 0 | 0 | 569.7879 | 1068.6797 | 1328.4089 | 1459.8593 | 0 | 0 | 0 | 0 | -1.3294 | -12.6243 | -24 | -49.9804 | 0 | 0 | 0 | 0 | -233.2786 | -459.6435 | -614.631 | -615.4727 | 0.38397 | 0.38397 | 0.38397 | 0 | -89.5731 | -176.4906 | -236.0027 | 0
12 | 1 | 14 | 706.9076 | 703.3239 | 696.6763 | 796.4095 | 378.8299 | 100.3275 | 0 | 0 | 12.3256 | 25.9181 | 26.0966 | 23.3266 | 0 | 0 | 0 | 0 | 546.8874 | 994.6765 | 1251.103 | 1377.9049 | 0 | 0 | 0 | 0 | -1.1419 | -12.6243 | -24 | -48 | 0 | 0 | 0 | 0 | -229.9934 | -404.9739 | -556.5232 | -556.8219 | 0.38397 | 0.38397 | 0.38397 | 0 | -88.3116 | -155.499 | -213.6908 | 0
12 | 1 | 15 | 696.1234 | 693.5244 | 687.9901 | 787.3154 | 378.8299 | 100.3275 | 0 | 0 | 13.5242 | 23.4604 | 27.382 | 23.3266 | 0 | 0 | 0 | 0 | 467.5726 | 858.4801 | 1110.1922 | 1231.9819 | 0 | 0 | 0 | 0 | -0.4 | -6.9131 | -3.3911 | -41.3573 | 0 | 0 | 0 | 0 | -163.4033 | -281.8304 | -446.193 | -426.6357 | 0.38397 | 0.38397 | 0.38397 | 0 | -62.7428 | -108.2153 | -171.3268 | 0
12 | 1 | 16 | 696.4111 | 696.8431 | 694.718 | 798.0344 | 378.8299 | 100.3275 | 0 | 0 | 21.4203 | 37.771 | 47.1599 | 54.485 | 0 | 0 | 0 | 0 | 395.8316 | 642.5842 | 868.9447 | 986.741 | 0 | 0 | 0 | 0 | -0.4 | -0.6243 | -0.29343 | 7.2205 | 0 | 0 | 0 | 0 | -99.2707 | -83.2153 | -221.0932 | -250.4122 | 0.37613 | 0.37654 | 0.3735 | 0.38586 | -37.339 | -31.3338 | -82.5781 | -96.6252
12 | 1 | 17 | 733.1158 | 735.459 | 735.284 | 846.3288 | 378.8299 | 100.3275 | 0 | 0 | 31.6908 | 56.0226 | 55.8482 | 64.7628 | 0 | 0 | 0 | 0 | 308.0586 | 367.2566 | 578.6126 | 668.237 | 141.5984 | 151.5027 | 151.5027 | 151.5027 | 0.35569 | 0.41626 | -1.6999 | 43.8231 | 0 | 0 | 0 | 0 | -127.4176 | 59.9333 | -48.9797 | -81.9969 | 0.36823 | 0.38625 | 0.38886 | 0.38905 | -46.9195 | 23.149 | -19.0462 | -31.9012
12 | 1 | 18 | 838.8323 | 846.863 | 853.1138 | 988.3648 | 378.8299 | 100.3275 | 0 | 0 | 33.7974 | 68.14 | 68.14 | 67.1915 | 0 | 0 | 0 | 0 | 299.4852 | 318.5198 | 538.6389 | 626.9179 | 141.5984 | 151.5027 | 151.5027 | 151.5027 | 0.74407 | -2.6181 | -2.336 | 27.3195 | 0 | 0 | 0 | 0 | -15.6227 | 210.991 | 97.1682 | 115.4331 | 0.38392 | 0.39924 | 0.39333 | 0.38256 | -5.9979 | 84.2359 | 38.2191 | 44.1601
12 | 1 | 19 | 851.4038 | 862.332 | 871.827 | 1012.7963 | 378.8299 | 100.3275 | 0 | 0 | 35.1913 | 70.9126 | 70.9126 | 70.9126 | 0 | 0 | 0 | 0 | 240.6377 | 255.1823 | 471.9548 | 564.4016 | 141.5984 | 151.5027 | 151.5027 | 151.5027 | 0.26476 | 6.6005 | 10.7807 | 59.7428 | 0 | 0 | 0 | 0 | 54.8818 | 277.8064 | 166.6762 | 166.2366 | 0.38563 | 0.40066 | 0.39478 | 0.38374 | 21.164 | 111.3066 | 65.8 | 63.7924
12 | 1 | 20 | 839.3702 | 850.9649 | 861.2413 | 1001.2653 | 378.8299 | 100.3275 | 0 | 0 | 35.5528 | 70.5731 | 76.7875 | 81.3657 | 0 | 0 | 0 | 0 | 210.3828 | 222.4625 | 428.8505 | 519.9136 | 141.5984 | 151.5027 | 151.5027 | 151.5027 | -0.0091047 | 2.6253 | 6.4009 | 16 | 0 | 0 | 0 | 0 | 73.0155 | 303.4738 | 197.6996 | 232.4833 | 0.38498 | 0.40006 | 0.39435 | 0.38314 | 28.1098 | 121.4079 | 77.9632 | 89.0748
12 | 1 | 21 | 820.4873 | 832.2369 | 842.8263 | 980.4583 | 378.8299 | 100.3275 | 0 | 0 | 36.2045 | 74.6512 | 75.6835 | 86.4104 | 0 | 0 | 0 | 0 | 265.5813 | 274.4828 | 473.3292 | 572.8591 | 141.5984 | 151.5027 | 151.5027 | 151.5027 | 0 | 2.6167 | 6.4507 | 16 | 0 | 0 | 0 | 0 | -1.7267 | 228.656 | 135.8602 | 153.686 | 0.38362 | 0.39918 | 0.39347 | 0.3819 | -0.66239 | 91.2747 | 53.4563 | 58.6922
12 | 1 | 22 | 780.799 | 792.4595 | 803.1636 | 935.0082 | 378.8299 | 100.3275 | 0 | 0 | 37.085 | 72.3997 | 82.2332 | 77.2631 | 0 | 0 | 0 | 0 | 408.886 | 405.5822 | 619.1834 | 719.9897 | 141.5984 | 151.5027 | 151.5027 | 151.5027 | 0.30315 | 0 | 6.4909 | 5.3259 | 0 | 0 | 0 | 0 | -185.9034 | 62.6473 | -56.2466 | -19.0733 | 0.37803 | 0.39555 | 0.3898 | 0.38045 | -70.2774 | 24.7802 | -21.9252 | -7.2565
12 | 1 | 23 | 725.6894 | 737.3684 | 748.3739 | 872.3204 | 378.8299 | 100.3275 | 0 | 0 | 37.294 | 82.3763 | 72.3117 | 76.0631 | 0 | 0 | 0 | 0 | 434.098 | 426.4866 | 632.0028 | 733.7549 | 0 | 0 | 0 | 0 | 0.9446 | 3.3344 | 19.9423 | 0 | 0 | 0 | 0 | 0 | -125.4771 | 124.8437 | 24.117 | 62.5024 | 0.36992 | 0.3904 | 0.38503 | 0.37684 | -46.4159 | 48.7393 | 9.2858 | 23.5537
12 | 1 | 24 | 666.4642 | 675.5249 | 683.7484 | 795.3804 | 378.8299 | 100.3275 | 0 | 0 | 27.7334 | 60.0273 | 63.3968 | 70.51 | 0 | 0 | 0 | 0 | 428.0183 | 420.1378 | 618.556 | 715.5577 | 0 | 0 | 0 | 0 | 0.082842 | 0 | 6.5229 | 0 | 0 | 0 | 0 | 0 | -168.2002 | 95.0324 | -4.7273 | 9.3127 | 0.36541 | 0.38531 | 0.38012 | 0.36918 | -61.462 | 36.6171 | -1.7969 | 3.4381
12 | 2 | 1 | 615.2827 | 621.273 | 626.1982 | 726.1764 | 378.8299 | 100.3275 | 0 | 0 | 37.7319 | 68.867 | 76.4223 | 59.866 | 0 | 0 | 0 | 0 | 443.2442 | 431.8054 | 635.9429 | 748.685 | 0 | 0 | 0 | 0 | 0.79751 | 13.0833 | 11.379 | 0.97208 | 0 | 0 | 0 | 0 | -245.3208 | 7.1899 | -97.5461 | -83.3467 | 0.36727 | 0.38821 | 0.38242 | 0.37348 | -90.1 | 2.7911 | -37.304 | -31.1284
12 | 2 | 2 | 581.3031 | 584.4226 | 586.1966 | 677.2828 | 378.8299 | 100.3275 | 0 | 0 | 33.145 | 58.6 | 55.4489 | 55.7121 | 0 | 0 | 0 | 0 | 460.2778 | 439.6226 | 637.6415 | 764.4756 | 0 | 0 | 0 | 0 | 0.37909 | 1.7879 | 2.5401 | 0 | 0 | 0 | 0 | 0 | -291.3287 | -15.9154 | -109.4339 | -142.9049 | 0.36484 | 0.38864 | 0.38295 | 0.37206 | -106.2881 | -6.1853 | -41.9079 | -53.1686
12 | 2 | 3 | 561.6598 | 562.0229 | 560.7305 | 645.2174 | 378.8299 | 100.3275 | 0 | 0 | 27.6495 | 50.8331 | 49.0241 | 47.769 | 0 | 0 | 0 | 0 | 453.223 | 424.4576 | 633.731 | 770.0673 | 0 | 0 | 0 | 0 | -0.12944 | -0.29607 | -2.6482 | 8.8803 | 0 | 0 | 0 | 0 | -297.9131 | -13.2992 | -119.3764 | -181.4992 | 0.36527 | 0.38758 | 0.38231 | 0.37011 | -108.818 | -5.1545 | -45.6389 | -67.1746
12 | 2 | 4 | 549.5551 | 547.7237 | 543.956 | 623.6507 | 378.8299 | 100.3275 | 0 | 0 | 20.3984 | 53.6879 | 39.326 | 43.4146 | 0 | 0 | 0 | 0 | 423.4795 | 390.5791 | 604.2265 | 749.1369 | 0 | 0 | 0 | 0 | -0.10984 | -0.43153 | -2.4562 | -5.5565 | 0 | 0 | 0 | 0 | -273.0429 | 3.5608 | -97.1404 | -163.3443 | 0.36475 | 0.38634 | 0.38116 | 0.36859 | -99.593 | 1.3757 | -37.0258 | -60.2067
12 | 2 | 5 | 553.4794 | 549.8023 | 543.9079 | 621.6781 | 378.8299 | 100.3275 | 0 | 0 | 25.5275 | 61.3567 | 61.1368 | 60.1404 | 0 | 0 | 0 | 0 | 396.7166 | 362.743 | 572.1808 | 721.0263 | 0 | 0 | 0 | 0 | -0.22472 | 9.9345 | 0 | 0 | 0 | 0 | 0 | 0 | -247.3699 | 15.4406 | -89.4096 | -159.4886 | 0.36472 | 0.38369 | 0.37873 | 0.36539 | -90.2207 | 5.9243 | -33.8622 | -58.2755
12 | 2 | 6 | 575.2118 | 568.9005 | 559.7981 | 636.8835 | 378.8299 | 100.3275 | 0 | 0 | 33.0184 | 66.3628 | 69.6746 | 64.7628 | 0 | 0 | 0 | 0 | 357.9669 | 327.9743 | 539.1026 | 682.8499 | 0 | 0 | 0 | 0 | -0.0017108 | 1.0594 | 15.165 | -12.8266 | 0 | 0 | 0 | 0 | -194.6017 | 73.1765 | -64.1441 | -97.9027 | 0.36467 | 0.38225 | 0.37475 | 0.36382 | -70.9655 | 27.9714 | -24.0378 | -35.6192
12 | 2 | 7 | 609.3786 | 601.7751 | 591.0672 | 671.4458 | 378.8299 | 100.3275 | 0 | 0 | 33.5915 | 67.0984 | 67.3502 | 55.438 | 0 | 0 | 0 | 0 | 303.3427 | 299.2516 | 517.7732 | 648.637 | 0 | 0 | 0 | 0 | 0.69228 | 10.5297 | 9.6737 | 33.9617 | 0 | 0 | 0 | 0 | -107.0777 | 124.5679 | -3.7299 | -66.5909 | 0.36466 | 0.38514 | 0.37677 | 0.36382 | -39.0472 | 47.9766 | -1.4053 | -24.2273
12 | 2 | 8 | 645.7903 | 637.978 | 626.8924 | 712.3571 | 378.8299 | 100.3275 | 0 | 0 | 28.2056 | 49.7657 | 49.6669 | 38.5659 | 0 | 0 | 0 | 0 | 353.9022 | 477.5039 | 704.5156 | 833.7626 | 0 | 0 | 0 | 0 | -0.22327 | -2.7667 | -3.674 | -15.8623 | 0 | 0 | 0 | 0 | -114.9243 | 13.1475 | -123.6162 | -144.109 | 0.36774 | 0.38205 | 0.37719 | 0.38148 | -42.2625 | 5.023 | -46.6272 | -54.975
12 | 2 | 9 | 682.2391 | 675.4024 | 665.3019 | 757.4834 | 378.8299 | 100.3275 | 0 | 0 | 17.1464 | 40.9015 | 36.7849 | 33.859 | 0 | 0 | 0 | 0 | 464.1881 | 712.6019 | 947.4781 | 1093.9406 | 0 | 0 | 0 | 0 | -0.10714 | -2.3333 | -1.0898 | 14.6288 | 0 | 0 | 0 | 0 | -177.8183 | -176.0951 | -317.8713 | -384.945 | 0.37162 | 0.36395 | 0.36521 | 0.3937 | -66.0801 | -64.0903 | -116.0895 | -151.5518
12 | 2 | 10 | 706.5076 | 699.888 | 689.983 | 786.1482 | 378.8299 | 100.3275 | 0 | 0 | 14.5211 | 33.7666 | 26.2897 | 33.7239 | 0 | 0 | 0 | 0 | 508.0657 | 820.8714 | 1046.8193 | 1195.6152 | 0 | 0 | 0 | 0 | -0.4 | -3.7063 | -20.8323 | -56.7384 | 0 | 0 | 0 | 0 | -194.5092 | -251.3713 | -362.2937 | -386.4524 | 0.37666 | 0.38397 | 0.38397 | 0 | -73.2647 | -96.5197 | -139.1116 | 0
12 | 2 | 11 | 713.6472 | 707.3046 | 697.6696 | 795.2064 | 378.8299 | 100.3275 | 0 | 0 | 13.6518 | 27.6745 | 25.9911 | 31.4205 | 0 | 0 | 0 | 0 | 526.5473 | 882.7379 | 1117.887 | 1275.662 | 0 | 0 | 0 | 0 | -0.4 | -12.8904 | -24 | -48 | 0 | 0 | 0 | 0 | -204.9819 | -290.5449 | -422.2085 | -463.8761 | 0.38397 | 0.38397 | 0.38397 | 0 | -78.7079 | -111.5614 | -162.1174 | 0
12 | 2 | 12 | 711.9208 | 705.8021 | 696.3495 | 793.7088 | 378.8299 | 100.3275 | 0 | 0 | 12.3596 | 25.6121 | 23.804 | 28.7805 | 0 | 0 | 0 | 0 | 512.1621 | 910.0369 | 1153.3674 | 1313.3808 | 0 | 0 | 0 | 0 | -0.94971 | -12.6243 | -24 | -48 | 0 | 0 | 0 | 0 | -190.4811 | -317.5501 | -456.8219 | -500.4526 | 0.38397 | 0.38397 | 0.38397 | 0 | -73.1399 | -121.9306 | -175.408 | 0
12 | 2 | 13 | 708.4935 | 703.9752 | 696.2991 | 795.1333 | 378.8299 | 100.3275 | 0 | 0 | 12.343 | 25.6185 | 25.5251 | 23.3266 | 0 | 0 | 0 | 0 | 490.524 | 907.5123 | 1166.448 | 1324.0079 | 0 | 0 | 0 | 0 | -1.3294 | -12.6243 | -24 | -49.9804 | 0 | 0 | 0 | 0 | -171.874 | -316.8588 | -471.674 | -502.2208 | 0.38397 | 0.38397 | 0.38397 | 0 | -65.9953 | -121.6652 | -181.1108 | 0
12 | 2 | 14 | 695.2358 | 691.3092 | 684.2547 | 781.637 | 378.8299 | 100.3275 | 0 | 0 | 12.3256 | 25.9181 | 26.0966 | 23.3266 | 0 | 0 | 0 | 0 | 459.6635 | 827.3878 | 1090.4911 | 1231.8122 | 0 | 0 | 0 | 0 | -1.1419 | -12.6243 | -24 | -48 | 0 | 0 | 0 | 0 | -154.4413 | -249.6998 | -408.3329 | -425.5018 | 0.38397 | 0.38397 | 0.38397 | 0 | -59.3016 | -95.878 | -156.7895 | 0
12 | 2 | 15 | 684.3222 | 681.3806 | 675.4397 | 772.3938 | 378.8299 | 100.3275 | 0 | 0 | 13.5242 | 23.4604 | 27.382 | 23.3266 | 0 | 0 | 0 | 0 | 453.9201 | 755.1678 | 999.5519 | 1125.5237 | 0 | 0 | 0 | 0 | -0.4 | -6.9131 | -3.3911 | -41.3573 | 0 | 0 | 0 | 0 | -161.552 | -190.6621 | -348.103 | -335.0992 | 0.38397 | 0.38397 | 0.38397 | 0 | -62.0319 | -73.2091 | -133.6627 | 0
12 | 2 | 16 | 683.3342 | 683.3886 | 680.8157 | 781.5076 | 378.8299 | 100.3275 | 0 | 0 | 21.4203 | 37.771 | 47.1599 | 54.485 | 0 | 0 | 0 | 0 | 415.9529 | 586.2037 | 812.5607 | 924.3559 | 0 | 0 | 0 | 0 | -0.4 | -0.6243 | -0.29343 | 7.2205 | 0 | 0 | 0 | 0 | -132.4689 | -40.2893 | -178.6114 | -204.5539 | 0.37613 | 0.37654 | 0.3735 | 0.38586 | -49.8259 | -15.1705 | -66.7112 | -78.9301
12 | 2 | 17 | 729.5352 | 731.7726 | 731.4719 | 841.7947 | 378.8299 | 100.3275 | 0 | 0 | 31.6908 | 56.0226 | 55.8482 | 64.7628 | 0 | 0 | 0 | 0 | 372.9924 | 389.0686 | 607.9001 | 707.9038 | 141.5984 | 151.5027 | 151.5027 | 151.5027 | 0.35569 | 0.41626 | -1.6999 | 43.8231 | 0 | 0 | 0 | 0 | -195.932 | 34.4349 | -82.0792 | -126.1978 | 0.36823 | 0.38625 | 0.38886 | 0.38905 | -72.1488 | 13.3004 | -31.9173 | -49.0978
12 | 2 | 18 | 843.6409 | 851.8154 | 858.2371 | 994.4603 | 378.8299 | 100.3275 | 0 | 0 | 33.7974 | 68.14 | 68.14 | 67.1915 | 0 | 0 | 0 | 0 | 368.9358 | 349.6528 | 572.3655 | 672.1338 | 141.5984 | 151.5027 | 151.5027 | 151.5027 | 0.74407 | -2.6181 | -2.336 | 27.3195 | 0 | 0 | 0 | 0 | -80.2647 | 184.8104 | 68.5648 | 76.3127 | 0.38392 | 0.39924 | 0.39333 | 0.38256 | -30.8154 | 73.7836 | 26.9685 | 29.1942
12 | 2 | 19 | 865.4827 | 876.8149 | 886.7887 | 1030.5799 | 378.8299 | 100.3275 | 0 | 0 | 35.1913 | 70.9126 | 70.9126 | 70.9126 | 0 | 0 | 0 | 0 | 371.3555 | 345.4814 | 564.4667 | 661.6068 | 141.5984 | 151.5027 | 151.5027 | 151.5027 | 0.26476 | 6.6005 | 10.7807 | 59.7428 | 0 | 0 | 0 | 0 | -61.7572 | 201.9902 | 89.126 | 86.815 | 0.38563 | 0.40066 | 0.39478 | 0.38374 | -23.8154 | 80.9299 | 35.1849 | 33.3148
12 | 2 | 20 | 856.3657 | 868.452 | 879.3115 | 1022.7477 | 378.8299 | 100.3275 | 0 | 0 | 35.5528 | 70.5731 | 76.7875 | 81.3657 | 0 | 0 | 0 | 0 | 326.0873 | 301.6612 | 513.7979 | 609.629 | 141.5984 | 151.5027 | 151.5027 | 151.5027 | -0.0091047 | 2.6253 | 6.4009 | 16 | 0 | 0 | 0 | 0 | -25.6936 | 241.7621 | 130.8224 | 164.2504 | 0.38498 | 0.40006 | 0.39435 | 0.38314 | -9.8916 | 96.7195 | 51.59 | 62.9317
12 | 2 | 21 | 837.1103 | 849.3366 | 860.4912 | 1001.4547 | 378.8299 | 100.3275 | 0 | 0 | 36.2045 | 74.6512 | 75.6835 | 86.4104 | 0 | 0 | 0 | 0 | 258.8672 | 237.1322 | 451.9049 | 552.3119 | 141.5984 | 151.5027 | 151.5027 | 151.5027 | 0 | 2.6167 | 6.4507 | 16 | 0 | 0 | 0 | 0 | 21.6104 | 283.1063 | 174.9494 | 195.2297 | 0.38362 | 0.39918 | 0.39347 | 0.3819 | 8.2902 | 113.0101 | 68.8365 | 74.5576
12 | 2 | 22 | 785.9805 | 797.7744 | 808.6358 | 941.497 | 378.8299 | 100.3275 | 0 | 0 | 37.085 | 72.3997 | 82.2332 | 77.2631 | 0 | 0 | 0 | 0 | 236.635 | 216.1933 | 430.35 | 533.34 | 141.5984 | 151.5027 | 151.5027 | 151.5027 | 0.30315 | 0 | 6.4909 | 5.3259 | 0 | 0 | 0 | 0 | -8.4709 | 257.3512 | 138.059 | 174.0653 | 0.37803 | 0.39555 | 0.3898 | 0.38045 | -3.2023 | 101.7954 | 53.816 | 66.2238
12 | 2 | 23 | 715.8663 | 727.2567 | 737.9195 | 859.8873 | 378.8299 | 100.3275 | 0 | 0 | 37.294 | 82.3763 | 72.3117 | 76.0631 | 0 | 0 | 0 | 0 | 245.1178 | 224.195 | 433.7772 | 537.6174 | 0 | 0 | 0 | 0 | 0.9446 | 3.3344 | 19.9423 | 0 | 0 | 0 | 0 | 0 | 53.68 | 317.0235 | 211.8882 | 246.2068 | 0.36992 | 0.3904 | 0.38503 | 0.37684 | 19.8571 | 123.7669 | 81.5833 | 92.7817
12 | 2 | 24 | 645.028 | 653.4675 | 660.9543 | 768.2809 | 378.8299 | 100.3275 | 0 | 0 | 27.7334 | 60.0273 | 63.3968 | 70.51 | 0 | 0 | 0 | 0 | 267.8884 | 246.4674 | 454.1598 | 552.5847 | 0 | 0 | 0 | 0 | 0.082842 | 0 | 6.5229 | 0 | 0 | 0 | 0 | 0 | -29.5066 | 246.6454 | 136.8749 | 145.1862 | 0.36541 | 0.38531 | 0.38012 | 0.36918 | -10.782 | 95.0353 | 52.0294 | 53.6001
12 | 3 | 1 | 592.9465 | 598.2937 | 602.4561 | 697.954 | 378.8299 | 100.3275 | 0 | 0 | 37.7319 | 68.867 | 76.4223 | 59.866 | 0 | 0 | 0 | 0 | 282.9959 | 260.2172 | 464.6193 | 554.791 | 0 | 0 | 0 | 0 | 0.79751 | 13.0833 | 11.379 | 0.97208 | 0 | 0 | 0 | 0 | -107.4087 | 155.7987 | 50.0355 | 82.3249 | 0.36727 | 0.38821 | 0.38242 | 0.37348 | -39.4484 | 60.4819 | 19.1348 | 30.7467
12 | 3 | 2 | 565.2574 | 567.9109 | 569.1319 | 656.9937 | 378.8299 | 100.3275 | 0 | 0 | 33.145 | 58.6 | 55.4489 | 55.7121 | 0 | 0 | 0 | 0 | 322.1556 | 296.7987 | 497.4504 | 591.3131 | 0 | 0 | 0 | 0 | 0.37909 | 1.7879 | 2.5401 | 0 | 0 | 0 | 0 | 0 | -169.2522 | 110.3967 | 13.6925 | 9.9686 | 0.36484 | 0.38864 | 0.38295 | 0.37206 | -61.7498 | 42.9041 | 5.2436 | 3.7089
12 | 3 | 3 | 550.3187 | 550.3524 | 548.6691 | 630.8769 | 378.8299 | 100.3275 | 0 | 0 | 27.6495 | 50.8331 | 49.0241 | 47.769 | 0 | 0 | 0 | 0 | 347.7426 | 320.2798 | 518.9782 | 612.8724 | 0 | 0 | 0 | 0 | -0.12944 | -0.29607 | -2.6482 | 8.8803 | 0 | 0 | 0 | 0 | -203.7739 | 79.208 | -16.6851 | -38.6448 | 0.36527 | 0.38758 | 0.38231 | 0.37011 | -74.432 | 30.6996 | -6.3789 | -14.3028
12 | 3 | 4 | 547.2355 | 545.3332 | 541.4811 | 620.7045 | 378.8299 | 100.3275 | 0 | 0 | 20.3984 | 53.6879 | 39.326 | 43.4146 | 0 | 0 | 0 | 0 | 387.5725 | 357.5295 | 556.5768 | 642.9455 | 0 | 0 | 0 | 0 | -0.10984 | -0.43153 | -2.4562 | -5.5565 | 0 | 0 | 0 | 0 | -239.4555 | 34.2199 | -51.9656 | -60.099 | 0.36475 | 0.38634 | 0.38116 | 0.36859 | -87.3419 | 13.2206 | -19.8071 | -22.1518
12 | 3 | 5 | 565.9231 | 562.6018 | 557.1293 | 637.392 | 378.8299 | 100.3275 | 0 | 0 | 25.5275 | 61.3567 | 61.1368 | 60.1404 | 0 | 0 | 0 | 0 | 419.3685 | 386.7158 | 580.5507 | 657.239 | 0 | 0 | 0 | 0 | -0.22472 | 9.9345 | 0 | 0 | 0 | 0 | 0 | 0 | -257.5781 | 4.2674 | -84.5582 | -79.9874 | 0.36472 | 0.38369 | 0.37873 | 0.36539 | -93.9438 | 1.6374 | -32.0248 | -29.2266
12 | 3 | 6 | 611.6456 | 606.3801 | 598.5176 | 682.9064 | 378.8299 | 100.3275 | 0 | 0 | 33.0184 | 66.3628 | 69.6746 | 64.7628 | 0 | 0 | 0 | 0 | 430.4575 | 396.3402 | 587.6493 | 663.0766 | 0 | 0 | 0 | 0 | -0.0017108 | 1.0594 | 15.165 | -12.8266 | 0 | 0 | 0 | 0 | -230.6585 | 42.2902 | -73.9713 | -32.1065 | 0.36467 | 0.38225 | 0.37475 | 0.36382 | -84.1143 | 16.1653 | -27.7205 | -11.6811
12 | 3 | 7 | 691.9301 | 686.71 | 678.8287 | 775.7751 | 378.8299 | 100.3275 | 0 | 0 | 33.5915 | 67.0984 | 67.3502 | 55.438 | 0 | 0 | 0 | 0 | 424.5031 | 401.3945 | 600.1816 | 676.2015 | 0 | 0 | 0 | 0 | 0.69228 | 10.5297 | 9.6737 | 33.9617 | 0 | 0 | 0 | 0 | -145.6867 | 107.3598 | 1.6232 | 10.1739 | 0.36466 | 0.38514 | 0.37677 | 0.36382 | -53.1264 | 41.349 | 0.61157 | 3.7015
12 | 3 | 8 | 751.5287 | 746.7682 | 739.3019 | 845.9864 | 378.8299 | 100.3275 | 0 | 0 | 28.2056 | 49.7657 | 49.6669 | 38.5659 | 0 | 0 | 0 | 0 | 468.73 | 594.0857 | 801.1563 | 880.7252 | 0 | 0 | 0 | 0 | -0.22327 | -2.7667 | -3.674 | -15.8623 | 0 | 0 | 0 | 0 | -124.0136 | 5.3559 | -107.8474 | -57.4423 | 0.36774 | 0.38205 | 0.37719 | 0.38148 | -45.605 | 2.0462 | -40.6793 | -21.9132
12 | 3 | 9 | 777.9779 | 773.8966 | 767.0635 | 878.4469 | 378.8299 | 100.3275 | 0 | 0 | 17.1464 | 40.9015 | 36.7849 | 33.859 | 0 | 0 | 0 | 0 | 526.1789 | 799.4083 | 1026.8857 | 1115.0308 | 0 | 0 | 0 | 0 | -0.10714 | -2.3333 | -1.0898 | 14.6288 | 0 | 0 | 0 | 0 | -144.0702 | -164.4073 | -295.5173 | -285.0717 | 0.37162 | 0.36395 | 0.36521 | 0.3937 | -53.5388 | -59.8365 | -107.9256 | -112.2319
12 | 3 | 10 | 797.8457 | 793.8519 | 787.0604 | 901.5406 | 378.8299 | 100.3275 | 0 | 0 | 14.5211 | 33.7666 | 26.2897 | 33.7239 | 0 | 0 | 0 | 0 | 530.6958 | 884.9195 | 1106.6686 | 1204.3786 | 0 | 0 | 0 | 0 | -0.4 | -3.7063 | -20.8323 | -56.7384 | 0 | 0 | 0 | 0 | -125.8011 | -221.4554 | -325.0655 | -279.8235 | 0.37666 | 0.38397 | 0.38397 | 0 | -47.3848 | -85.0329 | -124.8169 | 0
12 | 3 | 11 | 799.5927 | 795.7251 | 789.025 | 903.8016 | 378.8299 | 100.3275 | 0 | 0 | 13.6518 | 27.6745 | 25.9911 | 31.4205 | 0 | 0 | 0 | 0 | 485.1702 | 880.8395 | 1107.1196 | 1212.8131 | 0 | 0 | 0 | 0 | -0.4 | -12.8904 | -24 | -48 | 0 | 0 | 0 | 0 | -77.6593 | -200.226 | -320.0856 | -292.432 | 0.38397 | 0.38397 | 0.38397 | 0 | -29.8192 | -76.8814 | -122.9048 | 0
12 | 3 | 12 | 790.0158 | 786.1573 | 779.3857 | 892.4263 | 378.8299 | 100.3275 | 0 | 0 | 12.3596 | 25.6121 | 23.804 | 28.7805 | 0 | 0 | 0 | 0 | 458.9668 | 855.4326 | 1095.0235 | 1206.8686 | 0 | 0 | 0 | 0 | -0.94971 | -12.6243 | -24 | -48 | 0 | 0 | 0 | 0 | -59.1908 | -182.5906 | -315.4418 | -295.2228 | 0.38397 | 0.38397 | 0.38397 | 0 | -22.7278 | -70.1098 | -121.1217 | 0
12 | 3 | 13 | 779.9382 | 777.493 | 772.2763 | 885.4642 | 378.8299 | 100.3275 | 0 | 0 | 12.343 | 25.6185 | 25.5251 | 23.3266 | 0 | 0 | 0 | 0 | 451.9905 | 853.4352 | 1107.3163 | 1219.0604 | 0 | 0 | 0 | 0 | -1.3294 | -12.6243 | -24 | -49.9804 | 0 | 0 | 0 | 0 | -61.8958 | -189.2638 | -336.5651 | -306.9424 | 0.38397 | 0.38397 | 0.38397 | 0 | -23.7664 | -72.6722 | -129.2325 | 0
12 | 3 | 14 | 766.9859 | 765.1464 | 760.5682 | 872.373 | 378.8299 | 100.3275 | 0 | 0 | 12.3256 | 25.9181 | 26.0966 | 23.3266 | 0 | 0 | 0 | 0 | 457.9797 | 829.9015 | 1078.6382 | 1186.595 | 0 | 0 | 0 | 0 | -1.1419 | -12.6243 | -24 | -48 | 0 | 0 | 0 | 0 | -81.0074 | -178.3763 | -320.1665 | -289.5485 | 0.38397 | 0.38397 | 0.38397 | 0 | -31.1048 | -68.4917 | -122.9358 | 0
12 | 3 | 15 | 749.6272 | 748.5917 | 744.9128 | 855.0033 | 378.8299 | 100.3275 | 0 | 0 | 13.5242 | 23.4604 | 27.382 | 23.3266 | 0 | 0 | 0 | 0 | 449.0854 | 772.2136 | 1017.5432 | 1121.1331 | 0 | 0 | 0 | 0 | -0.4 | -6.9131 | -3.3911 | -41.3573 | 0 | 0 | 0 | 0 | -91.4123 | -140.4967 | -296.6213 | -248.0991 | 0.38397 | 0.38397 | 0.38397 | 0 | -35.1 | -53.9469 | -113.895 | 0
12 | 3 | 16 | 746.9559 | 748.8601 | 748.4819 | 861.9612 | 378.8299 | 100.3275 | 0 | 0 | 21.4203 | 37.771 | 47.1599 | 54.485 | 0 | 0 | 0 | 0 | 393.217 | 602.762 | 841.374 | 934.0723 | 0 | 0 | 0 | 0 | -0.4 | -0.6243 | -0.29343 | 7.2205 | 0 | 0 | 0 | 0 | -46.1113 | 8.6239 | -139.7586 | -133.8166 | 0.37613 | 0.37654 | 0.3735 | 0.38586 | -17.344 | 3.2472 | -52.1997 | -51.6351
12 | 3 | 17 | 787.3626 | 791.2732 | 792.9573 | 914.8913 | 378.8299 | 100.3275 | 0 | 0 | 31.6908 | 56.0226 | 55.8482 | 64.7628 | 0 | 0 | 0 | 0 | 356.6189 | 403.4559 | 625.6463 | 709.2202 | 141.5984 | 151.5027 | 151.5027 | 151.5027 | 0.35569 | 0.41626 | -1.6999 | 43.8231 | 0 | 0 | 0 | 0 | -121.7311 | 79.5483 | -38.34 | -54.4176 | 0.36823 | 0.38625 | 0.38886 | 0.38905 | -44.8255 | 30.7253 | -14.9089 | -21.1714
12 | 3 | 18 | 901.4147 | 911.2482 | 919.637 | 1067.4422 | 378.8299 | 100.3275 | 0 | 0 | 33.7974 | 68.14 | 68.14 | 67.1915 | 0 | 0 | 0 | 0 | 395.3326 | 413.8108 | 634.3701 | 715.3355 | 141.5984 | 151.5027 | 151.5027 | 151.5027 | 0.74407 | -2.6181 | -2.336 | 27.3195 | 0 | 0 | 0 | 0 | -48.8877 | 180.0853 | 67.9602 | 106.093 | 0.38392 | 0.39924 | 0.39333 | 0.38256 | -18.7691 | 71.8971 | 26.7307 | 40.5869
12 | 3 | 19 | 918.4614 | 931.3162 | 943.0955 | 1097.5094 | 378.8299 | 100.3275 | 0 | 0 | 35.1913 | 70.9126 | 70.9126 | 70.9126 | 0 | 0 | 0 | 0 | 443.4925 | 462.9974 | 673.2094 | 749.6796 | 141.5984 | 151.5027 | 151.5027 | 151.5027 | 0.26476 | 6.6005 | 10.7807 | 59.7428 | 0 | 0 | 0 | 0 | -80.9154 | 138.9756 | 36.6901 | 65.6716 | 0.38563 | 0.40066 | 0.39478 | 0.38374 | -31.2034 | 55.6823 | 14.4844 | 25.2011
12 | 3 | 20 | 902.25 | 915.6532 | 928.0741 | 1080.7078 | 378.8299 | 100.3275 | 0 | 0 | 35.5528 | 70.5731 | 76.7875 | 81.3657 | 0 | 0 | 0 | 0 | 487.5951 | 506.5135 | 699.3526 | 773.5964 | 141.5984 | 151.5027 | 151.5027 | 151.5027 | -0.0091047 | 2.6253 | 6.4009 | 16 | 0 | 0 | 0 | 0 | -141.3171 | 84.1111 | -5.9698 | 58.243 | 0.38498 | 0.40006 | 0.39435 | 0.38314 | -54.4048 | 33.6495 | -2.3542 | 22.3155
12 | 3 | 21 | 870.3743 | 883.5607 | 895.854 | 1043.4931 | 378.8299 | 100.3275 | 0 | 0 | 36.2045 | 74.6512 | 75.6835 | 86.4104 | 0 | 0 | 0 | 0 | 494.7687 | 516.7802 | 703.3359 | 778.3539 | 141.5984 | 151.5027 | 151.5027 | 151.5027 | 0 | 2.6167 | 6.4507 | 16 | 0 | 0 | 0 | 0 | -181.0272 | 37.6824 | -41.1189 | 11.2262 | 0.38362 | 0.39918 | 0.39347 | 0.3819 | -69.4458 | 15.042 | -16.1788 | 4.2872
12 | 3 | 22 | 813.9222 | 826.5325 | 838.3628 | 976.8459 | 378.8299 | 100.3275 | 0 | 0 | 37.085 | 72.3997 | 82.2332 | 77.2631 | 0 | 0 | 0 | 0 | 482.6788 | 507.68 | 683.9446 | 760.507 | 141.5984 | 151.5027 | 151.5027 | 151.5027 | 0.30315 | 0 | 6.4909 | 5.3259 | 0 | 0 | 0 | 0 | -226.5731 | -5.3774 | -85.8086 | -17.7528 | 0.37803 | 0.39555 | 0.3898 | 0.38045 | -85.6519 | -2.127 | -33.4485 | -6.7541
12 | 3 | 23 | 738.3903 | 750.4372 | 761.879 | 888.3764 | 378.8299 | 100.3275 | 0 | 0 | 37.294 | 82.3763 | 72.3117 | 76.0631 | 0 | 0 | 0 | 0 | 474.9829 | 502.4542 | 670.3504 | 751.4394 | 0 | 0 | 0 | 0 | 0.9446 | 3.3344 | 19.9423 | 0 | 0 | 0 | 0 | 0 | -153.6611 | 61.9448 | -0.72539 | 60.8739 | 0.36992 | 0.3904 | 0.38503 | 0.37684 | -56.8416 | 24.1834 | -0.2793 | 22.94
12 | 3 | 24 | 663.5243 | 672.4992 | 680.621 | 791.6618 | 378.8299 | 100.3275 | 0 | 0 | 27.7334 | 60.0273 | 63.3968 | 70.51 | 0 | 0 | 0 | 0 | 481.6139 | 512.3543 | 671.0411 | 752.4457 | 0 | 0 | 0 | 0 | 0.082842 | 0 | 6.5229 | 0 | 0 | 0 | 0 | 0 | -224.7358 | -0.20979 | -60.3398 | -31.2939 | 0.36541 | 0.38531 | 0.38012 | 0.36918 | -82.1207 | -0.080835 | -22.9366 | -11.5531
12 | 4 | 1 | 604.4677 | 610.1502 | 614.7104 | 712.5244 | 378.8299 | 100.3275 | 0 | 0 | 37.7319 | 68.867 | 76.4223 | 59.866 | 0 | 0 | 0 | 0 | 474.6459 | 510.2456 | 643.707 | 726.1166 | 0 | 0 | 0 | 0 | 0.79751 | 13.0833 | 11.379 | 0.97208 | 0 | 0 | 0 | 0 | -287.5375 | -82.3732 | -116.7978 | -74.4302 | 0.36727 | 0.38821 | 0.38242 | 0.37348 | -105.6051 | -31.9777 | -44.6663 | -27.7982
12 | 4 | 2 | 573.2894 | 576.1792 | 577.6807 | 667.1609 | 378.8299 | 100.3275 | 0 | 0 | 33.145 | 58.6 | 55.4489 | 55.7121 | 0 | 0 | 0 | 0 | 445.238 | 487.7752 | 612.6187 | 695.7154 | 0 | 0 | 0 | 0 | 0.37909 | 1.7879 | 2.5401 | 0 | 0 | 0 | 0 | 0 | -284.3026 | -72.3115 | -92.9269 | -84.2666 | 0.36484 | 0.38864 | 0.38295 | 0.37206 | -103.7247 | -28.1028 | -35.5865 | -31.3519
12 | 4 | 3 | 556.7163 | 556.9389 | 555.4798 | 638.9777 | 378.8299 | 100.3275 | 0 | 0 | 27.6495 | 50.8331 | 49.0241 | 47.769 | 0 | 0 | 0 | 0 | 404.8246 | 454.4453 | 563.503 | 646.911 | 0 | 0 | 0 | 0 | -0.12944 | -0.29607 | -2.6482 | 8.8803 | 0 | 0 | 0 | 0 | -254.4583 | -48.371 | -54.3991 | -64.5826 | 0.36527 | 0.38758 | 0.38231 | 0.37011 | -92.9454 | -18.7477 | -20.7974 | -23.9026
12 | 4 | 4 | 549.7212 | 547.8942 | 544.1314 | 623.8586 | 378.8299 | 100.3275 | 0 | 0 | 20.3984 | 53.6879 | 39.326 | 43.4146 | 0 | 0 | 0 | 0 | 411.9407 | 465.7879 | 564.0384 | 649.2957 | 0 | 0 | 0 | 0 | -0.10984 | -0.43153 | -2.4562 | -5.5565 | 0 | 0 | 0 | 0 | -261.3379 | -71.4776 | -56.7768 | -63.2951 | 0.36475 | 0.38634 | 0.38116 | 0.36859 | -95.3236 | -27.6149 | -21.6409 | -23.3298
12 | 4 | 5 | 565.8659 | 562.5479 | 557.0794 | 637.3376 | 378.8299 | 100.3275 | 0 | 0 | 25.5275 | 61.3567 | 61.1368 | 60.1404 | 0 | 0 | 0 | 0 | 463.8006 | 517.6635 | 617.2887 | 703.115 | 0 | 0 | 0 | 0 | -0.22472 | 9.9345 | 0 | 0 | 0 | 0 | 0 | 0 | -302.0674 | -126.7344 | -121.3461 | -125.9178 | 0.36472 | 0.38369 | 0.37873 | 0.36539 | -110.1699 | -48.6263 | -45.9575 | -46.0091
12 | 4 | 6 | 611.4849 | 606.2237 | 598.367 | 682.7365 | 378.8299 | 100.3275 | 0 | 0 | 33.0184 | 66.3628 | 69.6746 | 64.7628 | 0 | 0 | 0 | 0 | 482.3486 | 538.8432 | 632.7508 | 715.9248 | 0 | 0 | 0 | 0 | -0.0017108 | 1.0594 | 15.165 | -12.8266 | 0 | 0 | 0 | 0 | -282.7103 | -100.3691 | -119.2234 | -85.1245 | 0.36467 | 0.38225 | 0.37475 | 0.36382 | -103.0961 | -38.3657 | -44.6786 | -30.9702
12 | 4 | 7 | 689.1712 | 683.8768 | 675.9077 | 772.3081 | 378.8299 | 100.3275 | 0 | 0 | 33.5915 | 67.0984 | 67.3502 | 55.438 | 0 | 0 | 0 | 0 | 483.1045 | 553.5338 | 637.4976 | 722.6674 | 0 | 0 | 0 | 0 | 0.69228 | 10.5297 | 9.6737 | 33.9617 | 0 | 0 | 0 | 0 | -207.0469 | -47.6126 | -38.6139 | -39.759 | 0.36466 | 0.38514 | 0.37677 | 0.36382 | -75.5022 | -18.3377 | -14.5486 | -14.4652
12 | 4 | 8 | 749.0366 | 744.2133 | 736.6731 | 842.8706 | 378.8299 | 100.3275 | 0 | 0 | 28.2056 | 49.7657 | 49.6669 | 38.5659 | 0 | 0 | 0 | 0 | 542.6436 | 746.8556 | 827.6485 | 920.1827 | 0 | 0 | 0 | 0 | -0.22327 | -2.7667 | -3.674 | -15.8623 | 0 | 0 | 0 | 0 | -200.4192 | -149.9689 | -136.9684 | -100.0156 | 0.36774 | 0.38205 | 0.37719 | 0.38148 | -73.7026 | -57.295 | -51.6635 | -38.1542
12 | 4 | 9 | 774.2955 | 770.1186 | 763.1727 | 873.8326 | 378.8299 | 100.3275 | 0 | 0 | 17.1464 | 40.9015 | 36.7849 | 33.859 | 0 | 0 | 0 | 0 | 594.1235 | 932.5846 | 1020.9706 | 1121.4441 | 0 | 0 | 0 | 0 | -0.10714 | -2.3333 | -1.0898 | 14.6288 | 0 | 0 | 0 | 0 | -215.6973 | -301.3616 | -293.493 | -296.0994 | 0.37162 | 0.36395 | 0.36521 | 0.3937 | -80.1565 | -109.6814 | -107.1863 | -116.5735
12 | 4 | 10 | 793.6979 | 789.5949 | 782.6746 | 896.3376 | 378.8299 | 100.3275 | 0 | 0 | 14.5211 | 33.7666 | 26.2897 | 33.7239 | 0 | 0 | 0 | 0 | 629.4072 | 1027.6571 | 1117.4517 | 1228.2541 | 0 | 0 | 0 | 0 | -0.4 | -3.7063 | -20.8323 | -56.7384 | 0 | 0 | 0 | 0 | -228.6603 | -368.45 | -340.2345 | -308.902 | 0.37666 | 0.38397 | 0.38397 | 0 | -86.1283 | -141.4748 | -130.6414 | 0
12 | 4 | 11 | 797.5094 | 793.592 | 786.8333 | 901.2067 | 378.8299 | 100.3275 | 0 | 0 | 13.6518 | 27.6745 | 25.9911 | 31.4205 | 0 | 0 | 0 | 0 | 648.1482 | 1084.9862 | 1182.6272 | 1300.0403 | 0 | 0 | 0 | 0 | -0.4 | -12.8904 | -24 | -48 | 0 | 0 | 0 | 0 | -242.7204 | -406.5059 | -397.7849 | -382.2541 | 0.38397 | 0.38397 | 0.38397 | 0 | -93.1985 | -156.0873 | -152.7393 | 0
12 | 4 | 12 | 786.3013 | 782.3454 | 775.4589 | 887.7684 | 378.8299 | 100.3275 | 0 | 0 | 12.3596 | 25.6121 | 23.804 | 28.7805 | 0 | 0 | 0 | 0 | 639.7634 | 1102.0944 | 1204.6564 | 1324.3439 | 0 | 0 | 0 | 0 | -0.94971 | -12.6243 | -24 | -48 | 0 | 0 | 0 | 0 | -243.7019 | -433.0642 | -429.0015 | -417.356 | 0.38397 | 0.38397 | 0.38397 | 0 | -93.5754 | -166.2849 | -164.7257 | 0
12 | 4 | 13 | 774.1452 | 771.5473 | 766.1502 | 878.1964 | 378.8299 | 100.3275 | 0 | 0 | 12.343 | 25.6185 | 25.5251 | 23.3266 | 0 | 0 | 0 | 0 | 578.1283 | 1031.2588 | 1137.874 | 1256.3156 | 0 | 0 | 0 | 0 | -1.3294 | -12.6243 | -24 | -49.9804 | 0 | 0 | 0 | 0 | -193.8265 | -373.0332 | -373.2489 | -351.4653 | 0.38397 | 0.38397 | 0.38397 | 0 | -74.4245 | -143.2346 | -143.3181 | 0
12 | 4 | 14 | 755.392 | 753.2374 | 748.2865 | 857.7928 | 378.8299 | 100.3275 | 0 | 0 | 12.3256 | 25.9181 | 26.0966 | 23.3266 | 0 | 0 | 0 | 0 | 542.4657 | 987.4924 | 1100.4786 | 1220.0846 | 0 | 0 | 0 | 0 | -1.1419 | -12.6243 | -24 | -48 | 0 | 0 | 0 | 0 | -177.0873 | -347.8763 | -354.2887 | -337.6183 | 0.38397 | 0.38397 | 0.38397 | 0 | -67.9971 | -133.5751 | -136.0379 | 0
12 | 4 | 15 | 746.313 | 745.1938 | 741.4163 | 850.859 | 378.8299 | 100.3275 | 0 | 0 | 13.5242 | 23.4604 | 27.382 | 23.3266 | 0 | 0 | 0 | 0 | 502.6432 | 905.7083 | 1025.3039 | 1149.832 | 0 | 0 | 0 | 0 | -0.4 | -6.9131 | -3.3911 | -41.3573 | 0 | 0 | 0 | 0 | -148.2843 | -277.3892 | -307.8784 | -280.9423 | 0.38397 | 0.38397 | 0.38397 | 0 | -56.9374 | -106.5099 | -118.2175 | 0
12 | 4 | 16 | 743.9043 | 745.7326 | 745.2652 | 858.1498 | 378.8299 | 100.3275 | 0 | 0 | 21.4203 | 37.771 | 47.1599 | 54.485 | 0 | 0 | 0 | 0 | 407.1347 | 681.6309 | 779.3606 | 908.8833 | 0 | 0 | 0 | 0 | -0.4 | -0.6243 | -0.29343 | 7.2205 | 0 | 0 | 0 | 0 | -63.0806 | -73.3724 | -80.9618 | -112.4391 | 0.37613 | 0.37654 | 0.3735 | 0.38586 | -23.7267 | -27.6276 | -30.2392 | -43.3863
12 | 4 | 17 | 781.8113 | 785.5751 | 787.0858 | 907.925 | 378.8299 | 100.3275 | 0 | 0 | 31.6908 | 56.0226 | 55.8482 | 64.7628 | 0 | 0 | 0 | 0 | 301.068 | 409.2473 | 494.1656 | 628.3159 | 141.5984 | 151.5027 | 151.5027 | 151.5027 | 0.35569 | 0.41626 | -1.6999 | 43.8231 | 0 | 0 | 0 | 0 | -71.7315 | 68.0588 | 87.2692 | 19.5205 | 0.36823 | 0.38625 | 0.38886 | 0.38905 | -26.414 | 26.2875 | 33.9355 | 7.5945
12 | 4 | 18 | 886.3096 | 895.7264 | 903.6221 | 1048.4239 | 378.8299 | 100.3275 | 0 | 0 | 33.7974 | 68.14 | 68.14 | 67.1915 | 0 | 0 | 0 | 0 | 317.5007 | 396.3947 | 502.443 | 638.1962 | 141.5984 | 151.5027 | 151.5027 | 151.5027 | 0.74407 | -2.6181 | -2.336 | 27.3195 | 0 | 0 | 0 | 0 | 13.8392 | 181.9796 | 183.8724 | 164.2139 | 0.38392 | 0.39924 | 0.39333 | 0.38256 | 5.3132 | 72.6534 | 72.3223 | 62.8217
12 | 4 | 19 | 902.6065 | 915.03 | 926.2993 | 1077.5695 | 378.8299 | 100.3275 | 0 | 0 | 35.1913 | 70.9126 | 70.9126 | 70.9126 | 0 | 0 | 0 | 0 | 286.6003 | 371.6407 | 490.1787 | 620.6041 | 141.5984 | 151.5027 | 151.5027 | 151.5027 | 0.26476 | 6.6005 | 10.7807 | 59.7428 | 0 | 0 | 0 | 0 | 60.1218 | 214.0461 | 202.9247 | 174.8073 | 0.38563 | 0.40066 | 0.39478 | 0.38374 | 23.1847 | 85.7603 | 80.1101 | 67.0814
12 | 4 | 20 | 891.7379 | 904.8554 | 916.9386 | 1067.4884 | 378.8299 | 100.3275 | 0 | 0 | 35.5528 | 70.5731 | 76.7875 | 81.3657 | 0 | 0 | 0 | 0 | 244.4727 | 332.6578 | 456.7977 | 573.3865 | 141.5984 | 151.5027 | 151.5027 | 151.5027 | -0.0091047 | 2.6253 | 6.4009 | 16 | 0 | 0 | 0 | 0 | 91.2932 | 247.169 | 225.4496 | 245.2335 | 0.38498 | 0.40006 | 0.39435 | 0.38314 | 35.1464 | 98.8826 | 88.9065 | 93.96
12 | 4 | 21 | 862.7747 | 875.7586 | 887.8129 | 1033.9513 | 378.8299 | 100.3275 | 0 | 0 | 36.2045 | 74.6512 | 75.6835 | 86.4104 | 0 | 0 | 0 | 0 | 235.7138 | 322.9934 | 449.9441 | 566.0184 | 141.5984 | 151.5027 | 151.5027 | 151.5027 | 0 | 2.6167 | 6.4507 | 16 | 0 | 0 | 0 | 0 | 70.4282 | 223.6673 | 204.2318 | 214.0198 | 0.38362 | 0.39918 | 0.39347 | 0.3819 | 27.0177 | 89.2833 | 80.3581 | 81.7335
12 | 4 | 22 | 808.0517 | 820.5011 | 832.141 | 969.4583 | 378.8299 | 100.3275 | 0 | 0 | 37.085 | 72.3997 | 82.2332 | 77.2631 | 0 | 0 | 0 | 0 | 215.4262 | 304.1087 | 432.2233 | 547.0864 | 141.5984 | 151.5027 | 151.5027 | 151.5027 | 0.30315 | 0 | 6.4909 | 5.3259 | 0 | 0 | 0 | 0 | 34.8092 | 192.1625 | 159.6909 | 188.2801 | 0.37803 | 0.39555 | 0.3898 | 0.38045 | 13.159 | 76.01 | 62.2482 | 71.6318
12 | 4 | 23 | 735.6074 | 747.5732 | 758.9187 | 884.8563 | 378.8299 | 100.3275 | 0 | 0 | 37.294 | 82.3763 | 72.3117 | 76.0631 | 0 | 0 | 0 | 0 | 212.7856 | 302.0689 | 433.6759 | 541.4999 | 0 | 0 | 0 | 0 | 0.9446 | 3.3344 | 19.9423 | 0 | 0 | 0 | 0 | 0 | 105.7533 | 259.4661 | 232.9887 | 267.2933 | 0.36992 | 0.3904 | 0.38503 | 0.37684 | 39.1197 | 101.2963 | 89.7077 | 100.728
12 | 4 | 24 | 661.2951 | 670.2012 | 678.241 | 788.8278 | 378.8299 | 100.3275 | 0 | 0 | 27.7334 | 60.0273 | 63.3968 | 70.51 | 0 | 0 | 0 | 0 | 208.1826 | 297.4489 | 428.5583 | 536.0615 | 0 | 0 | 0 | 0 | 0.082842 | 0 | 6.5229 | 0 | 0 | 0 | 0 | 0 | 46.4664 | 212.3975 | 179.763 | 182.2563 | 0.36541 | 0.38531 | 0.38012 | 0.36918 | 16.9793 | 81.8392 | 68.3322 | 67.2857
12 | 5 | 1 | 602.3985 | 608.0146 | 612.4957 | 709.8849 | 378.8299 | 100.3275 | 0 | 0 | 37.7319 | 68.867 | 76.4223 | 59.866 | 0 | 0 | 0 | 0 | 247.2394 | 330.9917 | 458.4731 | 561.9803 | 0 | 0 | 0 | 0 | 0.79751 | 13.0833 | 11.379 | 0.97208 | 0 | 0 | 0 | 0 | -62.2002 | 94.7451 | 66.2213 | 87.0665 | 0.36727 | 0.38821 | 0.38242 | 0.37348 | -22.8445 | 36.7806 | 25.3246 | 32.5176
12 | 5 | 2 | 570.3162 | 573.115 | 574.5085 | 663.3847 | 378.8299 | 100.3275 | 0 | 0 | 33.145 | 58.6 | 55.4489 | 55.7121 | 0 | 0 | 0 | 0 | 297.9762 | 375.9782 | 503.8464 | 603.2643 | 0 | 0 | 0 | 0 | 0.37909 | 1.7879 | 2.5401 | 0 | 0 | 0 | 0 | 0 | -140.014 | 36.4213 | 12.6731 | 4.4082 | 0.36484 | 0.38864 | 0.38295 | 0.37206 | -51.0826 | 14.1546 | 4.8532 | 1.6401
12 | 5 | 3 | 552.0028 | 552.0847 | 550.4586 | 633.0039 | 378.8299 | 100.3275 | 0 | 0 | 27.6495 | 50.8331 | 49.0241 | 47.769 | 0 | 0 | 0 | 0 | 286.5704 | 362.8358 | 497.7967 | 613.5651 | 0 | 0 | 0 | 0 | -0.12944 | -0.29607 | -2.6482 | 8.8803 | 0 | 0 | 0 | 0 | -140.9176 | 38.3844 | 6.286 | -37.2105 | 0.36527 | 0.38758 | 0.38231 | 0.37011 | -51.4726 | 14.8771 | 2.4032 | -13.7719
12 | 5 | 4 | 547.8578 | 545.9699 | 542.1347 | 621.4777 | 378.8299 | 100.3275 | 0 | 0 | 20.3984 | 53.6879 | 39.326 | 43.4146 | 0 | 0 | 0 | 0 | 276.7141 | 352.8065 | 473.6169 | 586.9611 | 0 | 0 | 0 | 0 | -0.10984 | -0.43153 | -2.4562 | -5.5565 | 0 | 0 | 0 | 0 | -127.9748 | 39.5796 | 31.6479 | -3.3414 | 0.36475 | 0.38634 | 0.38116 | 0.36859 | -46.6791 | 15.2913 | 12.0628 | -1.2316
12 | 5 | 5 | 563.7466 | 560.3596 | 554.809 | 634.6306 | 378.8299 | 100.3275 | 0 | 0 | 25.5275 | 61.3567 | 61.1368 | 60.1404 | 0 | 0 | 0 | 0 | 322.3971 | 393.9749 | 504.1974 | 608.9255 | 0 | 0 | 0 | 0 | -0.22472 | 9.9345 | 0 | 0 | 0 | 0 | 0 | 0 | -162.7832 | -5.2339 | -10.5251 | -34.4353 | 0.36472 | 0.38369 | 0.37873 | 0.36539 | -59.3702 | -2.0082 | -3.9862 | -12.5823
12 | 5 | 6 | 610.4152 | 605.1142 | 597.2096 | 681.3515 | 378.8299 | 100.3275 | 0 | 0 | 33.0184 | 66.3628 | 69.6746 | 64.7628 | 0 | 0 | 0 | 0 | 314.8966 | 385.2939 | 496.3491 | 586.3176 | 0 | 0 | 0 | 0 | -0.0017108 | 1.0594 | 15.165 | -12.8266 | 0 | 0 | 0 | 0 | -116.328 | 52.0706 | 16.0209 | 43.0976 | 0.36467 | 0.38225 | 0.37475 | 0.36382 | -42.4214 | 19.9038 | 6.0038 | 15.6799
12 | 5 | 7 | 691.9539 | 686.7237 | 678.8298 | 775.7655 | 378.8299 | 100.3275 | 0 | 0 | 33.5915 | 67.0984 | 67.3502 | 55.438 | 0 | 0 | 0 | 0 | 254.6766 | 331.7104 | 435.1793 | 503.1573 | 0 | 0 | 0 | 0 | 0.69228 | 10.5297 | 9.6737 | 33.9617 | 0 | 0 | 0 | 0 | 24.1636 | 177.0577 | 166.6267 | 183.2085 | 0.36466 | 0.38514 | 0.37677 | 0.36382 | 8.8116 | 68.1927 | 62.78 | 66.6553
12 | 5 | 8 | 754.4706 | 749.785 | 742.407 | 849.6674 | 378.8299 | 100.3275 | 0 | 0 | 28.2056 | 49.7657 | 49.6669 | 38.5659 | 0 | 0 | 0 | 0 | 215.2578 | 393.3523 | 500.1982 | 554.9479 | 0 | 0 | 0 | 0 | -0.22327 | -2.7667 | -3.674 | -15.8623 | 0 | 0 | 0 | 0 | 132.4005 | 209.1061 | 196.2158 | 272.0159 | 0.36774 | 0.38205 | 0.37719 | 0.38148 | 48.6893 | 79.8881 | 74.0112 | 103.7692
12 | 5 | 9 | 772.5839 | 768.3528 | 761.3423 | 871.6516 | 378.8299 | 100.3275 | 0 | 0 | 17.1464 | 40.9015 | 36.7849 | 33.859 | 0 | 0 | 0 | 0 | 218.1815 | 495.5064 | 616.2053 | 675.7001 | 0 | 0 | 0 | 0 | -0.10714 | -2.3333 | -1.0898 | 14.6288 | 0 | 0 | 0 | 0 | 158.5332 | 133.9508 | 109.4419 | 147.4637 | 0.37162 | 0.36395 | 0.36521 | 0.3937 | 58.9134 | 48.7518 | 39.9692 | 58.056
12 | 5 | 10 | 787.8362 | 783.5659 | 776.4474 | 888.9368 | 378.8299 | 100.3275 | 0 | 0 | 14.5211 | 33.7666 | 26.2897 | 33.7239 | 0 | 0 | 0 | 0 | 257.1129 | 587.097 | 700.1669 | 775.1889 | 0 | 0 | 0 | 0 | -0.4 | -3.7063 | -20.8323 | -56.7384 | 0 | 0 | 0 | 0 | 137.7723 | 66.0812 | 70.8231 | 136.7624 | 0.37666 | 0.38397 | 0.38397 | 0 | 51.894 | 25.3734 | 27.1943 | 0
12 | 5 | 11 | 787.9948 | 783.8084 | 776.7311 | 889.2032 | 378.8299 | 100.3275 | 0 | 0 | 13.6518 | 27.6745 | 25.9911 | 31.4205 | 0 | 0 | 0 | 0 | 328.0999 | 748.9122 | 863.2515 | 938.9058 | 0 | 0 | 0 | 0 | -0.4 | -12.8904 | -24 | -48 | 0 | 0 | 0 | 0 | 67.8132 | -80.2154 | -88.5115 | -33.1231 | 0.38397 | 0.38397 | 0.38397 | 0 | 26.0386 | -30.8006 | -33.9862 | 0
12 | 5 | 12 | 781.4253 | 777.3319 | 770.2825 | 881.618 | 378.8299 | 100.3275 | 0 | 0 | 12.3596 | 25.6121 | 23.804 | 28.7805 | 0 | 0 | 0 | 0 | 395.2957 | 882.9839 | 1000.7716 | 1076.2383 | 0 | 0 | 0 | 0 | -0.94971 | -12.6243 | -24 | -48 | 0 | 0 | 0 | 0 | -4.1102 | -218.9673 | -230.2932 | -175.4008 | 0.38397 | 0.38397 | 0.38397 | 0 | -1.5782 | -84.0775 | -88.4267 | 0
12 | 5 | 13 | 768.8035 | 766.0555 | 760.4808 | 871.461 | 378.8299 | 100.3275 | 0 | 0 | 12.343 | 25.6185 | 25.5251 | 23.3266 | 0 | 0 | 0 | 0 | 430.1533 | 939.7638 | 1055.1291 | 1134.173 | 0 | 0 | 0 | 0 | -1.3294 | -12.6243 | -24 | -49.9804 | 0 | 0 | 0 | 0 | -51.1932 | -287.03 | -296.1734 | -236.0582 | 0.38397 | 0.38397 | 0.38397 | 0 | -19.6569 | -110.2117 | -113.7231 | 0
12 | 5 | 14 | 754.3823 | 752.1996 | 747.2154 | 856.5205 | 378.8299 | 100.3275 | 0 | 0 | 12.3256 | 25.9181 | 26.0966 | 23.3266 | 0 | 0 | 0 | 0 | 427.4089 | 914.8601 | 1016.2183 | 1092.1343 | 0 | 0 | 0 | 0 | -1.1419 | -12.6243 | -24 | -48 | 0 | 0 | 0 | 0 | -63.0402 | -276.2818 | -271.0994 | -210.9404 | 0.38397 | 0.38397 | 0.38397 | 0 | -24.2058 | -106.0847 | -104.0953 | 0
12 | 5 | 15 | 745.8236 | 744.6902 | 740.8958 | 850.2402 | 378.8299 | 100.3275 | 0 | 0 | 13.5242 | 23.4604 | 27.382 | 23.3266 | 0 | 0 | 0 | 0 | 418.3598 | 844.5342 | 919.9893 | 984.8125 | 0 | 0 | 0 | 0 | -0.4 | -6.9131 | -3.3911 | -41.3573 | 0 | 0 | 0 | 0 | -64.4904 | -216.7188 | -203.0844 | -116.5416 | 0.38397 | 0.38397 | 0.38397 | 0 | -24.7627 | -83.2141 | -77.9792 | 0
12 | 5 | 16 | 743.8678 | 745.6887 | 745.2119 | 858.0798 | 378.8299 | 100.3275 | 0 | 0 | 21.4203 | 37.771 | 47.1599 | 54.485 | 0 | 0 | 0 | 0 | 379.91 | 675.5534 | 723.8285 | 787.787 | 0 | 0 | 0 | 0 | -0.4 | -0.6243 | -0.29343 | 7.2205 | 0 | 0 | 0 | 0 | -35.8924 | -67.3389 | -25.4831 | 8.5873 | 0.37613 | 0.37654 | 0.3735 | 0.38586 | -13.5003 | -25.3558 | -9.5179 | 3.3135
12 | 5 | 17 | 779.9187 | 783.6218 | 785.0603 | 905.5111 | 378.8299 | 100.3275 | 0 | 0 | 31.6908 | 56.0226 | 55.8482 | 64.7628 | 0 | 0 | 0 | 0 | 289.1006 | 417.0051 | 442.1373 | 506.002 | 141.5984 | 151.5027 | 151.5027 | 151.5027 | 0.35569 | 0.41626 | -1.6999 | 43.8231 | 0 | 0 | 0 | 0 | -61.6567 | 58.3477 | 137.272 | 139.4204 | 0.36823 | 0.38625 | 0.38886 | 0.38905 | -22.7041 | 22.5366 | 53.3795 | 54.242
12 | 5 | 18 | 885.5778 | 894.9675 | 902.8309 | 1047.4772 | 378.8299 | 100.3275 | 0 | 0 | 33.7974 | 68.14 | 68.14 | 67.1915 | 0 | 0 | 0 | 0 | 258.4477 | 353.5925 | 375.5791 | 446.6483 | 141.5984 | 151.5027 | 151.5027 | 151.5027 | 0.74407 | -2.6181 | -2.336 | 27.3195 | 0 | 0 | 0 | 0 | 72.1602 | 224.023 | 309.945 | 354.8152 | 0.38392 | 0.39924 | 0.39333 | 0.38256 | 27.7039 | 89.4387 | 121.9103 | 135.7381
12 | 5 | 19 | 893.255 | 905.4088 | 916.3581 | 1065.7517 | 378.8299 | 100.3275 | 0 | 0 | 35.1913 | 70.9126 | 70.9126 | 70.9126 | 0 | 0 | 0 | 0 | 231.0444 | 328.8051 | 351.91 | 426.5091 | 141.5984 | 151.5027 | 151.5027 | 151.5027 | 0.26476 | 6.6005 | 10.7807 | 59.7428 | 0 | 0 | 0 | 0 | 106.3263 | 247.2604 | 331.2522 | 357.0845 | 0.38563 | 0.40066 | 0.39478 | 0.38374 | 41.0025 | 99.068 | 130.7708 | 137.0293
12 | 5 | 20 | 883.1439 | 896.0164 | 907.809 | 1056.6385 | 378.8299 | 100.3275 | 0 | 0 | 35.5528 | 70.5731 | 76.7875 | 81.3657 | 0 | 0 | 0 | 0 | 208.5851 | 308.9248 | 339.3409 | 413.9536 | 141.5984 | 151.5027 | 151.5027 | 151.5027 | -0.0091047 | 2.6253 | 6.4009 | 16 | 0 | 0 | 0 | 0 | 118.5868 | 262.0629 | 333.7769 | 393.8164 | 0.38498 | 0.40006 | 0.39435 | 0.38314 | 45.654 | 104.841 | 131.6255 | 150.8888
12 | 5 | 21 | 857.1043 | 869.9249 | 881.7855 | 1026.7864 | 378.8299 | 100.3275 | 0 | 0 | 36.2045 | 74.6512 | 75.6835 | 86.4104 | 0 | 0 | 0 | 0 | 180.7479 | 280.9139 | 319.3254 | 400.3504 | 141.5984 | 151.5027 | 151.5027 | 151.5027 | 0 | 2.6167 | 6.4507 | 16 | 0 | 0 | 0 | 0 | 119.7237 | 259.913 | 328.8231 | 372.5229 | 0.38362 | 0.39918 | 0.39347 | 0.3819 | 45.9285 | 103.7519 | 129.3805 | 142.2653
12 | 5 | 22 | 805.0808 | 817.4511 | 828.9977 | 965.7284 | 378.8299 | 100.3275 | 0 | 0 | 37.085 | 72.3997 | 82.2332 | 77.2631 | 0 | 0 | 0 | 0 | 155.322 | 247.0721 | 289.8974 | 376.9779 | 141.5984 | 151.5027 | 151.5027 | 151.5027 | 0.30315 | 0 | 6.4909 | 5.3259 | 0 | 0 | 0 | 0 | 91.9424 | 246.1491 | 298.8735 | 354.6589 | 0.37803 | 0.39555 | 0.3898 | 0.38045 | 34.7572 | 97.3644 | 116.5022 | 134.9312
12 | 5 | 23 | 733.2999 | 745.1972 | 756.4613 | 881.9331 | 378.8299 | 100.3275 | 0 | 0 | 37.294 | 82.3763 | 72.3117 | 76.0631 | 0 | 0 | 0 | 0 | 143.1783 | 225.4103 | 267.8043 | 357.4776 | 0 | 0 | 0 | 0 | 0.9446 | 3.3344 | 19.9423 | 0 | 0 | 0 | 0 | 0 | 173.053 | 333.7487 | 396.403 | 448.3925 | 0.36992 | 0.3904 | 0.38503 | 0.37684 | 64.0149 | 130.2964 | 152.6271 | 168.9742
12 | 5 | 24 | 659.5943 | 668.4539 | 676.4389 | 786.6883 | 378.8299 | 100.3275 | 0 | 0 | 27.7334 | 60.0273 | 63.3968 | 70.51 | 0 | 0 | 0 | 0 | 134.8413 | 203.6823 | 247.6 | 341.7967 | 0 | 0 | 0 | 0 | 0.082842 | 0 | 6.5229 | 0 | 0 | 0 | 0 | 0 | 118.1068 | 304.4168 | 358.9193 | 374.3815 | 0.36541 | 0.38531 | 0.38012 | 0.36918 | 43.1574 | 117.2953 | 136.4337 | 138.2148
12 | 6 | 1 | 601.2398 | 606.8267 | 611.2735 | 708.4362 | 378.8299 | 100.3275 | 0 | 0 | 37.7319 | 68.867 | 76.4223 | 59.866 | 0 | 0 | 0 | 0 | 123.7338 | 182.3065 | 227.4632 | 320.1364 | 0 | 0 | 0 | 0 | 0.79751 | 13.0833 | 11.379 | 0.97208 | 0 | 0 | 0 | 0 | 60.1467 | 242.2424 | 296.009 | 327.4617 | 0.36727 | 0.38821 | 0.38242 | 0.37348 | 22.0903 | 94.0398 | 113.201 | 122.3005
12 | 6 | 2 | 570.1461 | 572.9444 | 574.3374 | 663.1857 | 378.8299 | 100.3275 | 0 | 0 | 33.145 | 58.6 | 55.4489 | 55.7121 | 0 | 0 | 0 | 0 | 106.0327 | 155.8586 | 203.9614 | 290.5166 | 0 | 0 | 0 | 0 | 0.37909 | 1.7879 | 2.5401 | 0 | 0 | 0 | 0 | 0 | 51.7593 | 256.3703 | 312.3871 | 316.957 | 0.36484 | 0.38864 | 0.38295 | 0.37206 | 18.8838 | 99.6347 | 119.6292 | 117.9257
12 | 6 | 3 | 554.4692 | 554.624 | 553.0846 | 636.1274 | 378.8299 | 100.3275 | 0 | 0 | 27.6495 | 50.8331 | 49.0241 | 47.769 | 0 | 0 | 0 | 0 | 102.6071 | 143.8609 | 193.9886 | 270.693 | 0 | 0 | 0 | 0 | -0.12944 | -0.29607 | -2.6482 | 8.8803 | 0 | 0 | 0 | 0 | 45.5122 | 259.8986 | 312.7201 | 308.7851 | 0.36527 | 0.38758 | 0.38231 | 0.37011 | 16.6241 | 100.7319 | 119.5563 | 114.2843
12 | 6 | 4 | 548.4199 | 546.5515 | 542.7396 | 622.2003 | 378.8299 | 100.3275 | 0 | 0 | 20.3984 | 53.6879 | 39.326 | 43.4146 | 0 | 0 | 0 | 0 | 101.1561 | 133.3559 | 183.0646 | 258.8409 | 0 | 0 | 0 | 0 | -0.10984 | -0.43153 | -2.4562 | -5.5565 | 0 | 0 | 0 | 0 | 48.1453 | 259.6117 | 322.8051 | 325.5013 | 0.36475 | 0.38634 | 0.38116 | 0.36859 | 17.5611 | 100.2993 | 123.0396 | 119.9758
12 | 6 | 5 | 564.9935 | 561.6452 | 556.1407 | 636.2166 | 378.8299 | 100.3275 | 0 | 0 | 25.5275 | 61.3567 | 61.1368 | 60.1404 | 0 | 0 | 0 | 0 | 98.8794 | 123.7973 | 176.7083 | 257.5568 | 0 | 0 | 0 | 0 | -0.22472 | 9.9345 | 0 | 0 | 0 | 0 | 0 | 0 | 61.9814 | 266.2292 | 318.2957 | 318.5193 | 0.36472 | 0.38369 | 0.37873 | 0.36539 | 22.6058 | 102.1486 | 120.5484 | 116.3838
12 | 6 | 6 | 613.0987 | 607.8773 | 600.0671 | 684.7505 | 378.8299 | 100.3275 | 0 | 0 | 33.0184 | 66.3628 | 69.6746 | 64.7628 | 0 | 0 | 0 | 0 | 121.9837 | 143.7126 | 201.5778 | 284.2198 | 0 | 0 | 0 | 0 | -0.0017108 | 1.0594 | 15.165 | -12.8266 | 0 | 0 | 0 | 0 | 79.2685 | 296.415 | 313.6497 | 348.5944 | 0.36467 | 0.38225 | 0.37475 | 0.36382 | 28.9069 | 113.3035 | 117.5393 | 126.8264
12 | 6 | 7 | 696.9374 | 691.853 | 684.132 | 782.0705 | 378.8299 | 100.3275 | 0 | 0 | 33.5915 | 67.0984 | 67.3502 | 55.438 | 0 | 0 | 0 | 0 | 137.9899 | 155.1036 | 221.0102 | 305.4342 | 0 | 0 | 0 | 0 | 0.69228 | 10.5297 | 9.6737 | 33.9617 | 0 | 0 | 0 | 0 | 145.8338 | 358.7937 | 386.0979 | 387.2366 | 0.36466 | 0.38514 | 0.37677 | 0.36382 | 53.1801 | 138.1873 | 145.4702 | 140.8853
12 | 6 | 8 | 755.5586 | 750.9157 | 743.589 | 851.0842 | 378.8299 | 100.3275 | 0 | 0 | 28.2056 | 49.7657 | 49.6669 | 38.5659 | 0 | 0 | 0 | 0 | 169.7606 | 213.0199 | 291.9134 | 389.6251 | 0 | 0 | 0 | 0 | -0.22327 | -2.7667 | -3.674 | -15.8623 | 0 | 0 | 0 | 0 | 178.9857 | 390.5692 | 405.6827 | 438.7555 | 0.36774 | 0.38205 | 0.37719 | 0.38148 | 65.8206 | 149.2154 | 153.0207 | 167.3773
12 | 6 | 9 | 775.6881 | 771.5534 | 764.6575 | 875.5996 | 378.8299 | 100.3275 | 0 | 0 | 17.1464 | 40.9015 | 36.7849 | 33.859 | 0 | 0 | 0 | 0 | 218.3754 | 312.3335 | 408.6909 | 520.7123 | 0 | 0 | 0 | 0 | -0.10714 | -2.3333 | -1.0898 | 14.6288 | 0 | 0 | 0 | 0 | 161.4435 | 320.3243 | 320.2716 | 306.3995 | 0.37162 | 0.36395 | 0.36521 | 0.3937 | 59.995 | 116.5829 | 116.9661 | 120.6286
12 | 6 | 10 | 792.049 | 787.9037 | 780.9336 | 894.2733 | 378.8299 | 100.3275 | 0 | 0 | 14.5211 | 33.7666 | 26.2897 | 33.7239 | 0 | 0 | 0 | 0 | 256.7221 | 398.863 | 503.5466 | 638.7002 | 0 | 0 | 0 | 0 | -0.4 | -3.7063 | -20.8323 | -56.7384 | 0 | 0 | 0 | 0 | 142.3758 | 258.6529 | 271.9296 | 278.5877 | 0.37666 | 0.38397 | 0.38397 | 0 | 53.628 | 99.3157 | 104.4141 | 0
12 | 6 | 11 | 797.2181 | 793.2968 | 786.5339 | 900.8554 | 378.8299 | 100.3275 | 0 | 0 | 13.6518 | 27.6745 | 25.9911 | 31.4205 | 0 | 0 | 0 | 0 | 292.4514 | 478.7052 | 587.3616 | 741.1434 | 0 | 0 | 0 | 0 | -0.4 | -12.8904 | -24 | -48 | 0 | 0 | 0 | 0 | 112.685 | 199.48 | 197.1812 | 176.2915 | 0.38397 | 0.38397 | 0.38397 | 0 | 43.2682 | 76.5949 | 75.7126 | 0
12 | 6 | 12 | 785.2002 | 781.2172 | 774.2989 | 886.3942 | 378.8299 | 100.3275 | 0 | 0 | 12.3596 | 25.6121 | 23.804 | 28.7805 | 0 | 0 | 0 | 0 | 286.419 | 445.9106 | 554.9981 | 712.9342 | 0 | 0 | 0 | 0 | -0.94971 | -12.6243 | -24 | -48 | 0 | 0 | 0 | 0 | 108.5414 | 221.9913 | 219.4968 | 192.6794 | 0.38397 | 0.38397 | 0.38397 | 0 | 41.6772 | 85.2387 | 84.2812 | 0
12 | 6 | 13 | 772.1594 | 769.5068 | 764.045 | 875.6966 | 378.8299 | 100.3275 | 0 | 0 | 12.343 | 25.6185 | 25.5251 | 23.3266 | 0 | 0 | 0 | 0 | 324.1603 | 508.6791 | 628.9781 | 793.1438 | 0 | 0 | 0 | 0 | -1.3294 | -12.6243 | -24 | -49.9804 | 0 | 0 | 0 | 0 | 58.1556 | 147.506 | 133.5419 | 109.2067 | 0.38397 | 0.38397 | 0.38397 | 0 | 22.3303 | 56.6383 | 51.2767 | 0
12 | 6 | 14 | 759.1243 | 757.0742 | 752.247 | 862.4976 | 378.8299 | 100.3275 | 0 | 0 | 12.3256 | 25.9181 | 26.0966 | 23.3266 | 0 | 0 | 0 | 0 | 345.8673 | 514.6363 | 652.2797 | 810.7261 | 0 | 0 | 0 | 0 | -1.1419 | -12.6243 | -24 | -48 | 0 | 0 | 0 | 0 | 23.2434 | 128.8166 | 97.8707 | 76.445 | 0.38397 | 0.38397 | 0.38397 | 0 | 8.9249 | 49.4621 | 37.5799 | 0
12 | 6 | 15 | 742.9306 | 741.712 | 737.8165 | 846.5778 | 378.8299 | 100.3275 | 0 | 0 | 13.5242 | 23.4604 | 27.382 | 23.3266 | 0 | 0 | 0 | 0 | 370.1923 | 505.0609 | 647.7756 | 783.6851 | 0 | 0 | 0 | 0 | -0.4 | -6.9131 | -3.3911 | -41.3573 | 0 | 0 | 0 | 0 | -19.2159 | 119.7762 | 66.05 | 80.9234 | 0.38397 | 0.38397 | 0.38397 | 0 | -7.3784 | 45.9908 | 25.3615 | 0
12 | 6 | 16 | 742.3446 | 744.1341 | 743.6209 | 856.2014 | 378.8299 | 100.3275 | 0 | 0 | 21.4203 | 37.771 | 47.1599 | 54.485 | 0 | 0 | 0 | 0 | 378.3836 | 469.728 | 605.0099 | 719.1067 | 0 | 0 | 0 | 0 | -0.4 | -0.6243 | -0.29343 | 7.2205 | 0 | 0 | 0 | 0 | -35.8892 | 136.9319 | 91.7445 | 75.3891 | 0.37613 | 0.37654 | 0.3735 | 0.38586 | -13.4991 | 51.5603 | 34.2665 | 29.09
12 | 6 | 17 | 778.7634 | 782.4573 | 783.8863 | 904.1402 | 378.8299 | 100.3275 | 0 | 0 | 31.6908 | 56.0226 | 55.8482 | 64.7628 | 0 | 0 | 0 | 0 | 336.1198 | 362.9898 | 500.0736 | 606.4513 | 141.5984 | 151.5027 | 151.5027 | 151.5027 | 0.35569 | 0.41626 | -1.6999 | 43.8231 | 0 | 0 | 0 | 0 | -109.8312 | 111.1985 | 78.1618 | 37.6002 | 0.36823 | 0.38625 | 0.38886 | 0.38905 | -40.4436 | 42.95 | 30.3939 | 14.6285
12 | 6 | 18 | 882.3894 | 891.7019 | 899.4745 | 1043.5024 | 378.8299 | 100.3275 | 0 | 0 | 33.7974 | 68.14 | 68.14 | 67.1915 | 0 | 0 | 0 | 0 | 315.1551 | 338.0866 | 476.654 | 583.9659 | 141.5984 | 151.5027 | 151.5027 | 151.5027 | 0.74407 | -2.6181 | -2.336 | 27.3195 | 0 | 0 | 0 | 0 | 12.2646 | 236.2632 | 205.5137 | 213.5227 | 0.38392 | 0.39924 | 0.39333 | 0.38256 | 4.7086 | 94.3255 | 80.8345 | 81.6852
12 | 6 | 19 | 897.802 | 910.0959 | 921.212 | 1071.531 | 378.8299 | 100.3275 | 0 | 0 | 35.1913 | 70.9126 | 70.9126 | 70.9126 | 0 | 0 | 0 | 0 | 298.6884 | 328.0944 | 459.0209 | 565.2319 | 141.5984 | 151.5027 | 151.5027 | 151.5027 | 0.26476 | 6.6005 | 10.7807 | 59.7428 | 0 | 0 | 0 | 0 | 43.2293 | 252.6583 | 228.9952 | 224.141 | 0.38563 | 0.40066 | 0.39478 | 0.38374 | 16.6705 | 101.2307 | 90.4021 | 86.0129
12 | 6 | 20 | 885.6661 | 898.6188 | 910.5071 | 1059.8535 | 378.8299 | 100.3275 | 0 | 0 | 35.5528 | 70.5731 | 76.7875 | 81.3657 | 0 | 0 | 0 | 0 | 308.8681 | 354.7477 | 473.3946 | 570.1213 | 141.5984 | 151.5027 | 151.5027 | 151.5027 | -0.0091047 | 2.6253 | 6.4009 | 16 | 0 | 0 | 0 | 0 | 20.826 | 218.8425 | 202.4213 | 240.8638 | 0.38498 | 0.40006 | 0.39435 | 0.38314 | 8.0177 | 87.5503 | 79.8252 | 92.2857
12 | 6 | 21 | 861.7975 | 874.759 | 886.787 | 1032.7376 | 378.8299 | 100.3275 | 0 | 0 | 36.2045 | 74.6512 | 75.6835 | 86.4104 | 0 | 0 | 0 | 0 | 293.0503 | 356.3661 | 460.6308 | 537.6472 | 141.5984 | 151.5027 | 151.5027 | 151.5027 | 0 | 2.6167 | 6.4507 | 16 | 0 | 0 | 0 | 0 | 12.1145 | 189.2949 | 192.5192 | 241.1773 | 0.38362 | 0.39918 | 0.39347 | 0.3819 | 4.6474 | 75.5626 | 75.7496 | 92.1048
12 | 6 | 22 | 809.0359 | 821.5229 | 833.2079 | 970.7359 | 378.8299 | 100.3275 | 0 | 0 | 37.085 | 72.3997 | 82.2332 | 77.2631 | 0 | 0 | 0 | 0 | 300.6114 | 373.4103 | 461.713 | 520.6085 | 141.5984 | 151.5027 | 151.5027 | 151.5027 | 0.30315 | 0 | 6.4909 | 5.3259 | 0 | 0 | 0 | 0 | -49.3919 | 123.8826 | 131.2681 | 216.0358 | 0.37803 | 0.39555 | 0.3898 | 0.38045 | -18.6717 | 49.0018 | 51.1689 | 82.1916
12 | 6 | 23 | 737.1659 | 749.1803 | 760.5838 | 886.8395 | 378.8299 | 100.3275 | 0 | 0 | 37.294 | 82.3763 | 72.3117 | 76.0631 | 0 | 0 | 0 | 0 | 260.9154 | 341.0476 | 410.7171 | 461.6634 | 0 | 0 | 0 | 0 | 0.9446 | 3.3344 | 19.9423 | 0 | 0 | 0 | 0 | 0 | 59.182 | 222.0946 | 257.6126 | 349.113 | 0.36992 | 0.3904 | 0.38503 | 0.37684 | 21.8923 | 86.7063 | 99.1886 | 131.5613
12 | 6 | 24 | 662.2498 | 671.1906 | 679.2722 | 790.0612 | 378.8299 | 100.3275 | 0 | 0 | 27.7334 | 60.0273 | 63.3968 | 70.51 | 0 | 0 | 0 | 0 | 248.416 | 334.6816 | 401.0713 | 446.7585 | 0 | 0 | 0 | 0 | 0.082842 | 0 | 6.5229 | 0 | 0 | 0 | 0 | 0 | 7.1876 | 176.1543 | 208.2812 | 272.7926 | 0.36541 | 0.38531 | 0.38012 | 0.36918 | 2.6264 | 67.8743 | 79.1726 | 100.71
12 | 7 | 1 | 603.7308 | 609.3928 | 613.9288 | 711.596 | 378.8299 | 100.3275 | 0 | 0 | 37.7319 | 68.867 | 76.4223 | 59.866 | 0 | 0 | 0 | 0 | 262.9916 | 353.5679 | 425.4051 | 468.7606 | 0 | 0 | 0 | 0 | 0.79751 | 13.0833 | 11.379 | 0.97208 | 0 | 0 | 0 | 0 | -76.6201 | 73.5471 | 100.7224 | 181.9974 | 0.36727 | 0.38821 | 0.38242 | 0.37348 | -28.1406 | 28.5514 | 38.5187 | 67.9724
12 | 7 | 2 | 573.8964 | 576.8028 | 578.3241 | 667.925 | 378.8299 | 100.3275 | 0 | 0 | 33.145 | 58.6 | 55.4489 | 55.7121 | 0 | 0 | 0 | 0 | 267.5212 | 363.0008 | 450.2226 | 494.0682 | 0 | 0 | 0 | 0 | 0.37909 | 1.7879 | 2.5401 | 0 | 0 | 0 | 0 | 0 | -105.9789 | 53.0866 | 70.1126 | 118.1447 | 0.36484 | 0.38864 | 0.38295 | 0.37206 | -38.6652 | 20.6313 | 26.8498 | 43.9564
12 | 7 | 3 | 558.9615 | 559.245 | 557.858 | 641.8009 | 378.8299 | 100.3275 | 0 | 0 | 27.6495 | 50.8331 | 49.0241 | 47.769 | 0 | 0 | 0 | 0 | 283.6621 | 382.859 | 496.3358 | 538.2769 | 0 | 0 | 0 | 0 | -0.12944 | -0.29607 | -2.6482 | 8.8803 | 0 | 0 | 0 | 0 | -131.0506 | 25.5215 | 15.1463 | 46.8747 | 0.36527 | 0.38758 | 0.38231 | 0.37011 | -47.8685 | 9.8917 | 5.7906 | 17.3488
12 | 7 | 4 | 554.7608 | 553.0726 | 549.4742 | 630.2033 | 378.8299 | 100.3275 | 0 | 0 | 20.3984 | 53.6879 | 39.326 | 43.4146 | 0 | 0 | 0 | 0 | 291.9586 | 422.1714 | 577.0817 | 620.061 | 0 | 0 | 0 | 0 | -0.10984 | -0.43153 | -2.4562 | -5.5565 | 0 | 0 | 0 | 0 | -136.3164 | -22.6827 | -64.4774 | -27.7158 | 0.36475 | 0.38634 | 0.38116 | 0.36859 | -49.7217 | -8.7633 | -24.576 | -10.2157
12 | 7 | 5 | 572.8349 | 569.7096 | 564.4694 | 646.1141 | 378.8299 | 100.3275 | 0 | 0 | 25.5275 | 61.3567 | 61.1368 | 60.1404 | 0 | 0 | 0 | 0 | 307.2464 | 440.4435 | 638.6362 | 682.528 | 0 | 0 | 0 | 0 | -0.22472 | 9.9345 | 0 | 0 | 0 | 0 | 0 | 0 | -138.5442 | -42.3525 | -135.3036 | -96.5544 | 0.36472 | 0.38369 | 0.37873 | 0.36539 | -50.5298 | -16.2501 | -51.2436 | -35.28
12 | 7 | 6 | 620.3834 | 615.3637 | 607.7923 | 693.9253 | 378.8299 | 100.3275 | 0 | 0 | 33.0184 | 66.3628 | 69.6746 | 64.7628 | 0 | 0 | 0 | 0 | 310.6363 | 439.8672 | 655.7061 | 703.2314 | 0 | 0 | 0 | 0 | -0.0017108 | 1.0594 | 15.165 | -12.8266 | 0 | 0 | 0 | 0 | -102.0995 | 7.7468 | -132.7535 | -61.2424 | 0.36467 | 0.38225 | 0.37475 | 0.36382 | -37.2327 | 2.9612 | -49.749 | -22.2813
12 | 7 | 7 | 702.5899 | 697.6625 | 690.1275 | 789.1915 | 378.8299 | 100.3275 | 0 | 0 | 33.5915 | 67.0984 | 67.3502 | 55.438 | 0 | 0 | 0 | 0 | 306.0539 | 439.5324 | 646.2613 | 699.2928 | 0 | 0 | 0 | 0 | 0.69228 | 10.5297 | 9.6737 | 33.9617 | 0 | 0 | 0 | 0 | -16.5776 | 80.1745 | -33.1577 | 0.49901 | 0.36466 | 0.38514 | 0.37677 | 0.36382 | -6.0452 | 30.8788 | -12.4928 | 0.18155
12 | 7 | 8 | 763.4906 | 759.0636 | 751.9923 | 861.0604 | 378.8299 | 100.3275 | 0 | 0 | 28.2056 | 49.7657 | 49.6669 | 38.5659 | 0 | 0 | 0 | 0 | 315.6535 | 489.7742 | 705.8124 | 767.0317 | 0 | 0 | 0 | 0 | -0.22327 | -2.7667 | -3.674 | -15.8623 | 0 | 0 | 0 | 0 | 41.0247 | 121.9628 | 0.18688 | 71.3252 | 0.36774 | 0.38205 | 0.37719 | 0.38148 | 15.0865 | 46.5954 | 0.070492 | 27.2093
12 | 7 | 9 | 787.9209 | 784.1213 | 777.6217 | 890.9928 | 378.8299 | 100.3275 | 0 | 0 | 17.1464 | 40.9015 | 36.7849 | 33.859 | 0 | 0 | 0 | 0 | 347.6551 | 603.0415 | 846.4606 | 916.4114 | 0 | 0 | 0 | 0 | -0.10714 | -2.3333 | -1.0898 | 14.6288 | 0 | 0 | 0 | 0 | 44.3966 | 42.1841 | -104.5339 | -73.9064 | 0.37162 | 0.36395 | 0.36521 | 0.3937 | 16.4985 | 15.353 | -38.1767 | -29.0968
12 | 7 | 10 | 804.9784 | 801.1837 | 794.628 | 910.5298 | 378.8299 | 100.3275 | 0 | 0 | 14.5211 | 33.7666 | 26.2897 | 33.7239 | 0 | 0 | 0 | 0 | 391.7261 | 707.3623 | 971.8345 | 1050.1913 | 0 | 0 | 0 | 0 | -0.4 | -3.7063 | -20.8323 | -56.7384 | 0 | 0 | 0 | 0 | 20.3012 | -36.5664 | -182.6639 | -116.6469 | 0.37666 | 0.38397 | 0.38397 | 0 | 7.6467 | -14.0405 | -70.1383 | 0
12 | 7 | 11 | 808.4716 | 804.8554 | 798.4532 | 915.0046 | 378.8299 | 100.3275 | 0 | 0 | 13.6518 | 27.6745 | 25.9911 | 31.4205 | 0 | 0 | 0 | 0 | 449.257 | 780.668 | 1041.2295 | 1128.5444 | 0 | 0 | 0 | 0 | -0.4 | -12.8904 | -24 | -48 | 0 | 0 | 0 | 0 | -32.8672 | -90.9243 | -244.7674 | -196.9603 | 0.38397 | 0.38397 | 0.38397 | 0 | -12.6202 | -34.9125 | -93.9845 | 0
12 | 7 | 12 | 792.5998 | 788.8122 | 782.1243 | 895.6781 | 378.8299 | 100.3275 | 0 | 0 | 12.3596 | 25.6121 | 23.804 | 28.7805 | 0 | 0 | 0 | 0 | 488.3396 | 861.817 | 1142.7149 | 1239.9956 | 0 | 0 | 0 | 0 | -0.94971 | -12.6243 | -24 | -48 | 0 | 0 | 0 | 0 | -85.9796 | -186.3201 | -360.3946 | -325.098 | 0.38397 | 0.38397 | 0.38397 | 0 | -33.014 | -71.5419 | -138.3824 | 0
12 | 7 | 13 | 778.9476 | 776.4735 | 771.2225 | 884.2112 | 378.8299 | 100.3275 | 0 | 0 | 12.343 | 25.6185 | 25.5251 | 23.3266 | 0 | 0 | 0 | 0 | 487.543 | 872.3046 | 1148.4801 | 1259.23 | 0 | 0 | 0 | 0 | -1.3294 | -12.6243 | -24 | -49.9804 | 0 | 0 | 0 | 0 | -98.4389 | -209.1528 | -378.7828 | -348.365 | 0.38397 | 0.38397 | 0.38397 | 0 | -37.7981 | -80.309 | -145.443 | 0
12 | 7 | 14 | 763.8987 | 761.9697 | 757.2853 | 868.47 | 378.8299 | 100.3275 | 0 | 0 | 12.3256 | 25.9181 | 26.0966 | 23.3266 | 0 | 0 | 0 | 0 | 469.138 | 826.9282 | 1101.0547 | 1222.8218 | 0 | 0 | 0 | 0 | -1.1419 | -12.6243 | -24 | -48 | 0 | 0 | 0 | 0 | -95.2529 | -178.5797 | -345.8659 | -329.6784 | 0.38397 | 0.38397 | 0.38397 | 0 | -36.5747 | -68.5698 | -132.8037 | 0
12 | 7 | 15 | 751.7157 | 750.7289 | 747.1071 | 857.6001 | 378.8299 | 100.3275 | 0 | 0 | 13.5242 | 23.4604 | 27.382 | 23.3266 | 0 | 0 | 0 | 0 | 443.7216 | 788.3004 | 1046.9165 | 1177.1992 | 0 | 0 | 0 | 0 | -0.4 | -6.9131 | -3.3911 | -41.3573 | 0 | 0 | 0 | 0 | -83.96 | -154.4463 | -323.8002 | -301.5683 | 0.38397 | 0.38397 | 0.38397 | 0 | -32.2385 | -59.3032 | -124.3311 | 0
12 | 7 | 16 | 747.4638 | 749.375 | 749.0046 | 862.5748 | 378.8299 | 100.3275 | 0 | 0 | 21.4203 | 37.771 | 47.1599 | 54.485 | 0 | 0 | 0 | 0 | 396.2215 | 678.0888 | 913.8515 | 1048.6001 | 0 | 0 | 0 | 0 | -0.4 | -0.6243 | -0.29343 | 7.2205 | 0 | 0 | 0 | 0 | -48.6078 | -66.188 | -211.7133 | -247.7308 | 0.37613 | 0.37654 | 0.3735 | 0.38586 | -18.283 | -24.9224 | -79.0748 | -95.5906
12 | 7 | 17 | 783.6464 | 787.4502 | 789.0077 | 910.1966 | 378.8299 | 100.3275 | 0 | 0 | 31.6908 | 56.0226 | 55.8482 | 64.7628 | 0 | 0 | 0 | 0 | 329.3362 | 475.9176 | 667.9307 | 795.0992 | 141.5984 | 151.5027 | 151.5027 | 151.5027 | 0.35569 | 0.41626 | -1.6999 | 43.8231 | 0 | 0 | 0 | 0 | -98.1646 | 3.2636 | -84.574 | -144.9913 | 0.36823 | 0.38625 | 0.38886 | 0.38905 | -36.1476 | 1.2606 | -32.8874 | -56.4094
12 | 7 | 18 | 882.1523 | 891.4398 | 899.1816 | 1043.1356 | 378.8299 | 100.3275 | 0 | 0 | 33.7974 | 68.14 | 68.14 | 67.1915 | 0 | 0 | 0 | 0 | 286.5687 | 410.3918 | 597.6516 | 723.1958 | 141.5984 | 151.5027 | 151.5027 | 151.5027 | 0.74407 | -2.6181 | -2.336 | 27.3195 | 0 | 0 | 0 | 0 | 40.6139 | 163.6959 | 84.2232 | 73.926 | 0.38392 | 0.39924 | 0.39333 | 0.38256 | 15.5926 | 65.3538 | 33.1274 | 28.2811
12 | 7 | 19 | 889.0041 | 901.0256 | 911.8174 | 1060.344 | 378.8299 | 100.3275 | 0 | 0 | 35.1913 | 70.9126 | 70.9126 | 70.9126 | 0 | 0 | 0 | 0 | 276.8608 | 396.2366 | 589.1621 | 711.3988 | 141.5984 | 151.5027 | 151.5027 | 151.5027 | 0.26476 | 6.6005 | 10.7807 | 59.7428 | 0 | 0 | 0 | 0 | 56.259 | 175.4457 | 89.4593 | 66.7871 | 0.38563 | 0.40066 | 0.39478 | 0.38374 | 21.6951 | 70.2945 | 35.3165 | 25.6292
12 | 7 | 20 | 870.8398 | 883.349 | 894.7104 | 1041.0589 | 378.8299 | 100.3275 | 0 | 0 | 35.5528 | 70.5731 | 76.7875 | 81.3657 | 0 | 0 | 0 | 0 | 285.0244 | 398.7909 | 593.283 | 710.8612 | 141.5984 | 151.5027 | 151.5027 | 151.5027 | -0.0091047 | 2.6253 | 6.4009 | 16 | 0 | 0 | 0 | 0 | 29.8434 | 159.5295 | 66.7362 | 81.3293 | 0.38498 | 0.40006 | 0.39435 | 0.38314 | 11.4892 | 63.8215 | 26.3175 | 31.1609
12 | 7 | 21 | 850.1176 | 862.7303 | 874.3439 | 1017.9337 | 378.8299 | 100.3275 | 0 | 0 | 36.2045 | 74.6512 | 75.6835 | 86.4104 | 0 | 0 | 0 | 0 | 286.0262 | 404.4322 | 591.9645 | 712.6835 | 141.5984 | 151.5027 | 151.5027 | 151.5027 | 0 | 2.6167 | 6.4507 | 16 | 0 | 0 | 0 | 0 | 7.4587 | 129.2001 | 48.7425 | 51.3371 | 0.38362 | 0.39918 | 0.39347 | 0.3819 | 2.8613 | 51.574 | 19.1785 | 19.6055
12 | 7 | 22 | 806.0148 | 818.4064 | 829.9778 | 966.8876 | 378.8299 | 100.3275 | 0 | 0 | 37.085 | 72.3997 | 82.2332 | 77.2631 | 0 | 0 | 0 | 0 | 204.5868 | 331.1876 | 515.2631 | 636.6893 | 141.5984 | 151.5027 | 151.5027 | 151.5027 | 0.30315 | 0 | 6.4909 | 5.3259 | 0 | 0 | 0 | 0 | 43.6116 | 162.9889 | 74.4879 | 96.1066 | 0.37803 | 0.39555 | 0.3898 | 0.38045 | 16.4866 | 64.4703 | 29.0357 | 36.5641
12 | 7 | 23 | 742.4675 | 754.633 | 766.2154 | 893.5322 | 378.8299 | 100.3275 | 0 | 0 | 37.294 | 82.3763 | 72.3117 | 76.0631 | 0 | 0 | 0 | 0 | 210.4899 | 343.2281 | 522.6477 | 639.4887 | 0 | 0 | 0 | 0 | 0.9446 | 3.3344 | 19.9423 | 0 | 0 | 0 | 0 | 0 | 114.9091 | 225.3667 | 151.3137 | 177.9805 | 0.36992 | 0.3904 | 0.38503 | 0.37684 | 42.5066 | 87.9838 | 58.2603 | 67.0709
12 | 7 | 24 | 670.4481 | 679.6295 | 687.9965 | 800.4364 | 378.8299 | 100.3275 | 0 | 0 | 27.7334 | 60.0273 | 63.3968 | 70.51 | 0 | 0 | 0 | 0 | 219.0121 | 351.6118 | 523.4228 | 635.9629 | 0 | 0 | 0 | 0 | 0.082842 | 0 | 6.5229 | 0 | 0 | 0 | 0 | 0 | 44.7898 | 167.6629 | 94.654 | 93.9634 | 0.36541 | 0.38531 | 0.38012 | 0.36918 | 16.3666 | 64.6025 | 35.9802 | 34.6896
12 | 8 | 1 | 616.4221 | 622.4431 | 627.4044 | 727.608 | 378.8299 | 100.3275 | 0 | 0 | 37.7319 | 68.867 | 76.4223 | 59.866 | 0 | 0 | 0 | 0 | 223.6896 | 355.8383 | 514.0294 | 613.8688 | 0 | 0 | 0 | 0 | 0.79751 | 13.0833 | 11.379 | 0.97208 | 0 | 0 | 0 | 0 | -24.6268 | 84.3269 | 25.5736 | 52.9011 | 0.36727 | 0.38821 | 0.38242 | 0.37348 | -9.0448 | 32.7362 | 9.78 | 19.7575
12 | 8 | 2 | 583.7815 | 586.969 | 588.8235 | 680.402 | 378.8299 | 100.3275 | 0 | 0 | 33.145 | 58.6 | 55.4489 | 55.7121 | 0 | 0 | 0 | 0 | 252.8733 | 384.1209 | 528.3272 | 622.1308 | 0 | 0 | 0 | 0 | 0.37909 | 1.7879 | 2.5401 | 0 | 0 | 0 | 0 | 0 | -81.4459 | 42.1327 | 2.5074 | 2.5591 | 0.36484 | 0.38864 | 0.38295 | 0.37206 | -29.7146 | 16.3743 | 0.9602 | 0.95211
12 | 8 | 3 | 561.6027 | 561.9637 | 560.6687 | 645.1435 | 378.8299 | 100.3275 | 0 | 0 | 27.6495 | 50.8331 | 49.0241 | 47.769 | 0 | 0 | 0 | 0 | 237.7479 | 358.2576 | 503.0467 | 598.1353 | 0 | 0 | 0 | 0 | -0.12944 | -0.29607 | -2.6482 | 8.8803 | 0 | 0 | 0 | 0 | -82.4952 | 52.8415 | 11.2461 | -9.641 | 0.36527 | 0.38758 | 0.38231 | 0.37011 | -30.1328 | 20.4804 | 4.2995 | -3.5682
12 | 8 | 4 | 551.6159 | 549.8404 | 546.1385 | 626.2413 | 378.8299 | 100.3275 | 0 | 0 | 20.3984 | 53.6879 | 39.326 | 43.4146 | 0 | 0 | 0 | 0 | 231.2182 | 342.8335 | 490.141 | 585.0135 | 0 | 0 | 0 | 0 | -0.10984 | -0.43153 | -2.4562 | -5.5565 | 0 | 0 | 0 | 0 | -78.7207 | 53.423 | 19.1277 | 3.3698 | 0.36475 | 0.38634 | 0.38116 | 0.36859 | -28.7136 | 20.6396 | 7.2907 | 1.2421
12 | 8 | 5 | 558.7058 | 555.1777 | 549.4599 | 628.2761 | 378.8299 | 100.3275 | 0 | 0 | 25.5275 | 61.3567 | 61.1368 | 60.1404 | 0 | 0 | 0 | 0 | 224.1046 | 327.6077 | 479.1703 | 569.8721 | 0 | 0 | 0 | 0 | -0.22472 | 9.9345 | 0 | 0 | 0 | 0 | 0 | 0 | -69.5315 | 55.9513 | 9.1528 | -1.7364 | 0.36472 | 0.38369 | 0.37873 | 0.36539 | -25.3595 | 21.4678 | 3.4665 | -0.63447
12 | 8 | 6 | 584.2382 | 578.181 | 569.3796 | 648.2672 | 378.8299 | 100.3275 | 0 | 0 | 33.0184 | 66.3628 | 69.6746 | 64.7628 | 0 | 0 | 0 | 0 | 232.7718 | 333.559 | 497.0578 | 587.229 | 0 | 0 | 0 | 0 | -0.0017108 | 1.0594 | 15.165 | -12.8266 | 0 | 0 | 0 | 0 | -60.3802 | 76.8722 | -12.5178 | 9.1019 | 0.36467 | 0.38225 | 0.37475 | 0.36382 | -22.0189 | 29.3841 | -4.691 | 3.3115
12 | 8 | 7 | 625.5789 | 618.4308 | 608.2622 | 691.8743 | 378.8299 | 100.3275 | 0 | 0 | 33.5915 | 67.0984 | 67.3502 | 55.438 | 0 | 0 | 0 | 0 | 216.2035 | 321.726 | 490.9269 | 579.5648 | 0 | 0 | 0 | 0 | 0.69228 | 10.5297 | 9.6737 | 33.9617 | 0 | 0 | 0 | 0 | -3.7382 | 118.7492 | 40.3114 | 22.9098 | 0.36466 | 0.38514 | 0.37677 | 0.36382 | -1.3632 | 45.7356 | 15.1881 | 8.3351
12 | 8 | 8 | 664.6472 | 657.3702 | 646.919 | 736.1549 | 378.8299 | 100.3275 | 0 | 0 | 28.2056 | 49.7657 | 49.6669 | 38.5659 | 0 | 0 | 0 | 0 | 227.666 | 425.8412 | 629.9326 | 713.0536 | 0 | 0 | 0 | 0 | -0.22327 | -2.7667 | -3.674 | -15.8623 | 0 | 0 | 0 | 0 | 30.169 | 84.2024 | -29.0066 | 0.3978 | 0.36774 | 0.38205 | 0.37719 | 0.38148 | 11.0944 | 32.1692 | -10.9411 | 0.15175
12 | 8 | 9 | 707.8386 | 701.7314 | 692.4955 | 789.8008 | 378.8299 | 100.3275 | 0 | 0 | 17.1464 | 40.9015 | 36.7849 | 33.859 | 0 | 0 | 0 | 0 | 296.9763 | 644.1175 | 895.897 | 973.0165 | 0 | 0 | 0 | 0 | -0.10714 | -2.3333 | -1.0898 | 14.6288 | 0 | 0 | 0 | 0 | 14.9931 | -81.2816 | -239.0966 | -231.7035 | 0.37162 | 0.36395 | 0.36521 | 0.3937 | 5.5717 | -29.5827 | -87.3202 | -91.221
12 | 8 | 10 | 740.573 | 734.9211 | 726.1629 | 829.142 | 378.8299 | 100.3275 | 0 | 0 | 14.5211 | 33.7666 | 26.2897 | 33.7239 | 0 | 0 | 0 | 0 | 357.9671 | 740.1985 | 1007.0005 | 1084.1491 | 0 | 0 | 0 | 0 | -0.4 | -3.7063 | -20.8323 | -56.7384 | 0 | 0 | 0 | 0 | -10.3451 | -135.6652 | -286.295 | -231.9925 | 0.37666 | 0.38397 | 0.38397 | 0 | -3.8966 | -52.0917 | -109.93 | 0
12 | 8 | 11 | 744.4316 | 738.9672 | 730.373 | 834.0728 | 378.8299 | 100.3275 | 0 | 0 | 13.6518 | 27.6745 | 25.9911 | 31.4205 | 0 | 0 | 0 | 0 | 369.1311 | 788.7107 | 1068.5584 | 1146.9078 | 0 | 0 | 0 | 0 | -0.4 | -12.8904 | -24 | -48 | 0 | 0 | 0 | 0 | -16.7812 | -164.8552 | -340.1764 | -296.2555 | 0.38397 | 0.38397 | 0.38397 | 0 | -6.4436 | -63.2999 | -130.6191 | 0
12 | 8 | 12 | 737.7484 | 732.3672 | 723.7887 | 826.3196 | 378.8299 | 100.3275 | 0 | 0 | 12.3596 | 25.6121 | 23.804 | 28.7805 | 0 | 0 | 0 | 0 | 351.315 | 738.6497 | 1018.258 | 1099.8419 | 0 | 0 | 0 | 0 | -0.94971 | -12.6243 | -24 | -48 | 0 | 0 | 0 | 0 | -3.8063 | -119.5978 | -294.2733 | -254.3028 | 0.38397 | 0.38397 | 0.38397 | 0 | -1.4615 | -45.9223 | -112.9935 | 0
12 | 8 | 13 | 726.345 | 722.3365 | 715.2648 | 817.6736 | 378.8299 | 100.3275 | 0 | 0 | 12.343 | 25.6185 | 25.5251 | 23.3266 | 0 | 0 | 0 | 0 | 329.9218 | 723.2345 | 1016.4462 | 1112.1801 | 0 | 0 | 0 | 0 | -1.3294 | -12.6243 | -24 | -49.9804 | 0 | 0 | 0 | 0 | 6.5798 | -114.2196 | -302.7065 | -267.8527 | 0.38397 | 0.38397 | 0.38397 | 0 | 2.5265 | -43.8572 | -116.2316 | 0
12 | 8 | 14 | 706.9008 | 703.3052 | 696.6428 | 796.3577 | 378.8299 | 100.3275 | 0 | 0 | 12.3256 | 25.9181 | 26.0966 | 23.3266 | 0 | 0 | 0 | 0 | 298.2306 | 641.3228 | 931.4397 | 1036.8199 | 0 | 0 | 0 | 0 | -1.1419 | -12.6243 | -24 | -48 | 0 | 0 | 0 | 0 | 18.6567 | -51.6389 | -236.8935 | -215.7887 | 0.38397 | 0.38397 | 0.38397 | 0 | 7.1637 | -19.8279 | -90.9611 | 0
12 | 8 | 15 | 696.1178 | 693.509 | 687.9625 | 787.2727 | 378.8299 | 100.3275 | 0 | 0 | 13.5242 | 23.4604 | 27.382 | 23.3266 | 0 | 0 | 0 | 0 | 303.0514 | 628.1788 | 908.1507 | 1016.1744 | 0 | 0 | 0 | 0 | -0.4 | -6.9131 | -3.3911 | -41.3573 | 0 | 0 | 0 | 0 | 1.1123 | -51.5446 | -244.1791 | -210.8709 | 0.38397 | 0.38397 | 0.38397 | 0 | 0.42709 | -19.7917 | -93.7586 | 0
12 | 8 | 16 | 696.4059 | 696.8289 | 694.6926 | 797.9951 | 378.8299 | 100.3275 | 0 | 0 | 21.4203 | 37.771 | 47.1599 | 54.485 | 0 | 0 | 0 | 0 | 286.1708 | 563.2111 | 823.7272 | 929.4591 | 0 | 0 | 0 | 0 | -0.4 | -0.6243 | -0.29343 | 7.2205 | 0 | 0 | 0 | 0 | 10.385 | -3.8564 | -175.9011 | -193.1696 | 0.37613 | 0.37654 | 0.3735 | 0.38586 | 3.9061 | -1.4521 | -65.6989 | -74.5373
12 | 8 | 17 | 733.1133 | 735.4521 | 735.2717 | 846.3099 | 378.8299 | 100.3275 | 0 | 0 | 31.6908 | 56.0226 | 55.8482 | 64.7628 | 0 | 0 | 0 | 0 | 201.4835 | 324.1797 | 533.8751 | 622.9076 | 141.5984 | 151.5027 | 151.5027 | 151.5027 | 0.35569 | 0.41626 | -1.6999 | 43.8231 | 0 | 0 | 0 | 0 | -20.8449 | 103.0034 | -4.2545 | -36.6864 | 0.36823 | 0.38625 | 0.38886 | 0.38905 | -7.6758 | 39.7847 | -1.6544 | -14.273
12 | 8 | 18 | 838.8358 | 846.8725 | 853.1309 | 988.3912 | 378.8299 | 100.3275 | 0 | 0 | 33.7974 | 68.14 | 68.14 | 67.1915 | 0 | 0 | 0 | 0 | 187.7336 | 280.575 | 478.7735 | 549.222 | 141.5984 | 151.5027 | 151.5027 | 151.5027 | 0.74407 | -2.6181 | -2.336 | 27.3195 | 0 | 0 | 0 | 0 | 96.1325 | 248.9455 | 157.0507 | 193.1554 | 0.38392 | 0.39924 | 0.39333 | 0.38256 | 36.9074 | 99.3888 | 61.7726 | 73.8935
12 | 8 | 19 | 851.4061 | 862.3385 | 871.8384 | 1012.814 | 378.8299 | 100.3275 | 0 | 0 | 35.1913 | 70.9126 | 70.9126 | 70.9126 | 0 | 0 | 0 | 0 | 154.4771 | 238.2252 | 436.6655 | 491.012 | 141.5984 | 151.5027 | 151.5027 | 151.5027 | 0.26476 | 6.6005 | 10.7807 | 59.7428 | 0 | 0 | 0 | 0 | 141.0447 | 294.77 | 201.9769 | 239.644 | 0.38563 | 0.40066 | 0.39478 | 0.38374 | 54.391 | 118.1033 | 79.7359 | 91.9621
12 | 8 | 20 | 839.3689 | 850.9611 | 861.2345 | 1001.2548 | 378.8299 | 100.3275 | 0 | 0 | 35.5528 | 70.5731 | 76.7875 | 81.3657 | 0 | 0 | 0 | 0 | 116.4759 | 185.6327 | 387.6499 | 431.035 | 141.5984 | 151.5027 | 151.5027 | 151.5027 | -0.0091047 | 2.6253 | 6.4009 | 16 | 0 | 0 | 0 | 0 | 166.9209 | 340.2998 | 238.8934 | 321.3513 | 0.38498 | 0.40006 | 0.39435 | 0.38314 | 64.2619 | 136.1406 | 94.208 | 123.1241
12 | 8 | 21 | 820.4939 | 832.255 | 842.8588 | 980.5084 | 378.8299 | 100.3275 | 0 | 0 | 36.2045 | 74.6512 | 75.6835 | 86.4104 | 0 | 0 | 0 | 0 | 99.2595 | 160.2519 | 359.2942 | 398.9085 | 141.5984 | 151.5027 | 151.5027 | 151.5027 | 0 | 2.6167 | 6.4507 | 16 | 0 | 0 | 0 | 0 | 164.6017 | 342.9051 | 249.9276 | 327.6868 | 0.38362 | 0.39918 | 0.39347 | 0.3819 | 63.1447 | 136.8805 | 98.3378 | 125.1425
12 | 8 | 22 | 780.8017 | 792.4669 | 803.1769 | 935.0289 | 378.8299 | 100.3275 | 0 | 0 | 37.085 | 72.3997 | 82.2332 | 77.2631 | 0 | 0 | 0 | 0 | 112.7714 | 176.1334 | 379.5173 | 415.6049 | 141.5984 | 151.5027 | 151.5027 | 151.5027 | 0.30315 | 0 | 6.4909 | 5.3259 | 0 | 0 | 0 | 0 | 110.2139 | 292.1036 | 183.4329 | 285.3323 | 0.37803 | 0.39555 | 0.3898 | 0.38045 | 41.6644 | 115.5418 | 71.5029 | 108.5557
12 | 8 | 23 | 725.6948 | 737.3832 | 748.4003 | 872.3613 | 378.8299 | 100.3275 | 0 | 0 | 37.294 | 82.3763 | 72.3117 | 76.0631 | 0 | 0 | 0 | 0 | 140.5097 | 209.5297 | 404.2036 | 437.7641 | 0 | 0 | 0 | 0 | 0.9446 | 3.3344 | 19.9423 | 0 | 0 | 0 | 0 | 0 | 168.1166 | 341.8153 | 251.9426 | 358.5341 | 0.36992 | 0.3904 | 0.38503 | 0.37684 | 62.1889 | 133.4456 | 97.0055 | 135.1116
12 | 8 | 24 | 666.4668 | 675.532 | 683.7611 | 795.4 | 378.8299 | 100.3275 | 0 | 0 | 27.7334 | 60.0273 | 63.3968 | 70.51 | 0 | 0 | 0 | 0 | 136.5386 | 214.7566 | 403.2934 | 430.0707 | 0 | 0 | 0 | 0 | 0.082842 | 0 | 6.5229 | 0 | 0 | 0 | 0 | 0 | 123.282 | 300.4206 | 210.5481 | 294.8193 | 0.36541 | 0.38531 | 0.38012 | 0.36918 | 45.0485 | 115.7555 | 80.0343 | 108.8419
12 | 9 | 1 | 615.2834 | 621.275 | 626.2017 | 726.1818 | 378.8299 | 100.3275 | 0 | 0 | 37.7319 | 68.867 | 76.4223 | 59.866 | 0 | 0 | 0 | 0 | 135.0248 | 193.1228 | 374.6794 | 393.0766 | 0 | 0 | 0 | 0 | 0.79751 | 13.0833 | 11.379 | 0.97208 | 0 | 0 | 0 | 0 | 62.8993 | 245.8743 | 163.721 | 272.2671 | 0.36727 | 0.38821 | 0.38242 | 0.37348 | 23.1013 | 95.4498 | 62.6109 | 101.6864
12 | 9 | 2 | 581.3011 | 584.417 | 586.1865 | 677.2672 | 378.8299 | 100.3275 | 0 | 0 | 33.145 | 58.6 | 55.4489 | 55.7121 | 0 | 0 | 0 | 0 | 158.7783 | 203.2571 | 376.2164 | 388.613 | 0 | 0 | 0 | 0 | 0.37909 | 1.7879 | 2.5401 | 0 | 0 | 0 | 0 | 0 | 10.1688 | 220.4445 | 151.9811 | 232.9421 | 0.36484 | 0.38864 | 0.38295 | 0.37206 | 3.71 | 85.6726 | 58.2015 | 86.6675
12 | 9 | 3 | 561.6574 | 562.0162 | 560.7185 | 645.1988 | 378.8299 | 100.3275 | 0 | 0 | 27.6495 | 50.8331 | 49.0241 | 47.769 | 0 | 0 | 0 | 0 | 175.2736 | 216.2214 | 375.1565 | 379.5124 | 0 | 0 | 0 | 0 | -0.12944 | -0.29607 | -2.6482 | 8.8803 | 0 | 0 | 0 | 0 | -19.9661 | 194.9303 | 139.1861 | 209.0371 | 0.36527 | 0.38758 | 0.38231 | 0.37011 | -7.293 | 75.5514 | 53.2124 | 77.3666
12 | 9 | 4 | 549.551 | 547.7127 | 543.9361 | 623.62 | 378.8299 | 100.3275 | 0 | 0 | 20.3984 | 53.6879 | 39.326 | 43.4146 | 0 | 0 | 0 | 0 | 173.2474 | 210.1093 | 356.9095 | 354.9401 | 0 | 0 | 0 | 0 | -0.10984 | -0.43153 | -2.4562 | -5.5565 | 0 | 0 | 0 | 0 | -22.8148 | 184.0195 | 150.1568 | 230.8218 | 0.36475 | 0.38634 | 0.38116 | 0.36859 | -8.3218 | 71.0947 | 57.2334 | 85.0781
12 | 9 | 5 | 553.4774 | 549.7969 | 543.8983 | 621.6631 | 378.8299 | 100.3275 | 0 | 0 | 25.5275 | 61.3567 | 61.1368 | 60.1404 | 0 | 0 | 0 | 0 | 171.7495 | 206.3174 | 348.5047 | 345.076 | 0 | 0 | 0 | 0 | -0.22472 | 9.9345 | 0 | 0 | 0 | 0 | 0 | 0 | -22.4048 | 171.8609 | 134.2568 | 216.4467 | 0.36472 | 0.38369 | 0.37873 | 0.36539 | -8.1715 | 65.9407 | 50.8472 | 79.0875
12 | 9 | 6 | 575.2083 | 568.8908 | 559.7807 | 636.8566 | 378.8299 | 100.3275 | 0 | 0 | 33.0184 | 66.3628 | 69.6746 | 64.7628 | 0 | 0 | 0 | 0 | 183.1341 | 222.4374 | 361.8698 | 360.2177 | 0 | 0 | 0 | 0 | -0.0017108 | 1.0594 | 15.165 | -12.8266 | 0 | 0 | 0 | 0 | -19.7725 | 178.7037 | 113.0712 | 224.7026 | 0.36467 | 0.38225 | 0.37475 | 0.36382 | -7.2104 | 68.3088 | 42.3731 | 81.7518
12 | 9 | 7 | 609.3713 | 601.7552 | 591.0315 | 671.3905 | 378.8299 | 100.3275 | 0 | 0 | 33.5915 | 67.0984 | 67.3502 | 55.438 | 0 | 0 | 0 | 0 | 195.1093 | 251.8396 | 378.4636 | 382.7425 | 0 | 0 | 0 | 0 | 0.69228 | 10.5297 | 9.6737 | 33.9617 | 0 | 0 | 0 | 0 | 1.1484 | 171.9599 | 135.544 | 199.2484 | 0.36466 | 0.38514 | 0.37677 | 0.36382 | 0.41877 | 66.2294 | 51.0689 | 72.491
12 | 9 | 8 | 645.7835 | 637.9594 | 626.8592 | 712.3058 | 378.8299 | 100.3275 | 0 | 0 | 28.2056 | 49.7657 | 49.6669 | 38.5659 | 0 | 0 | 0 | 0 | 268.9802 | 443.8222 | 578.9568 | 593.1418 | 0 | 0 | 0 | 0 | -0.22327 | -2.7667 | -3.674 | -15.8623 | 0 | 0 | 0 | 0 | -30.0089 | 46.8106 | 1.9095 | 96.4605 | 0.36774 | 0.38205 | 0.37719 | 0.38148 | -11.0356 | 17.8838 | 0.72024 | 36.7979
12 | 9 | 9 | 682.2362 | 675.3945 | 665.2876 | 757.4613 | 378.8299 | 100.3275 | 0 | 0 | 17.1464 | 40.9015 | 36.7849 | 33.859 | 0 | 0 | 0 | 0 | 356.738 | 694.4305 | 868.9218 | 909.1808 | 0 | 0 | 0 | 0 | -0.10714 | -2.3333 | -1.0898 | 14.6288 | 0 | 0 | 0 | 0 | -70.3711 | -157.9316 | -239.3293 | -200.2073 | 0.37162 | 0.36395 | 0.36521 | 0.3937 | -26.151 | -57.4797 | -87.4052 | -78.8211
12 | 9 | 10 | 706.5049 | 699.8808 | 689.9701 | 786.1283 | 378.8299 | 100.3275 | 0 | 0 | 14.5211 | 33.7666 | 26.2897 | 33.7239 | 0 | 0 | 0 | 0 | 450.8203 | 888.3198 | 1078.4033 | 1152.9574 | 0 | 0 | 0 | 0 | -0.4 | -3.7063 | -20.8323 | -56.7384 | 0 | 0 | 0 | 0 | -137.2664 | -318.8268 | -393.8905 | -343.8146 | 0.37666 | 0.38397 | 0.38397 | 0 | -51.7034 | -122.4208 | -151.244 | 0
12 | 9 | 11 | 713.6448 | 707.2981 | 697.6579 | 795.1883 | 378.8299 | 100.3275 | 0 | 0 | 13.6518 | 27.6745 | 25.9911 | 31.4205 | 0 | 0 | 0 | 0 | 498.5633 | 971.6896 | 1149.9478 | 1242.7941 | 0 | 0 | 0 | 0 | -0.4 | -12.8904 | -24 | -48 | 0 | 0 | 0 | 0 | -177.0002 | -379.5032 | -454.281 | -431.0264 | 0.38397 | 0.38397 | 0.38397 | 0 | -67.9636 | -145.719 | -174.4324 | 0
12 | 9 | 12 | 711.9156 | 705.7879 | 696.3242 | 793.6696 | 378.8299 | 100.3275 | 0 | 0 | 12.3596 | 25.6121 | 23.804 | 28.7805 | 0 | 0 | 0 | 0 | 491.0292 | 969.3729 | 1144.577 | 1254.2422 | 0 | 0 | 0 | 0 | -0.94971 | -12.6243 | -24 | -48 | 0 | 0 | 0 | 0 | -169.3534 | -376.9002 | -448.0568 | -441.3532 | 0.38397 | 0.38397 | 0.38397 | 0 | -65.0274 | -144.7195 | -172.0425 | 0
12 | 9 | 13 | 708.4879 | 703.9599 | 696.2718 | 795.091 | 378.8299 | 100.3275 | 0 | 0 | 12.343 | 25.6185 | 25.5251 | 23.3266 | 0 | 0 | 0 | 0 | 454.8424 | 926.0029 | 1085.6842 | 1213.0601 | 0 | 0 | 0 | 0 | -1.3294 | -12.6243 | -24 | -49.9804 | 0 | 0 | 0 | 0 | -136.198 | -335.3647 | -390.9375 | -391.3153 | 0.38397 | 0.38397 | 0.38397 | 0 | -52.2966 | -128.771 | -150.1101 | 0
12 | 9 | 14 | 695.2282 | 691.2882 | 684.2172 | 781.5789 | 378.8299 | 100.3275 | 0 | 0 | 12.3256 | 25.9181 | 26.0966 | 23.3266 | 0 | 0 | 0 | 0 | 431.5982 | 855.3653 | 986.0847 | 1118.7502 | 0 | 0 | 0 | 0 | -1.1419 | -12.6243 | -24 | -48 | 0 | 0 | 0 | 0 | -126.3836 | -277.6983 | -303.9641 | -312.4979 | 0.38397 | 0.38397 | 0.38397 | 0 | -48.5281 | -106.6286 | -116.7145 | 0
12 | 9 | 15 | 684.3156 | 681.3624 | 675.4073 | 772.3436 | 378.8299 | 100.3275 | 0 | 0 | 13.5242 | 23.4604 | 27.382 | 23.3266 | 0 | 0 | 0 | 0 | 412.0901 | 751.0724 | 845.8227 | 977.1023 | 0 | 0 | 0 | 0 | -0.4 | -6.9131 | -3.3911 | -41.3573 | 0 | 0 | 0 | 0 | -119.7285 | -186.5848 | -194.4063 | -186.728 | 0.38397 | 0.38397 | 0.38397 | 0 | -45.9727 | -71.6435 | -74.6471 | 0
12 | 9 | 16 | 683.3277 | 683.3709 | 680.784 | 781.4586 | 378.8299 | 100.3275 | 0 | 0 | 21.4203 | 37.771 | 47.1599 | 54.485 | 0 | 0 | 0 | 0 | 380.8753 | 634.4639 | 724.542 | 851.1974 | 0 | 0 | 0 | 0 | -0.4 | -0.6243 | -0.29343 | 7.2205 | 0 | 0 | 0 | 0 | -97.3978 | -88.5672 | -90.6244 | -131.4444 | 0.37613 | 0.37654 | 0.3735 | 0.38586 | -36.6345 | -33.3491 | -33.8481 | -50.7198
12 | 9 | 17 | 729.5259 | 731.7469 | 731.4259 | 841.7235 | 378.8299 | 100.3275 | 0 | 0 | 31.6908 | 56.0226 | 55.8482 | 64.7628 | 0 | 0 | 0 | 0 | 299.4093 | 385.6907 | 467.9764 | 587.6411 | 141.5984 | 151.5027 | 151.5027 | 151.5027 | 0.35569 | 0.41626 | -1.6999 | 43.8231 | 0 | 0 | 0 | 0 | -122.3582 | 37.7872 | 57.7985 | -6.0062 | 0.36823 | 0.38625 | 0.38886 | 0.38905 | -45.0565 | 14.5952 | 22.4755 | -2.3367
12 | 9 | 18 | 843.6377 | 851.8068 | 858.2217 | 994.4365 | 378.8299 | 100.3275 | 0 | 0 | 33.7974 | 68.14 | 68.14 | 67.1915 | 0 | 0 | 0 | 0 | 268.004 | 322.1533 | 407.1726 | 526.7099 | 141.5984 | 151.5027 | 151.5027 | 151.5027 | 0.74407 | -2.6181 | -2.336 | 27.3195 | 0 | 0 | 0 | 0 | 20.6639 | 212.3014 | 233.7424 | 221.7129 | 0.38392 | 0.39924 | 0.39333 | 0.38256 | 7.9334 | 84.759 | 91.9376 | 84.8185
12 | 9 | 19 | 865.4856 | 876.8228 | 886.8029 | 1030.602 | 378.8299 | 100.3275 | 0 | 0 | 35.1913 | 70.9126 | 70.9126 | 70.9126 | 0 | 0 | 0 | 0 | 260.9104 | 306.2403 | 383.8692 | 503.3504 | 141.5984 | 151.5027 | 151.5027 | 151.5027 | 0.26476 | 6.6005 | 10.7807 | 59.7428 | 0 | 0 | 0 | 0 | 48.6909 | 241.2393 | 269.7378 | 245.0934 | 0.38563 | 0.40066 | 0.39478 | 0.38374 | 18.7766 | 96.6556 | 106.4863 | 94.0533
12 | 9 | 20 | 856.3707 | 868.4658 | 879.3362 | 1022.786 | 378.8299 | 100.3275 | 0 | 0 | 35.5528 | 70.5731 | 76.7875 | 81.3657 | 0 | 0 | 0 | 0 | 275.5421 | 308.1498 | 375.2269 | 502.5221 | 141.5984 | 151.5027 | 151.5027 | 151.5027 | -0.0091047 | 2.6253 | 6.4009 | 16 | 0 | 0 | 0 | 0 | 24.8566 | 235.2874 | 269.4181 | 271.3955 | 0.38498 | 0.40006 | 0.39435 | 0.38314 | 9.5694 | 94.1292 | 106.2455 | 103.9838
12 | 9 | 21 | 837.121 | 849.366 | 860.5439 | 1001.5362 | 378.8299 | 100.3275 | 0 | 0 | 36.2045 | 74.6512 | 75.6835 | 86.4104 | 0 | 0 | 0 | 0 | 260.9462 | 281.2433 | 338.4539 | 473.8487 | 141.5984 | 151.5027 | 151.5027 | 151.5027 | 0 | 2.6167 | 6.4507 | 16 | 0 | 0 | 0 | 0 | 19.5421 | 239.0247 | 288.4531 | 273.7744 | 0.38362 | 0.39918 | 0.39347 | 0.3819 | 7.4967 | 95.4137 | 113.4963 | 104.5535
12 | 9 | 22 | 785.9928 | 797.8083 | 808.6966 | 941.591 | 378.8299 | 100.3275 | 0 | 0 | 37.085 | 72.3997 | 82.2332 | 77.2631 | 0 | 0 | 0 | 0 | 254.8504 | 265.3774 | 314.8476 | 453.3777 | 141.5984 | 151.5027 | 151.5027 | 151.5027 | 0.30315 | 0 | 6.4909 | 5.3259 | 0 | 0 | 0 | 0 | -26.674 | 208.201 | 253.6222 | 254.1215 | 0.37803 | 0.39555 | 0.3898 | 0.38045 | -10.0836 | 82.354 | 98.863 | 96.6814
12 | 9 | 23 | 715.8717 | 727.2714 | 737.9457 | 859.9278 | 378.8299 | 100.3275 | 0 | 0 | 37.294 | 82.3763 | 72.3117 | 76.0631 | 0 | 0 | 0 | 0 | 252.1745 | 255.6725 | 302.7917 | 440.0219 | 0 | 0 | 0 | 0 | 0.9446 | 3.3344 | 19.9423 | 0 | 0 | 0 | 0 | 0 | 46.6287 | 285.5606 | 342.9 | 343.8429 | 0.36992 | 0.3904 | 0.38503 | 0.37684 | 17.2487 | 111.4837 | 132.0268 | 129.5753
12 | 9 | 24 | 645.0299 | 653.4727 | 660.9635 | 768.2952 | 378.8299 | 100.3275 | 0 | 0 | 27.7334 | 60.0273 | 63.3968 | 70.51 | 0 | 0 | 0 | 0 | 235.5294 | 236.6145 | 279.6523 | 412.6701 | 0 | 0 | 0 | 0 | 0.082842 | 0 | 6.5229 | 0 | 0 | 0 | 0 | 0 | 2.8543 | 256.5034 | 311.3915 | 285.1151 | 0.36541 | 0.38531 | 0.38012 | 0.36918 | 1.043 | 98.8338 | 118.3673 | 105.2593
12 | 10 | 1 | 592.9469 | 598.2947 | 602.4579 | 697.9568 | 378.8299 | 100.3275 | 0 | 0 | 37.7319 | 68.867 | 76.4223 | 59.866 | 0 | 0 | 0 | 0 | 197.5729 | 199.2219 | 234.3707 | 367.9448 | 0 | 0 | 0 | 0 | 0.79751 | 13.0833 | 11.379 | 0.97208 | 0 | 0 | 0 | 0 | -21.9854 | 216.795 | 280.286 | 269.174 | 0.36727 | 0.38821 | 0.38242 | 0.37348 | -8.0747 | 84.161 | 107.1881 | 100.5312
12 | 10 | 2 | 565.2604 | 567.9191 | 569.1466 | 657.0165 | 378.8299 | 100.3275 | 0 | 0 | 33.145 | 58.6 | 55.4489 | 55.7121 | 0 | 0 | 0 | 0 | 163.6503 | 165.9469 | 203.8869 | 334.7787 | 0 | 0 | 0 | 0 | 0.37909 | 1.7879 | 2.5401 | 0 | 0 | 0 | 0 | 0 | -10.7439 | 241.2567 | 307.2708 | 266.5257 | 0.36484 | 0.38864 | 0.38295 | 0.37206 | -3.9198 | 93.761 | 117.6699 | 99.1625
12 | 10 | 3 | 550.3203 | 550.3568 | 548.6771 | 630.8893 | 378.8299 | 100.3275 | 0 | 0 | 27.6495 | 50.8331 | 49.0241 | 47.769 | 0 | 0 | 0 | 0 | 129.8467 | 131.5719 | 175.5559 | 303.5675 | 0 | 0 | 0 | 0 | -0.12944 | -0.29607 | -2.6482 | 8.8803 | 0 | 0 | 0 | 0 | 14.1236 | 267.9204 | 326.7452 | 270.6725 | 0.36527 | 0.38758 | 0.38231 | 0.37011 | 5.1589 | 103.841 | 124.9183 | 100.1785
12 | 10 | 4 | 547.2365 | 545.336 | 541.486 | 620.7121 | 378.8299 | 100.3275 | 0 | 0 | 20.3984 | 53.6879 | 39.326 | 43.4146 | 0 | 0 | 0 | 0 | 123.1923 | 122.0191 | 169.6827 | 290.7903 | 0 | 0 | 0 | 0 | -0.10984 | -0.43153 | -2.4562 | -5.5565 | 0 | 0 | 0 | 0 | 24.9257 | 269.733 | 334.9335 | 292.0637 | 0.36475 | 0.38634 | 0.38116 | 0.36859 | 9.0917 | 104.2096 | 127.6624 | 107.6511
12 | 10 | 5 | 565.9271 | 562.6127 | 557.1488 | 637.4221 | 378.8299 | 100.3275 | 0 | 0 | 25.5275 | 61.3567 | 61.1368 | 60.1404 | 0 | 0 | 0 | 0 | 117.3315 | 114.548 | 165.0414 | 281.7992 | 0 | 0 | 0 | 0 | -0.22472 | 9.9345 | 0 | 0 | 0 | 0 | 0 | 0 | 44.4628 | 276.4461 | 330.9707 | 295.4825 | 0.36472 | 0.38369 | 0.37873 | 0.36539 | 16.2165 | 106.0686 | 125.3488 | 107.9664
12 | 10 | 6 | 611.6558 | 606.408 | 598.5675 | 682.9834 | 378.8299 | 100.3275 | 0 | 0 | 33.0184 | 66.3628 | 69.6746 | 64.7628 | 0 | 0 | 0 | 0 | 112.4386 | 109.7939 | 162.5123 | 273.8292 | 0 | 0 | 0 | 0 | -0.0017108 | 1.0594 | 15.165 | -12.8266 | 0 | 0 | 0 | 0 | 87.3706 | 328.8644 | 351.2156 | 357.2179 | 0.36467 | 0.38225 | 0.37475 | 0.36382 | 31.8615 | 125.7072 | 131.617 | 129.9639
12 | 10 | 7 | 691.9444 | 686.7493 | 678.899 | 775.8839 | 378.8299 | 100.3275 | 0 | 0 | 33.5915 | 67.0984 | 67.3502 | 55.438 | 0 | 0 | 0 | 0 | 122.6811 | 121.9334 | 171.784 | 276.7437 | 0 | 0 | 0 | 0 | 0.69228 | 10.5297 | 9.6737 | 33.9617 | 0 | 0 | 0 | 0 | 156.1496 | 386.8603 | 430.0911 | 409.7405 | 0.36466 | 0.38514 | 0.37677 | 0.36382 | 56.9418 | 148.997 | 162.0455 | 149.0727
12 | 10 | 8 | 751.5444 | 746.8111 | 739.3788 | 846.1053 | 378.8299 | 100.3275 | 0 | 0 | 28.2056 | 49.7657 | 49.6669 | 38.5659 | 0 | 0 | 0 | 0 | 182.2742 | 324.285 | 398.5274 | 495.1247 | 0 | 0 | 0 | 0 | -0.22327 | -2.7667 | -3.674 | -15.8623 | 0 | 0 | 0 | 0 | 162.4579 | 275.1995 | 294.8584 | 328.277 | 0.36774 | 0.38205 | 0.37719 | 0.38148 | 59.7426 | 105.1389 | 111.2185 | 125.2318
12 | 10 | 9 | 777.9949 | 773.9434 | 767.1472 | 878.5763 | 378.8299 | 100.3275 | 0 | 0 | 17.1464 | 40.9015 | 36.7849 | 33.859 | 0 | 0 | 0 | 0 | 264.6962 | 587.0188 | 712.2167 | 805.7427 | 0 | 0 | 0 | 0 | -0.10714 | -2.3333 | -1.0898 | 14.6288 | 0 | 0 | 0 | 0 | 117.4294 | 48.029 | 19.2354 | 24.3458 | 0.37162 | 0.36395 | 0.36521 | 0.3937 | 43.6386 | 17.4803 | 7.0249 | 9.5849
12 | 10 | 10 | 797.8599 | 793.8907 | 787.13 | 901.6481 | 378.8299 | 100.3275 | 0 | 0 | 14.5211 | 33.7666 | 26.2897 | 33.7239 | 0 | 0 | 0 | 0 | 320.8791 | 741.5376 | 888.0588 | 970.455 | 0 | 0 | 0 | 0 | -0.4 | -3.7063 | -20.8323 | -56.7384 | 0 | 0 | 0 | 0 | 84.0298 | -78.0347 | -106.3862 | -45.7924 | 0.37666 | 0.38397 | 0.38397 | 0 | 31.6511 | -29.9632 | -40.8496 | 0
12 | 10 | 11 | 799.5987 | 795.7415 | 789.0543 | 903.8469 | 378.8299 | 100.3275 | 0 | 0 | 13.6518 | 27.6745 | 25.9911 | 31.4205 | 0 | 0 | 0 | 0 | 352.2228 | 814.7794 | 967.8047 | 1033.6772 | 0 | 0 | 0 | 0 | -0.4 | -12.8904 | -24 | -48 | 0 | 0 | 0 | 0 | 55.2941 | -134.1495 | -180.7414 | -113.2507 | 0.38397 | 0.38397 | 0.38397 | 0 | 21.2316 | -51.5098 | -69.4001 | 0
12 | 10 | 12 | 790.0199 | 786.1684 | 779.4056 | 892.4571 | 378.8299 | 100.3275 | 0 | 0 | 12.3596 | 25.6121 | 23.804 | 28.7805 | 0 | 0 | 0 | 0 | 369.962 | 845.0151 | 1012.9179 | 1061.9277 | 0 | 0 | 0 | 0 | -0.94971 | -12.6243 | -24 | -48 | 0 | 0 | 0 | 0 | 29.818 | -172.1619 | -233.3163 | -150.2511 | 0.38397 | 0.38397 | 0.38397 | 0 | 11.4494 | -66.1055 | -89.5875 | 0
12 | 10 | 13 | 779.9399 | 777.4976 | 772.2844 | 885.4768 | 378.8299 | 100.3275 | 0 | 0 | 12.343 | 25.6185 | 25.5251 | 23.3266 | 0 | 0 | 0 | 0 | 397.8516 | 866.154 | 1040.0157 | 1078.6544 | 0 | 0 | 0 | 0 | -1.3294 | -12.6243 | -24 | -49.9804 | 0 | 0 | 0 | 0 | -7.7552 | -201.9781 | -269.2564 | -166.5238 | 0.38397 | 0.38397 | 0.38397 | 0 | -2.9778 | -77.5541 | -103.3876 | 0
12 | 10 | 14 | 766.9836 | 765.14 | 760.5567 | 872.3552 | 378.8299 | 100.3275 | 0 | 0 | 12.3256 | 25.9181 | 26.0966 | 23.3266 | 0 | 0 | 0 | 0 | 378.9999 | 819.8575 | 999.4894 | 1033.2199 | 0 | 0 | 0 | 0 | -1.1419 | -12.6243 | -24 | -48 | 0 | 0 | 0 | 0 | -2.0299 | -168.3388 | -241.0293 | -136.1913 | 0.38397 | 0.38397 | 0.38397 | 0 | -0.77945 | -64.6375 | -92.5491 | 0
12 | 10 | 15 | 749.6236 | 748.5818 | 744.895 | 854.9758 | 378.8299 | 100.3275 | 0 | 0 | 13.5242 | 23.4604 | 27.382 | 23.3266 | 0 | 0 | 0 | 0 | 337.9307 | 740.3399 | 934.4119 | 963.3561 | 0 | 0 | 0 | 0 | -0.4 | -6.9131 | -3.3911 | -41.3573 | 0 | 0 | 0 | 0 | 19.7387 | -108.633 | -213.5078 | -90.3496 | 0.38397 | 0.38397 | 0.38397 | 0 | 7.5792 | -41.7121 | -81.9816 | 0
12 | 10 | 16 | 746.9532 | 748.8528 | 748.4688 | 861.9411 | 378.8299 | 100.3275 | 0 | 0 | 21.4203 | 37.771 | 47.1599 | 54.485 | 0 | 0 | 0 | 0 | 263.796 | 520.9069 | 697.1137 | 719.0027 | 0 | 0 | 0 | 0 | -0.4 | -0.6243 | -0.29343 | 7.2205 | 0 | 0 | 0 | 0 | 83.3071 | 90.4717 | 4.4887 | 81.2328 | 0.37613 | 0.37654 | 0.3735 | 0.38586 | 31.3345 | 34.0662 | 1.6765 | 31.3449
12 | 10 | 17 | 787.3584 | 791.2618 | 792.9369 | 914.8597 | 378.8299 | 100.3275 | 0 | 0 | 31.6908 | 56.0226 | 55.8482 | 64.7628 | 0 | 0 | 0 | 0 | 187.3494 | 243.5141 | 389.9776 | 405.9831 | 141.5984 | 151.5027 | 151.5027 | 151.5027 | 0.35569 | 0.41626 | -1.6999 | 43.8231 | 0 | 0 | 0 | 0 | 47.5343 | 239.4787 | 197.3083 | 248.7879 | 0.36823 | 0.38625 | 0.38886 | 0.38905 | 17.5037 | 92.4978 | 76.7252 | 96.7919
12 | 10 | 18 | 901.4242 | 911.2743 | 919.6837 | 1067.5145 | 378.8299 | 100.3275 | 0 | 0 | 33.7974 | 68.14 | 68.14 | 67.1915 | 0 | 0 | 0 | 0 | 204.7208 | 226.4478 | 376.709 | 395.4547 | 141.5984 | 151.5027 | 151.5027 | 151.5027 | 0.74407 | -2.6181 | -2.336 | 27.3195 | 0 | 0 | 0 | 0 | 141.7336 | 367.4744 | 325.668 | 426.046 | 0.38392 | 0.39924 | 0.39333 | 0.38256 | 54.4147 | 146.7102 | 128.0946 | 162.9881
12 | 10 | 19 | 918.4771 | 931.3593 | 943.1725 | 1097.6284 | 378.8299 | 100.3275 | 0 | 0 | 35.1913 | 70.9126 | 70.9126 | 70.9126 | 0 | 0 | 0 | 0 | 205.1938 | 236.3578 | 399.6543 | 421.5195 | 141.5984 | 151.5027 | 151.5027 | 151.5027 | 0.26476 | 6.6005 | 10.7807 | 59.7428 | 0 | 0 | 0 | 0 | 157.399 | 365.6582 | 310.3222 | 393.9508 | 0.38563 | 0.40066 | 0.39478 | 0.38374 | 60.6977 | 146.5056 | 122.5082 | 151.1765
12 | 10 | 20 | 902.2721 | 915.7137 | 928.1823 | 1080.8752 | 378.8299 | 100.3275 | 0 | 0 | 35.5528 | 70.5731 | 76.7875 | 81.3657 | 0 | 0 | 0 | 0 | 175.8469 | 213.9598 | 394.0832 | 433.0691 | 141.5984 | 151.5027 | 151.5027 | 151.5027 | -0.0091047 | 2.6253 | 6.4009 | 16 | 0 | 0 | 0 | 0 | 170.4532 | 376.7253 | 299.408 | 398.9378 | 0.38498 | 0.40006 | 0.39435 | 0.38314 | 65.6218 | 150.7129 | 118.0721 | 152.851
12 | 10 | 21 | 870.3988 | 883.6279 | 895.9745 | 1043.6793 | 378.8299 | 100.3275 | 0 | 0 | 36.2045 | 74.6512 | 75.6835 | 86.4104 | 0 | 0 | 0 | 0 | 183.4756 | 227.2621 | 430.5684 | 494.0334 | 141.5984 | 151.5027 | 151.5027 | 151.5027 | 0 | 2.6167 | 6.4507 | 16 | 0 | 0 | 0 | 0 | 130.2904 | 327.2678 | 231.7691 | 295.7329 | 0.38362 | 0.39918 | 0.39347 | 0.3819 | 49.9821 | 130.6385 | 91.1931 | 112.9394
12 | 10 | 22 | 813.9418 | 826.5864 | 838.4593 | 976.995 | 378.8299 | 100.3275 | 0 | 0 | 37.085 | 72.3997 | 82.2332 | 77.2631 | 0 | 0 | 0 | 0 | 224.1303 | 273.5407 | 487.5946 | 559.0281 | 141.5984 | 151.5027 | 151.5027 | 151.5027 | 0.30315 | 0 | 6.4909 | 5.3259 | 0 | 0 | 0 | 0 | 31.9951 | 228.8158 | 110.6379 | 183.8752 | 0.37803 | 0.39555 | 0.3898 | 0.38045 | 12.0952 | 90.5082 | 43.1271 | 69.956
12 | 10 | 23 | 738.4015 | 750.4681 | 761.9343 | 888.4617 | 378.8299 | 100.3275 | 0 | 0 | 37.294 | 82.3763 | 72.3117 | 76.0631 | 0 | 0 | 0 | 0 | 254.9336 | 308.0652 | 525.2534 | 598.7826 | 0 | 0 | 0 | 0 | 0.9446 | 3.3344 | 19.9423 | 0 | 0 | 0 | 0 | 0 | 66.3995 | 256.3647 | 144.4268 | 213.6161 | 0.36992 | 0.3904 | 0.38503 | 0.37684 | 24.5622 | 100.0855 | 55.6086 | 80.5
12 | 10 | 24 | 663.5322 | 672.521 | 680.6601 | 791.7222 | 378.8299 | 100.3275 | 0 | 0 | 27.7334 | 60.0273 | 63.3968 | 70.51 | 0 | 0 | 0 | 0 | 287.1143 | 340.7013 | 539.132 | 615.5257 | 0 | 0 | 0 | 0 | 0.082842 | 0 | 6.5229 | 0 | 0 | 0 | 0 | 0 | -30.2283 | 171.465 | 71.6084 | 105.6865 | 0.36541 | 0.38531 | 0.38012 | 0.36918 | -11.0457 | 66.0674 | 27.22 | 39.0175
12 | 11 | 1 | 604.477 | 610.1756 | 614.756 | 712.5948 | 378.8299 | 100.3275 | 0 | 0 | 37.7319 | 68.867 | 76.4223 | 59.866 | 0 | 0 | 0 | 0 | 312.0214 | 369.6393 | 559.3278 | 631.8729 | 0 | 0 | 0 | 0 | 0.79751 | 13.0833 | 11.379 | 0.97208 | 0 | 0 | 0 | 0 | -124.9037 | 58.2586 | -32.3732 | 19.8838 | 0.36727 | 0.38821 | 0.38242 | 0.37348 | -45.8739 | 22.6163 | -12.3803 | 7.4262
12 | 11 | 2 | 573.299 | 576.2054 | 577.7277 | 667.2336 | 378.8299 | 100.3275 | 0 | 0 | 33.145 | 58.6 | 55.4489 | 55.7121 | 0 | 0 | 0 | 0 | 300.5698 | 364.5491 | 555.9169 | 612.1558 | 0 | 0 | 0 | 0 | 0.37909 | 1.7879 | 2.5401 | 0 | 0 | 0 | 0 | 0 | -139.6248 | 50.9408 | -36.1781 | -0.63428 | 0.36484 | 0.38864 | 0.38295 | 0.37206 | -50.9406 | 19.7974 | -13.8545 | -0.23599
12 | 11 | 3 | 556.7259 | 556.965 | 555.5267 | 639.0501 | 378.8299 | 100.3275 | 0 | 0 | 27.6495 | 50.8331 | 49.0241 | 47.769 | 0 | 0 | 0 | 0 | 274.7249 | 336.2234 | 525.041 | 565.7414 | 0 | 0 | 0 | 0 | -0.12944 | -0.29607 | -2.6482 | 8.8803 | 0 | 0 | 0 | 0 | -124.3489 | 69.877 | -15.8903 | 16.6594 | 0.36527 | 0.38758 | 0.38231 | 0.37011 | -45.4207 | 27.0831 | -6.075 | 6.1658
12 | 11 | 4 | 549.7313 | 547.9217 | 544.1807 | 623.9348 | 378.8299 | 100.3275 | 0 | 0 | 20.3984 | 53.6879 | 39.326 | 43.4146 | 0 | 0 | 0 | 0 | 276.3706 | 323.2646 | 515.8238 | 548.8503 | 0 | 0 | 0 | 0 | -0.10984 | -0.43153 | -2.4562 | -5.5565 | 0 | 0 | 0 | 0 | -125.7579 | 71.0732 | -8.513 | 37.2264 | 0.36475 | 0.38634 | 0.38116 | 0.36859 | -45.8705 | 27.4587 | -3.2448 | 13.7212
12 | 11 | 5 | 565.8767 | 562.5775 | 557.1324 | 637.4195 | 378.8299 | 100.3275 | 0 | 0 | 25.5275 | 61.3567 | 61.1368 | 60.1404 | 0 | 0 | 0 | 0 | 292.9894 | 331.8396 | 522.3307 | 550.5412 | 0 | 0 | 0 | 0 | -0.22472 | 9.9345 | 0 | 0 | 0 | 0 | 0 | 0 | -131.2454 | 59.1192 | -26.3351 | 26.738 | 0.36472 | 0.38369 | 0.37873 | 0.36539 | -47.8678 | 22.6832 | -9.9739 | 9.7698
12 | 11 | 6 | 611.4968 | 606.2565 | 598.4256 | 682.8271 | 378.8299 | 100.3275 | 0 | 0 | 33.0184 | 66.3628 | 69.6746 | 64.7628 | 0 | 0 | 0 | 0 | 294.9255 | 333.0812 | 519.0726 | 544.8035 | 0 | 0 | 0 | 0 | -0.0017108 | 1.0594 | 15.165 | -12.8266 | 0 | 0 | 0 | 0 | -95.2753 | 105.4256 | -5.4867 | 86.0874 | 0.36467 | 0.38225 | 0.37475 | 0.36382 | -34.7441 | 40.2985 | -2.0561 | 31.3205
12 | 11 | 7 | 689.189 | 683.9254 | 675.9947 | 772.4427 | 378.8299 | 100.3275 | 0 | 0 | 33.5915 | 67.0984 | 67.3502 | 55.438 | 0 | 0 | 0 | 0 | 296.5332 | 350.9814 | 543.4767 | 569.2967 | 0 | 0 | 0 | 0 | 0.69228 | 10.5297 | 9.6737 | 33.9617 | 0 | 0 | 0 | 0 | -20.4579 | 154.9884 | 55.4941 | 113.7463 | 0.36466 | 0.38514 | 0.37677 | 0.36382 | -7.4602 | 59.6929 | 20.9085 | 41.3834
12 | 11 | 8 | 749.0536 | 744.2598 | 736.7564 | 842.9994 | 378.8299 | 100.3275 | 0 | 0 | 28.2056 | 49.7657 | 49.6669 | 38.5659 | 0 | 0 | 0 | 0 | 343.3453 | 524.4723 | 732.4647 | 756.8877 | 0 | 0 | 0 | 0 | -0.22327 | -2.7667 | -3.674 | -15.8623 | 0 | 0 | 0 | 0 | -1.1039 | 72.4609 | -41.7013 | 63.4082 | 0.36774 | 0.38205 | 0.37719 | 0.38148 | -0.40597 | 27.6834 | -15.7295 | 24.1891
12 | 11 | 9 | 774.3108 | 770.1608 | 763.2481 | 873.9491 | 378.8299 | 100.3275 | 0 | 0 | 17.1464 | 40.9015 | 36.7849 | 33.859 | 0 | 0 | 0 | 0 | 432.8854 | 803.5908 | 1059.8444 | 1090.129 | 0 | 0 | 0 | 0 | -0.10714 | -2.3333 | -1.0898 | 14.6288 | 0 | 0 | 0 | 0 | -54.4438 | -172.3256 | -332.2913 | -264.6677 | 0.37162 | 0.36395 | 0.36521 | 0.3937 | -20.2322 | -62.7184 | -121.3558 | -104.1989
12 | 11 | 10 | 793.7083 | 789.6233 | 782.7255 | 896.4163 | 378.8299 | 100.3275 | 0 | 0 | 14.5211 | 33.7666 | 26.2897 | 33.7239 | 0 | 0 | 0 | 0 | 501.882 | 985.9031 | 1239.249 | 1274.4557 | 0 | 0 | 0 | 0 | -0.4 | -3.7063 | -20.8323 | -56.7384 | 0 | 0 | 0 | 0 | -101.1247 | -326.6676 | -461.9809 | -355.0249 | 0.37666 | 0.38397 | 0.38397 | 0 | -38.0901 | -125.4315 | -177.3889 | 0
12 | 11 | 11 | 797.5138 | 793.6039 | 786.8546 | 901.2396 | 378.8299 | 100.3275 | 0 | 0 | 13.6518 | 27.6745 | 25.9911 | 31.4205 | 0 | 0 | 0 | 0 | 506.6995 | 1045.4485 | 1285.9537 | 1324.7008 | 0 | 0 | 0 | 0 | -0.4 | -12.8904 | -24 | -48 | 0 | 0 | 0 | 0 | -101.2675 | -366.9563 | -501.0902 | -406.8817 | 0.38397 | 0.38397 | 0.38397 | 0 | -38.8841 | -140.9013 | -192.4059 | 0
12 | 11 | 12 | 786.3022 | 782.3479 | 775.4633 | 887.7751 | 378.8299 | 100.3275 | 0 | 0 | 12.3596 | 25.6121 | 23.804 | 28.7805 | 0 | 0 | 0 | 0 | 500.334 | 1051.5128 | 1288.7209 | 1329.5538 | 0 | 0 | 0 | 0 | -0.94971 | -12.6243 | -24 | -48 | 0 | 0 | 0 | 0 | -104.2716 | -382.4802 | -513.0616 | -422.5592 | 0.38397 | 0.38397 | 0.38397 | 0 | -40.0377 | -146.862 | -197.0027 | 0
12 | 11 | 13 | 774.1435 | 771.5426 | 766.1419 | 878.1836 | 378.8299 | 100.3275 | 0 | 0 | 12.343 | 25.6185 | 25.5251 | 23.3266 | 0 | 0 | 0 | 0 | 479.4048 | 1022.9959 | 1241.1876 | 1281.8591 | 0 | 0 | 0 | 0 | -1.3294 | -12.6243 | -24 | -49.9804 | 0 | 0 | 0 | 0 | -95.1048 | -364.775 | -476.5708 | -377.0218 | 0.38397 | 0.38397 | 0.38397 | 0 | -36.5178 | -140.0637 | -182.9911 | 0
12 | 11 | 14 | 755.3863 | 753.2217 | 748.2584 | 857.7493 | 378.8299 | 100.3275 | 0 | 0 | 12.3256 | 25.9181 | 26.0966 | 23.3266 | 0 | 0 | 0 | 0 | 450.8724 | 964.4866 | 1165.7981 | 1204.2512 | 0 | 0 | 0 | 0 | -1.1419 | -12.6243 | -24 | -48 | 0 | 0 | 0 | 0 | -85.4997 | -324.8862 | -419.6363 | -321.8285 | 0.38397 | 0.38397 | 0.38397 | 0 | -32.8297 | -124.7475 | -161.1297 | 0
12 | 11 | 15 | 746.3058 | 745.174 | 741.3808 | 850.8042 | 378.8299 | 100.3275 | 0 | 0 | 13.5242 | 23.4604 | 27.382 | 23.3266 | 0 | 0 | 0 | 0 | 410.5503 | 831.2782 | 992.0655 | 1025.3263 | 0 | 0 | 0 | 0 | -0.4 | -6.9131 | -3.3911 | -41.3573 | 0 | 0 | 0 | 0 | -56.1986 | -202.979 | -274.6755 | -156.4914 | 0.38397 | 0.38397 | 0.38397 | 0 | -21.5788 | -77.9384 | -105.4684 | 0
12 | 11 | 16 | 743.8968 | 745.7122 | 745.2286 | 858.0932 | 378.8299 | 100.3275 | 0 | 0 | 21.4203 | 37.771 | 47.1599 | 54.485 | 0 | 0 | 0 | 0 | 335.978 | 607.3119 | 726.4104 | 753.5416 | 0 | 0 | 0 | 0 | -0.4 | -0.6243 | -0.29343 | 7.2205 | 0 | 0 | 0 | 0 | 8.0686 | 0.92618 | -28.0483 | 42.8461 | 0.37613 | 0.37654 | 0.3735 | 0.38586 | 3.0349 | 0.34874 | -10.476 | 16.5328
12 | 11 | 17 | 781.8068 | 785.5625 | 787.0633 | 907.8902 | 378.8299 | 100.3275 | 0 | 0 | 31.6908 | 56.0226 | 55.8482 | 64.7628 | 0 | 0 | 0 | 0 | 236.6072 | 289.0123 | 375.057 | 395.8866 | 141.5984 | 151.5027 | 151.5027 | 151.5027 | 0.35569 | 0.41626 | -1.6999 | 43.8231 | 0 | 0 | 0 | 0 | -7.2752 | 188.2812 | 206.3552 | 251.9149 | 0.36823 | 0.38625 | 0.38886 | 0.38905 | -2.679 | 72.7229 | 80.2432 | 98.0085
12 | 11 | 18 | 886.3164 | 895.7449 | 903.6552 | 1048.4751 | 378.8299 | 100.3275 | 0 | 0 | 33.7974 | 68.14 | 68.14 | 67.1915 | 0 | 0 | 0 | 0 | 218.3012 | 222.6326 | 296.9828 | 322.3728 | 141.5984 | 151.5027 | 151.5027 | 151.5027 | 0.74407 | -2.6181 | -2.336 | 27.3195 | 0 | 0 | 0 | 0 | 113.0454 | 355.7602 | 389.3657 | 480.0885 | 0.38392 | 0.39924 | 0.39333 | 0.38256 | 43.4006 | 142.0334 | 153.1487 | 183.6626
12 | 11 | 19 | 902.6127 | 915.0471 | 926.3299 | 1077.6167 | 378.8299 | 100.3275 | 0 | 0 | 35.1913 | 70.9126 | 70.9126 | 70.9126 | 0 | 0 | 0 | 0 | 208.8017 | 211.8711 | 269.6392 | 302.4044 | 141.5984 | 151.5027 | 151.5027 | 151.5027 | 0.26476 | 6.6005 | 10.7807 | 59.7428 | 0 | 0 | 0 | 0 | 137.9267 | 373.8328 | 423.4947 | 493.0543 | 0.38563 | 0.40066 | 0.39478 | 0.38374 | 53.1886 | 149.7808 | 167.1861 | 189.2069
12 | 11 | 20 | 891.7549 | 904.9021 | 917.0221 | 1067.6176 | 378.8299 | 100.3275 | 0 | 0 | 35.5528 | 70.5731 | 76.7875 | 81.3657 | 0 | 0 | 0 | 0 | 189.0301 | 187.9945 | 228.4893 | 264.4516 | 141.5984 | 151.5027 | 151.5027 | 151.5027 | -0.0091047 | 2.6253 | 6.4009 | 16 | 0 | 0 | 0 | 0 | 146.7528 | 391.879 | 453.8416 | 554.2976 | 0.38498 | 0.40006 | 0.39435 | 0.38314 | 56.4975 | 156.7754 | 178.9732 | 212.3763
12 | 11 | 21 | 862.7944 | 875.8127 | 887.9097 | 1034.1009 | 378.8299 | 100.3275 | 0 | 0 | 36.2045 | 74.6512 | 75.6835 | 86.4104 | 0 | 0 | 0 | 0 | 176.9241 | 170.3511 | 209.7971 | 247.6812 | 141.5984 | 151.5027 | 151.5027 | 151.5027 | 0 | 2.6167 | 6.4507 | 16 | 0 | 0 | 0 | 0 | 129.2376 | 376.3636 | 444.4756 | 532.5066 | 0.38362 | 0.39918 | 0.39347 | 0.3819 | 49.5783 | 150.2365 | 174.8857 | 203.3625
12 | 11 | 22 | 808.0721 | 820.5571 | 832.2412 | 969.6131 | 378.8299 | 100.3275 | 0 | 0 | 37.085 | 72.3997 | 82.2332 | 77.2631 | 0 | 0 | 0 | 0 | 158.8629 | 149.2678 | 186.6174 | 242 | 141.5984 | 151.5027 | 151.5027 | 151.5027 | 0.30315 | 0 | 6.4909 | 5.3259 | 0 | 0 | 0 | 0 | 91.3929 | 347.0594 | 405.397 | 493.5214 | 0.37803 | 0.39555 | 0.3898 | 0.38045 | 34.5494 | 137.2795 | 158.0255 | 187.762
12 | 11 | 23 | 735.6233 | 747.6167 | 758.9967 | 884.9769 | 378.8299 | 100.3275 | 0 | 0 | 37.294 | 82.3763 | 72.3117 | 76.0631 | 0 | 0 | 0 | 0 | 151.5901 | 140.8798 | 175.7361 | 260.8318 | 0 | 0 | 0 | 0 | 0.9446 | 3.3344 | 19.9423 | 0 | 0 | 0 | 0 | 0 | 166.9646 | 420.6988 | 491.0065 | 548.082 | 0.36992 | 0.3904 | 0.38503 | 0.37684 | 61.7627 | 164.242 | 189.0523 | 206.5416
12 | 11 | 24 | 661.3123 | 670.2482 | 678.3251 | 788.9578 | 378.8299 | 100.3275 | 0 | 0 | 27.7334 | 60.0273 | 63.3968 | 70.51 | 0 | 0 | 0 | 0 | 155.8158 | 145.5437 | 174.4632 | 276.6013 | 0 | 0 | 0 | 0 | 0.082842 | 0 | 6.5229 | 0 | 0 | 0 | 0 | 0 | 98.8502 | 364.3497 | 433.9422 | 441.8464 | 0.36541 | 0.38531 | 0.38012 | 0.36918 | 36.1209 | 140.3882 | 164.9517 | 163.1216
12 | 12 | 1 | 602.4152 | 608.0603 | 612.5774 | 710.0112 | 378.8299 | 100.3275 | 0 | 0 | 37.7319 | 68.867 | 76.4223 | 59.866 | 0 | 0 | 0 | 0 | 162.9831 | 151.2204 | 163.5349 | 280.1595 | 0 | 0 | 0 | 0 | 0.79751 | 13.0833 | 11.379 | 0.97208 | 0 | 0 | 0 | 0 | 22.0727 | 274.562 | 361.2413 | 369.0136 | 0.36727 | 0.38821 | 0.38242 | 0.37348 | 8.1067 | 106.5865 | 138.1474 | 137.8193
12 | 12 | 2 | 570.3325 | 573.1598 | 574.5886 | 663.5086 | 378.8299 | 100.3275 | 0 | 0 | 33.145 | 58.6 | 55.4489 | 55.7121 | 0 | 0 | 0 | 0 | 166.162 | 151.7033 | 159.3123 | 282.4604 | 0 | 0 | 0 | 0 | 0.37909 | 1.7879 | 2.5401 | 0 | 0 | 0 | 0 | 0 | -8.1836 | 260.7411 | 357.2874 | 325.336 | 0.36484 | 0.38864 | 0.38295 | 0.37206 | -2.9857 | 101.3333 | 136.8239 | 121.0432
12 | 12 | 3 | 552.0205 | 552.1334 | 550.5459 | 633.1389 | 378.8299 | 100.3275 | 0 | 0 | 27.6495 | 50.8331 | 49.0241 | 47.769 | 0 | 0 | 0 | 0 | 167.2356 | 152.1955 | 160.6269 | 285.2776 | 0 | 0 | 0 | 0 | -0.12944 | -0.29607 | -2.6482 | 8.8803 | 0 | 0 | 0 | 0 | -21.565 | 249.0734 | 343.5431 | 291.212 | 0.36527 | 0.38758 | 0.38231 | 0.37011 | -7.877 | 96.5363 | 131.3403 | 107.7804
12 | 12 | 4 | 547.8762 | 546.0203 | 542.2248 | 621.6171 | 378.8299 | 100.3275 | 0 | 0 | 20.3984 | 53.6879 | 39.326 | 43.4146 | 0 | 0 | 0 | 0 | 172.6258 | 156.6478 | 167.6652 | 294.246 | 0 | 0 | 0 | 0 | -0.10984 | -0.43153 | -2.4562 | -5.5565 | 0 | 0 | 0 | 0 | -23.8681 | 235.7886 | 337.6897 | 289.513 | 0.36475 | 0.38634 | 0.38116 | 0.36859 | -8.7059 | 91.0954 | 128.713 | 106.711
12 | 12 | 5 | 563.7669 | 560.4151 | 554.9083 | 634.7842 | 378.8299 | 100.3275 | 0 | 0 | 25.5275 | 61.3567 | 61.1368 | 60.1404 | 0 | 0 | 0 | 0 | 200.3278 | 181.6453 | 191.9548 | 319.2032 | 0 | 0 | 0 | 0 | -0.22472 | 9.9345 | 0 | 0 | 0 | 0 | 0 | 0 | -40.6937 | 207.1512 | 301.8168 | 255.4406 | 0.36472 | 0.38369 | 0.37873 | 0.36539 | -14.8418 | 79.4811 | 114.3073 | 93.3355
12 | 12 | 6 | 610.439 | 605.1794 | 597.3264 | 681.5319 | 378.8299 | 100.3275 | 0 | 0 | 33.0184 | 66.3628 | 69.6746 | 64.7628 | 0 | 0 | 0 | 0 | 268.706 | 244.2786 | 258.9607 | 384.0018 | 0 | 0 | 0 | 0 | -0.0017108 | 1.0594 | 15.165 | -12.8266 | 0 | 0 | 0 | 0 | -70.1136 | 193.1511 | 253.526 | 245.5939 | 0.36467 | 0.38225 | 0.37475 | 0.36382 | -25.5684 | 73.8313 | 95.0081 | 89.3525
12 | 12 | 7 | 691.9827 | 686.8029 | 678.9716 | 775.9847 | 378.8299 | 100.3275 | 0 | 0 | 33.5915 | 67.0984 | 67.3502 | 55.438 | 0 | 0 | 0 | 0 | 350.7499 | 321.7742 | 340.2208 | 460.6447 | 0 | 0 | 0 | 0 | 0.69228 | 10.5297 | 9.6737 | 33.9617 | 0 | 0 | 0 | 0 | -71.8808 | 187.073 | 261.7269 | 225.9403 | 0.36466 | 0.38514 | 0.37677 | 0.36382 | -26.2122 | 72.0501 | 98.6109 | 82.2021
12 | 12 | 8 | 754.5019 | 749.8709 | 742.5609 | 849.9054 | 378.8299 | 100.3275 | 0 | 0 | 28.2056 | 49.7657 | 49.6669 | 38.5659 | 0 | 0 | 0 | 0 | 449.1978 | 538.457 | 573.3252 | 694.6493 | 0 | 0 | 0 | 0 | -0.22327 | -2.7667 | -3.674 | -15.8623 | 0 | 0 | 0 | 0 | -101.5081 | 64.0874 | 123.2427 | 132.5526 | 0.36774 | 0.38205 | 0.37719 | 0.38148 | -37.3288 | 24.4843 | 46.4863 | 50.5664
12 | 12 | 9 | 772.61 | 768.4243 | 761.4702 | 871.8495 | 378.8299 | 100.3275 | 0 | 0 | 17.1464 | 40.9015 | 36.7849 | 33.859 | 0 | 0 | 0 | 0 | 543.7835 | 789.9558 | 862.1487 | 993.7294 | 0 | 0 | 0 | 0 | -0.10714 | -2.3333 | -1.0898 | 14.6288 | 0 | 0 | 0 | 0 | -167.0428 | -160.427 | -136.3735 | -170.3678 | 0.37162 | 0.36395 | 0.36521 | 0.3937 | -62.0757 | -58.3879 | -49.8048 | -67.0733
12 | 12 | 10 | 787.8555 | 783.6189 | 776.5422 | 889.0834 | 378.8299 | 100.3275 | 0 | 0 | 14.5211 | 33.7666 | 26.2897 | 33.7239 | 0 | 0 | 0 | 0 | 583.1999 | 923.0586 | 1031.6832 | 1171.1787 | 0 | 0 | 0 | 0 | -0.4 | -3.7063 | -20.8323 | -56.7384 | 0 | 0 | 0 | 0 | -188.2954 | -269.8274 | -260.5985 | -259.0808 | 0.37666 | 0.38397 | 0.38397 | 0 | -70.9242 | -103.6064 | -100.0632 | 0
12 | 12 | 11 | 788.0091 | 783.8476 | 776.8014 | 889.3119 | 378.8299 | 100.3275 | 0 | 0 | 13.6518 | 27.6745 | 25.9911 | 31.4205 | 0 | 0 | 0 | 0 | 544.3811 | 883.6248 | 1001.1644 | 1142.82 | 0 | 0 | 0 | 0 | -0.4 | -12.8904 | -24 | -48 | 0 | 0 | 0 | 0 | -148.4537 | -214.8888 | -226.354 | -236.9286 | 0.38397 | 0.38397 | 0.38397 | 0 | -57.0025 | -82.5115 | -86.9142 | 0
12 | 12 | 12 | 781.4332 | 777.3536 | 770.3212 | 881.6779 | 378.8299 | 100.3275 | 0 | 0 | 12.3596 | 25.6121 | 23.804 | 28.7805 | 0 | 0 | 0 | 0 | 511.4721 | 884.3411 | 1015.9924 | 1159.9478 | 0 | 0 | 0 | 0 | -0.94971 | -12.6243 | -24 | -48 | 0 | 0 | 0 | 0 | -120.2787 | -220.3028 | -245.4752 | -259.0504 | 0.38397 | 0.38397 | 0.38397 | 0 | -46.184 | -84.5903 | -94.2563 | 0
12 | 12 | 13 | 768.8052 | 766.0603 | 760.4893 | 871.4742 | 378.8299 | 100.3275 | 0 | 0 | 12.343 | 25.6185 | 25.5251 | 23.3266 | 0 | 0 | 0 | 0 | 492.7691 | 872.8387 | 1012.245 | 1156.3999 | 0 | 0 | 0 | 0 | -1.3294 | -12.6243 | -24 | -49.9804 | 0 | 0 | 0 | 0 | -113.8073 | -220.1001 | -253.2808 | -258.2719 | 0.38397 | 0.38397 | 0.38397 | 0 | -43.6991 | -84.5125 | -97.2534 | 0
12 | 12 | 14 | 754.3786 | 752.1893 | 747.197 | 856.4921 | 378.8299 | 100.3275 | 0 | 0 | 12.3256 | 25.9181 | 26.0966 | 23.3266 | 0 | 0 | 0 | 0 | 496.8612 | 937.7507 | 1099.4974 | 1245.5948 | 0 | 0 | 0 | 0 | -1.1419 | -12.6243 | -24 | -48 | 0 | 0 | 0 | 0 | -132.4962 | -299.1826 | -354.397 | -364.4293 | 0.38397 | 0.38397 | 0.38397 | 0 | -50.8752 | -114.878 | -136.0795 | 0
12 | 12 | 15 | 745.8197 | 744.6793 | 740.8763 | 850.21 | 378.8299 | 100.3275 | 0 | 0 | 13.5242 | 23.4604 | 27.382 | 23.3266 | 0 | 0 | 0 | 0 | 455.9693 | 832.8329 | 988.5383 | 1130.4004 | 0 | 0 | 0 | 0 | -0.4 | -6.9131 | -3.3911 | -41.3573 | 0 | 0 | 0 | 0 | -102.1038 | -205.0284 | -271.6529 | -262.1596 | 0.38397 | 0.38397 | 0.38397 | 0 | -39.2053 | -78.7253 | -104.3078 | 0
12 | 12 | 16 | 743.8675 | 745.6878 | 745.2102 | 858.0772 | 378.8299 | 100.3275 | 0 | 0 | 21.4203 | 37.771 | 47.1599 | 54.485 | 0 | 0 | 0 | 0 | 361.0197 | 571.7253 | 691.5172 | 823.3376 | 0 | 0 | 0 | 0 | -0.4 | -0.6243 | -0.29343 | 7.2205 | 0 | 0 | 0 | 0 | -17.0024 | 36.4883 | 6.8265 | -26.9659 | 0.37613 | 0.37654 | 0.3735 | 0.38586 | -6.3951 | 13.7393 | 2.5497 | -10.4052
12 | 12 | 17 | 779.9213 | 783.6291 | 785.0733 | 905.5312 | 378.8299 | 100.3275 | 0 | 0 | 31.6908 | 56.0226 | 55.8482 | 64.7628 | 0 | 0 | 0 | 0 | 279.227 | 296.5341 | 375.7783 | 492.7876 | 141.5984 | 151.5027 | 151.5027 | 151.5027 | 0.35569 | 0.41626 | -1.6999 | 43.8231 | 0 | 0 | 0 | 0 | -51.7804 | 178.826 | 203.6441 | 152.6549 | 0.36823 | 0.38625 | 0.38886 | 0.38905 | -19.0673 | 69.0709 | 79.1889 | 59.391
12 | 12 | 18 | 885.5904 | 895.0023 | 902.8931 | 1047.5735 | 378.8299 | 100.3275 | 0 | 0 | 33.7974 | 68.14 | 68.14 | 67.1915 | 0 | 0 | 0 | 0 | 254.6174 | 233.8886 | 301.2852 | 410.2456 | 141.5984 | 151.5027 | 151.5027 | 151.5027 | 0.74407 | -2.6181 | -2.336 | 27.3195 | 0 | 0 | 0 | 0 | 76.0032 | 343.7616 | 384.3012 | 391.3142 | 0.38392 | 0.39924 | 0.39333 | 0.38256 | 29.1793 | 137.2431 | 151.1567 | 149.7011
12 | 12 | 19 | 893.271 | 905.4525 | 916.4364 | 1065.8728 | 378.8299 | 100.3275 | 0 | 0 | 35.1913 | 70.9126 | 70.9126 | 70.9126 | 0 | 0 | 0 | 0 | 228.3147 | 212.4766 | 279.1421 | 387.3266 | 141.5984 | 151.5027 | 151.5027 | 151.5027 | 0.26476 | 6.6005 | 10.7807 | 59.7428 | 0 | 0 | 0 | 0 | 109.0719 | 363.6327 | 404.0983 | 396.3881 | 0.38563 | 0.40066 | 0.39478 | 0.38374 | 42.0613 | 145.694 | 159.5288 | 152.1118
12 | 12 | 20 | 883.165 | 896.0744 | 907.9129 | 1056.7991 | 378.8299 | 100.3275 | 0 | 0 | 35.5528 | 70.5731 | 76.7875 | 81.3657 | 0 | 0 | 0 | 0 | 214.2706 | 200.4813 | 268.1132 | 377.7342 | 141.5984 | 151.5027 | 151.5027 | 151.5027 | -0.0091047 | 2.6253 | 6.4009 | 16 | 0 | 0 | 0 | 0 | 112.9224 | 370.5644 | 405.1085 | 430.1966 | 0.38498 | 0.40006 | 0.39435 | 0.38314 | 43.4734 | 148.2482 | 159.7552 | 164.8276
12 | 12 | 21 | 857.1286 | 869.9916 | 881.9048 | 1026.971 | 378.8299 | 100.3275 | 0 | 0 | 36.2045 | 74.6512 | 75.6835 | 86.4104 | 0 | 0 | 0 | 0 | 216.5577 | 203.25 | 273.2087 | 384.8688 | 141.5984 | 151.5027 | 151.5027 | 151.5027 | 0 | 2.6167 | 6.4507 | 16 | 0 | 0 | 0 | 0 | 83.9382 | 337.6436 | 375.0592 | 388.1891 | 0.38362 | 0.39918 | 0.39347 | 0.3819 | 32.2004 | 134.7802 | 147.5728 | 148.2482
12 | 12 | 22 | 805.1031 | 817.5123 | 829.1073 | 965.8978 | 378.8299 | 100.3275 | 0 | 0 | 37.085 | 72.3997 | 82.2332 | 77.2631 | 0 | 0 | 0 | 0 | 219.9933 | 205.902 | 274.249 | 386.9099 | 141.5984 | 151.5027 | 151.5027 | 151.5027 | 0.30315 | 0 | 6.4909 | 5.3259 | 0 | 0 | 0 | 0 | 27.2934 | 287.3804 | 314.6314 | 344.8962 | 0.37803 | 0.39555 | 0.3898 | 0.38045 | 10.3178 | 113.6735 | 122.6447 | 131.217
12 | 12 | 23 | 733.3236 | 745.2622 | 756.5777 | 882.1131 | 378.8299 | 100.3275 | 0 | 0 | 37.294 | 82.3763 | 72.3117 | 76.0631 | 0 | 0 | 0 | 0 | 213.9762 | 198.4768 | 265.7978 | 371.3697 | 0 | 0 | 0 | 0 | 0.9446 | 3.3344 | 19.9423 | 0 | 0 | 0 | 0 | 0 | 102.2789 | 360.7472 | 398.5258 | 434.6804 | 0.36992 | 0.3904 | 0.38503 | 0.37684 | 37.8345 | 140.8367 | 153.4444 | 163.8069
12 | 12 | 24 | 659.6136 | 668.5069 | 676.5336 | 786.8348 | 378.8299 | 100.3275 | 0 | 0 | 27.7334 | 60.0273 | 63.3968 | 70.51 | 0 | 0 | 0 | 0 | 216.4959 | 197.7153 | 265.4565 | 360.5134 | 0 | 0 | 0 | 0 | 0.082842 | 0 | 6.5229 | 0 | 0 | 0 | 0 | 0 | 36.4715 | 310.4368 | 341.1574 | 355.8113 | 0.36541 | 0.38531 | 0.38012 | 0.36918 | 13.327 | 119.6149 | 129.682 | 131.359
12 | 13 | 1 | 601.2568 | 606.8734 | 611.357 | 708.5653 | 378.8299 | 100.3275 | 0 | 0 | 37.7319 | 68.867 | 76.4223 | 59.866 | 0 | 0 | 0 | 0 | 224.8896 | 203.9209 | 267.641 | 361.5424 | 0 | 0 | 0 | 0 | 0.79751 | 13.0833 | 11.379 | 0.97208 | 0 | 0 | 0 | 0 | -40.9921 | 220.6747 | 255.9146 | 286.1848 | 0.36727 | 0.38821 | 0.38242 | 0.37348 | -15.0554 | 85.6671 | 97.8679 | 106.8844
12 | 13 | 2 | 570.1621 | 572.9884 | 574.4162 | 663.3075 | 378.8299 | 100.3275 | 0 | 0 | 33.145 | 58.6 | 55.4489 | 55.7121 | 0 | 0 | 0 | 0 | 216.9105 | 196.3771 | 259.3834 | 357.001 | 0 | 0 | 0 | 0 | 0.37909 | 1.7879 | 2.5401 | 0 | 0 | 0 | 0 | 0 | -59.1025 | 215.8958 | 257.0438 | 250.5944 | 0.36484 | 0.38864 | 0.38295 | 0.37206 | -21.5629 | 83.9048 | 98.4354 | 93.2351
12 | 13 | 3 | 554.4862 | 554.6706 | 553.1679 | 636.2562 | 378.8299 | 100.3275 | 0 | 0 | 27.6495 | 50.8331 | 49.0241 | 47.769 | 0 | 0 | 0 | 0 | 207.5891 | 188.4595 | 250.3534 | 357.2823 | 0 | 0 | 0 | 0 | -0.12944 | -0.29607 | -2.6482 | 8.8803 | 0 | 0 | 0 | 0 | -59.4529 | 215.3466 | 256.4387 | 222.3247 | 0.36527 | 0.38758 | 0.38231 | 0.37011 | -21.7162 | 83.4644 | 98.0393 | 82.2845
12 | 13 | 4 | 548.4381 | 546.6015 | 542.829 | 622.3385 | 378.8299 | 100.3275 | 0 | 0 | 20.3984 | 53.6879 | 39.326 | 43.4146 | 0 | 0 | 0 | 0 | 193.8023 | 176.3055 | 235.1665 | 343.0573 | 0 | 0 | 0 | 0 | -0.10984 | -0.43153 | -2.4562 | -5.5565 | 0 | 0 | 0 | 0 | -44.4827 | 216.7121 | 270.7927 | 241.4231 | 0.36475 | 0.38634 | 0.38116 | 0.36859 | -16.2252 | 83.7253 | 103.2147 | 88.9856
12 | 13 | 5 | 565.0126 | 561.6979 | 556.2349 | 636.3622 | 378.8299 | 100.3275 | 0 | 0 | 25.5275 | 61.3567 | 61.1368 | 60.1404 | 0 | 0 | 0 | 0 | 188.1832 | 171.1987 | 231.0879 | 325.4114 | 0 | 0 | 0 | 0 | -0.22472 | 9.9345 | 0 | 0 | 0 | 0 | 0 | 0 | -27.3033 | 218.8805 | 264.0103 | 250.8104 | 0.36472 | 0.38369 | 0.37873 | 0.36539 | -9.958 | 83.9815 | 99.9889 | 91.6436
12 | 13 | 6 | 613.1218 | 607.9406 | 600.1806 | 684.9259 | 378.8299 | 100.3275 | 0 | 0 | 33.0184 | 66.3628 | 69.6746 | 64.7628 | 0 | 0 | 0 | 0 | 190.4149 | 172.9762 | 238.1584 | 315.8333 | 0 | 0 | 0 | 0 | -0.0017108 | 1.0594 | 15.165 | -12.8266 | 0 | 0 | 0 | 0 | 10.8603 | 267.2147 | 277.1826 | 317.1563 | 0.36467 | 0.38225 | 0.37475 | 0.36382 | 3.9604 | 102.1418 | 103.8733 | 115.3886
12 | 13 | 7 | 696.9658 | 691.9308 | 684.2715 | 782.2861 | 378.8299 | 100.3275 | 0 | 0 | 33.5915 | 67.0984 | 67.3502 | 55.438 | 0 | 0 | 0 | 0 | 196.1298 | 178.9713 | 239.1085 | 301.6216 | 0 | 0 | 0 | 0 | 0.69228 | 10.5297 | 9.6737 | 33.9617 | 0 | 0 | 0 | 0 | 87.7223 | 335.004 | 368.1391 | 391.2648 | 0.36466 | 0.38514 | 0.37677 | 0.36382 | 31.989 | 129.0248 | 138.7038 | 142.3509
12 | 13 | 8 | 755.5857 | 750.99 | 743.722 | 851.2898 | 378.8299 | 100.3275 | 0 | 0 | 28.2056 | 49.7657 | 49.6669 | 38.5659 | 0 | 0 | 0 | 0 | 226.961 | 303.2875 | 372.2934 | 427.7654 | 0 | 0 | 0 | 0 | -0.22327 | -2.7667 | -3.674 | -15.8623 | 0 | 0 | 0 | 0 | 121.8125 | 300.3759 | 325.4357 | 400.8209 | 0.36774 | 0.38205 | 0.37719 | 0.38148 | 44.7956 | 114.7574 | 122.7521 | 152.9059
12 | 13 | 9 | 775.7101 | 771.6137 | 764.7655 | 875.7666 | 378.8299 | 100.3275 | 0 | 0 | 17.1464 | 40.9015 | 36.7849 | 33.859 | 0 | 0 | 0 | 0 | 305.516 | 556.2888 | 675.611 | 722.3784 | 0 | 0 | 0 | 0 | -0.10714 | -2.3333 | -1.0898 | 14.6288 | 0 | 0 | 0 | 0 | 74.3249 | 76.4293 | 53.4594 | 104.9003 | 0.37162 | 0.36395 | 0.36521 | 0.3937 | 27.6203 | 27.8167 | 19.5239 | 41.299
12 | 13 | 10 | 792.065 | 787.9476 | 781.0122 | 894.3949 | 378.8299 | 100.3275 | 0 | 0 | 14.5211 | 33.7666 | 26.2897 | 33.7239 | 0 | 0 | 0 | 0 | 345.2967 | 713.6611 | 852.5573 | 889.4644 | 0 | 0 | 0 | 0 | -0.4 | -3.7063 | -20.8323 | -56.7384 | 0 | 0 | 0 | 0 | 53.8173 | -56.1012 | -77.0026 | 27.945 | 0.37666 | 0.38397 | 0.38397 | 0 | 20.2711 | -21.5413 | -29.567 | 0
12 | 13 | 11 | 797.2259 | 793.3182 | 786.5722 | 900.9145 | 378.8299 | 100.3275 | 0 | 0 | 13.6518 | 27.6745 | 25.9911 | 31.4205 | 0 | 0 | 0 | 0 | 346.1383 | 770.1003 | 916.0423 | 947.9178 | 0 | 0 | 0 | 0 | -0.4 | -12.8904 | -24 | -48 | 0 | 0 | 0 | 0 | 59.0059 | -91.8938 | -131.4612 | -30.4237 | 0.38397 | 0.38397 | 0.38397 | 0 | 22.6568 | -35.2847 | -50.4778 | 0
12 | 13 | 12 | 785.2023 | 781.223 | 774.3093 | 886.4103 | 378.8299 | 100.3275 | 0 | 0 | 12.3596 | 25.6121 | 23.804 | 28.7805 | 0 | 0 | 0 | 0 | 325.4241 | 755.0631 | 910.092 | 940.3913 | 0 | 0 | 0 | 0 | -0.94971 | -12.6243 | -24 | -48 | 0 | 0 | 0 | 0 | 69.5384 | -87.1554 | -135.5867 | -34.7616 | 0.38397 | 0.38397 | 0.38397 | 0 | 26.701 | -33.4653 | -52.0619 | 0
12 | 13 | 13 | 772.1581 | 769.5032 | 764.0386 | 875.6867 | 378.8299 | 100.3275 | 0 | 0 | 12.343 | 25.6185 | 25.5251 | 23.3266 | 0 | 0 | 0 | 0 | 303.3436 | 756.4979 | 919.2384 | 947.6148 | 0 | 0 | 0 | 0 | -1.3294 | -12.6243 | -24 | -49.9804 | 0 | 0 | 0 | 0 | 78.971 | -100.3164 | -156.7248 | -45.2743 | 0.38397 | 0.38397 | 0.38397 | 0 | 30.3229 | -38.5188 | -60.1784 | 0
12 | 13 | 14 | 759.1202 | 757.063 | 752.2269 | 862.4666 | 378.8299 | 100.3275 | 0 | 0 | 12.3256 | 25.9181 | 26.0966 | 23.3266 | 0 | 0 | 0 | 0 | 289.2952 | 748.501 | 911.7988 | 940.4843 | 0 | 0 | 0 | 0 | -1.1419 | -12.6243 | -24 | -48 | 0 | 0 | 0 | 0 | 79.8114 | -105.0593 | -161.6684 | -53.3442 | 0.38397 | 0.38397 | 0.38397 | 0 | 30.6456 | -40.3399 | -62.0766 | 0
12 | 13 | 15 | 742.9269 | 741.7018 | 737.7983 | 846.5497 | 378.8299 | 100.3275 | 0 | 0 | 13.5242 | 23.4604 | 27.382 | 23.3266 | 0 | 0 | 0 | 0 | 277.6387 | 659.311 | 805.4211 | 832.5833 | 0 | 0 | 0 | 0 | -0.4 | -6.9131 | -3.3911 | -41.3573 | 0 | 0 | 0 | 0 | 73.334 | -34.4839 | -91.6137 | 31.9971 | 0.38397 | 0.38397 | 0.38397 | 0 | 28.1584 | -13.2409 | -35.1774 | 0
12 | 13 | 16 | 742.336 | 744.1104 | 743.5783 | 856.1356 | 378.8299 | 100.3275 | 0 | 0 | 21.4203 | 37.771 | 47.1599 | 54.485 | 0 | 0 | 0 | 0 | 244.6992 | 501.7517 | 617.2782 | 641.2334 | 0 | 0 | 0 | 0 | -0.4 | -0.6243 | -0.29343 | 7.2205 | 0 | 0 | 0 | 0 | 97.7866 | 104.8844 | 79.4336 | 153.1965 | 0.37613 | 0.37654 | 0.3735 | 0.38586 | 36.7807 | 39.4932 | 29.6684 | 59.1131
12 | 13 | 17 | 778.7506 | 782.4224 | 783.8238 | 904.0435 | 378.8299 | 100.3275 | 0 | 0 | 31.6908 | 56.0226 | 55.8482 | 64.7628 | 0 | 0 | 0 | 0 | 174.3645 | 250.3604 | 339.086 | 355.1797 | 141.5984 | 151.5027 | 151.5027 | 151.5027 | 0.35569 | 0.41626 | -1.6999 | 43.8231 | 0 | 0 | 0 | 0 | 51.9114 | 223.793 | 239.0868 | 288.7752 | 0.36823 | 0.38625 | 0.38886 | 0.38905 | 19.1156 | 86.4392 | 92.9712 | 112.3491
12 | 13 | 18 | 882.3931 | 891.7119 | 899.4924 | 1043.53 | 378.8299 | 100.3275 | 0 | 0 | 33.7974 | 68.14 | 68.14 | 67.1915 | 0 | 0 | 0 | 0 | 171.7235 | 211.3749 | 298.0822 | 309.5929 | 141.5984 | 151.5027 | 151.5027 | 151.5027 | 0.74407 | -2.6181 | -2.336 | 27.3195 | 0 | 0 | 0 | 0 | 155.6998 | 362.9849 | 384.1035 | 487.9233 | 0.38392 | 0.39924 | 0.39333 | 0.38256 | 59.7766 | 144.9178 | 151.079 | 186.6599
12 | 13 | 19 | 897.8068 | 910.109 | 921.2354 | 1071.5672 | 378.8299 | 100.3275 | 0 | 0 | 35.1913 | 70.9126 | 70.9126 | 70.9126 | 0 | 0 | 0 | 0 | 184.1128 | 222.8553 | 308.8435 | 314.9672 | 141.5984 | 151.5027 | 151.5027 | 151.5027 | 0.26476 | 6.6005 | 10.7807 | 59.7428 | 0 | 0 | 0 | 0 | 157.8097 | 357.9104 | 379.196 | 474.4419 | 0.38563 | 0.40066 | 0.39478 | 0.38374 | 60.8561 | 143.4013 | 149.698 | 182.0645
12 | 13 | 20 | 885.6815 | 898.6612 | 910.583 | 1059.9708 | 378.8299 | 100.3275 | 0 | 0 | 35.5528 | 70.5731 | 76.7875 | 81.3657 | 0 | 0 | 0 | 0 | 184.2917 | 223.2953 | 308.5405 | 311.0917 | 141.5984 | 151.5027 | 151.5027 | 151.5027 | -0.0091047 | 2.6253 | 6.4009 | 16 | 0 | 0 | 0 | 0 | 145.4179 | 350.3372 | 367.3513 | 500.0108 | 0.38498 | 0.40006 | 0.39435 | 0.38314 | 55.9836 | 140.1561 | 144.8656 | 191.5766
12 | 13 | 21 | 861.8162 | 874.8102 | 886.8786 | 1032.8793 | 378.8299 | 100.3275 | 0 | 0 | 36.2045 | 74.6512 | 75.6835 | 86.4104 | 0 | 0 | 0 | 0 | 186.004 | 222.4982 | 305.3395 | 305.7138 | 141.5984 | 151.5027 | 151.5027 | 151.5027 | 0 | 2.6167 | 6.4507 | 16 | 0 | 0 | 0 | 0 | 119.1794 | 323.214 | 347.9021 | 473.2523 | 0.38362 | 0.39918 | 0.39347 | 0.3819 | 45.7197 | 129.0203 | 136.8874 | 180.7335
12 | 13 | 22 | 809.054 | 821.5726 | 833.2969 | 970.8736 | 378.8299 | 100.3275 | 0 | 0 | 37.085 | 72.3997 | 82.2332 | 77.2631 | 0 | 0 | 0 | 0 | 186.4471 | 212.5742 | 288.6782 | 288.8301 | 141.5984 | 151.5027 | 151.5027 | 151.5027 | 0.30315 | 0 | 6.4909 | 5.3259 | 0 | 0 | 0 | 0 | 64.7905 | 284.7685 | 304.3919 | 447.9517 | 0.37803 | 0.39555 | 0.3898 | 0.38045 | 24.4929 | 112.6403 | 118.6533 | 170.4248
12 | 13 | 23 | 737.1841 | 749.2302 | 760.6731 | 886.9776 | 378.8299 | 100.3275 | 0 | 0 | 37.294 | 82.3763 | 72.3117 | 76.0631 | 0 | 0 | 0 | 0 | 189.2838 | 203.2511 | 283.2263 | 284.6614 | 0 | 0 | 0 | 0 | 0.9446 | 3.3344 | 19.9423 | 0 | 0 | 0 | 0 | 0 | 130.8318 | 359.941 | 385.1927 | 526.2531 | 0.36992 | 0.3904 | 0.38503 | 0.37684 | 48.3967 | 140.522 | 148.3108 | 198.3156
12 | 13 | 24 | 662.2653 | 671.2333 | 679.3485 | 790.1792 | 378.8299 | 100.3275 | 0 | 0 | 27.7334 | 60.0273 | 63.3968 | 70.51 | 0 | 0 | 0 | 0 | 181.019 | 187.4086 | 266.4346 | 267.553 | 0 | 0 | 0 | 0 | 0.082842 | 0 | 6.5229 | 0 | 0 | 0 | 0 | 0 | 74.6001 | 323.4699 | 342.9942 | 452.1162 | 0.36541 | 0.38531 | 0.38012 | 0.36918 | 27.2596 | 124.6367 | 130.3802 | 166.913
12 | 14 | 1 | 603.7472 | 609.4377 | 614.0093 | 711.7205 | 378.8299 | 100.3275 | 0 | 0 | 37.7319 | 68.867 | 76.4223 | 59.866 | 0 | 0 | 0 | 0 | 174.9904 | 175.446 | 246.9994 | 251.1505 | 0 | 0 | 0 | 0 | 0.79751 | 13.0833 | 11.379 | 0.97208 | 0 | 0 | 0 | 0 | 11.3974 | 251.7139 | 279.2086 | 399.732 | 0.36727 | 0.38821 | 0.38242 | 0.37348 | 4.186 | 97.7167 | 106.7761 | 149.292
12 | 14 | 2 | 573.9127 | 576.8476 | 578.4042 | 668.0488 | 378.8299 | 100.3275 | 0 | 0 | 33.145 | 58.6 | 55.4489 | 55.7121 | 0 | 0 | 0 | 0 | 162.2841 | 158.4821 | 224.1002 | 231.994 | 0 | 0 | 0 | 0 | 0.37909 | 1.7879 | 2.5401 | 0 | 0 | 0 | 0 | 0 | -0.72547 | 257.65 | 296.3151 | 380.3427 | 0.36484 | 0.38864 | 0.38295 | 0.37206 | -0.26468 | 100.132 | 113.4744 | 141.5087
12 | 14 | 3 | 558.9797 | 559.2947 | 557.9471 | 641.9385 | 378.8299 | 100.3275 | 0 | 0 | 27.6495 | 50.8331 | 49.0241 | 47.769 | 0 | 0 | 0 | 0 | 150.7253 | 143.7811 | 204.3756 | 217.8057 | 0 | 0 | 0 | 0 | -0.12944 | -0.29607 | -2.6482 | 8.8803 | 0 | 0 | 0 | 0 | 1.9044 | 264.6491 | 307.1956 | 367.4836 | 0.36527 | 0.38758 | 0.38231 | 0.37011 | 0.69563 | 102.5731 | 117.4443 | 136.0092
12 | 14 | 4 | 554.7807 | 553.1272 | 549.572 | 630.3546 | 378.8299 | 100.3275 | 0 | 0 | 20.3984 | 53.6879 | 39.326 | 43.4146 | 0 | 0 | 0 | 0 | 141.022 | 131.1432 | 190.4883 | 207.5182 | 0 | 0 | 0 | 0 | -0.10984 | -0.43153 | -2.4562 | -5.5565 | 0 | 0 | 0 | 0 | 14.6402 | 268.4002 | 322.2139 | 384.9783 | 0.36475 | 0.38634 | 0.38116 | 0.36859 | 5.3401 | 103.6946 | 122.8143 | 141.8983
12 | 14 | 5 | 572.8545 | 569.7634 | 564.5656 | 646.2628 | 378.8299 | 100.3275 | 0 | 0 | 25.5275 | 61.3567 | 61.1368 | 60.1404 | 0 | 0 | 0 | 0 | 140.7171 | 128.7434 | 186.604 | 207.1165 | 0 | 0 | 0 | 0 | -0.22472 | 9.9345 | 0 | 0 | 0 | 0 | 0 | 0 | 28.0047 | 269.4013 | 316.8248 | 379.0058 | 0.36472 | 0.38369 | 0.37873 | 0.36539 | 10.2139 | 103.3657 | 119.9913 | 138.485
12 | 14 | 6 | 620.412 | 615.4419 | 607.9324 | 694.1418 | 378.8299 | 100.3275 | 0 | 0 | 33.0184 | 66.3628 | 69.6746 | 64.7628 | 0 | 0 | 0 | 0 | 144.9422 | 133.3291 | 187.717 | 211.2804 | 0 | 0 | 0 | 0 | -0.0017108 | 1.0594 | 15.165 | -12.8266 | 0 | 0 | 0 | 0 | 63.6231 | 314.3631 | 335.3757 | 430.9252 | 0.36467 | 0.38225 | 0.37475 | 0.36382 | 23.2015 | 120.1641 | 125.6811 | 156.7802
12 | 14 | 7 | 702.6243 | 697.7569 | 690.2963 | 789.4525 | 378.8299 | 100.3275 | 0 | 0 | 33.5915 | 67.0984 | 67.3502 | 55.438 | 0 | 0 | 0 | 0 | 148.3354 | 139.324 | 192.6262 | 216.7185 | 0 | 0 | 0 | 0 | 0.69228 | 10.5297 | 9.6737 | 33.9617 | 0 | 0 | 0 | 0 | 141.1753 | 380.4772 | 420.6463 | 483.3344 | 0.36466 | 0.38514 | 0.37677 | 0.36382 | 51.4813 | 146.5386 | 158.487 | 175.8478
12 | 14 | 8 | 763.5247 | 759.1573 | 752.16 | 861.3198 | 378.8299 | 100.3275 | 0 | 0 | 28.2056 | 49.7657 | 49.6669 | 38.5659 | 0 | 0 | 0 | 0 | 197.9308 | 320.5001 | 389.3429 | 415.9879 | 0 | 0 | 0 | 0 | -0.22327 | -2.7667 | -3.674 | -15.8623 | 0 | 0 | 0 | 0 | 158.7817 | 291.3307 | 316.8242 | 422.6283 | 0.36774 | 0.38205 | 0.37719 | 0.38148 | 58.3907 | 111.3017 | 119.5039 | 161.2251
12 | 14 | 9 | 787.9513 | 784.2048 | 777.7712 | 891.2239 | 378.8299 | 100.3275 | 0 | 0 | 17.1464 | 40.9015 | 36.7849 | 33.859 | 0 | 0 | 0 | 0 | 281.939 | 582.4464 | 691.777 | 724.5851 | 0 | 0 | 0 | 0 | -0.10714 | -2.3333 | -1.0898 | 14.6288 | 0 | 0 | 0 | 0 | 110.1431 | 62.8628 | 50.2991 | 118.1509 | 0.37162 | 0.36395 | 0.36521 | 0.3937 | 40.9309 | 22.8791 | 18.3697 | 46.5157
12 | 14 | 10 | 805.0009 | 801.2455 | 794.7386 | 910.7008 | 378.8299 | 100.3275 | 0 | 0 | 14.5211 | 33.7666 | 26.2897 | 33.7239 | 0 | 0 | 0 | 0 | 327.9945 | 728.5804 | 863.4422 | 907.0316 | 0 | 0 | 0 | 0 | -0.4 | -3.7063 | -20.8323 | -56.7384 | 0 | 0 | 0 | 0 | 84.0553 | -57.7227 | -74.161 | 26.6838 | 0.37666 | 0.38397 | 0.38397 | 0 | 31.6607 | -22.164 | -28.4759 | 0
12 | 14 | 11 | 808.4863 | 804.8958 | 798.5256 | 915.1165 | 378.8299 | 100.3275 | 0 | 0 | 13.6518 | 27.6745 | 25.9911 | 31.4205 | 0 | 0 | 0 | 0 | 343.8926 | 802.3832 | 952.0978 | 999.781 | 0 | 0 | 0 | 0 | -0.4 | -12.8904 | -24 | -48 | 0 | 0 | 0 | 0 | 72.512 | -112.5991 | -155.5633 | -68.085 | 0.38397 | 0.38397 | 0.38397 | 0 | 27.8428 | -43.235 | -59.7324 | 0
12 | 14 | 12 | 792.6127 | 788.8474 | 782.1874 | 895.7756 | 378.8299 | 100.3275 | 0 | 0 | 12.3596 | 25.6121 | 23.804 | 28.7805 | 0 | 0 | 0 | 0 | 342.5545 | 831.6549 | 993.1257 | 1046.74 | 0 | 0 | 0 | 0 | -0.94971 | -12.6243 | -24 | -48 | 0 | 0 | 0 | 0 | 59.8183 | -156.1228 | -210.7423 | -131.7449 | 0.38397 | 0.38397 | 0.38397 | 0 | 22.9687 | -59.9469 | -80.9197 | 0
12 | 14 | 13 | 778.9562 | 776.4972 | 771.265 | 884.2769 | 378.8299 | 100.3275 | 0 | 0 | 12.343 | 25.6185 | 25.5251 | 23.3266 | 0 | 0 | 0 | 0 | 330.7307 | 821.7983 | 988.7219 | 1046.4692 | 0 | 0 | 0 | 0 | -1.3294 | -12.6243 | -24 | -49.9804 | 0 | 0 | 0 | 0 | 58.3821 | -158.6227 | -218.982 | -135.5385 | 0.38397 | 0.38397 | 0.38397 | 0 | 22.4172 | -60.9068 | -84.0835 | 0
12 | 14 | 14 | 763.9035 | 761.9829 | 757.309 | 868.5066 | 378.8299 | 100.3275 | 0 | 0 | 12.3256 | 25.9181 | 26.0966 | 23.3266 | 0 | 0 | 0 | 0 | 313.1899 | 773.4585 | 928.5569 | 987.3935 | 0 | 0 | 0 | 0 | -1.1419 | -12.6243 | -24 | -48 | 0 | 0 | 0 | 0 | 60.7 | -125.0968 | -173.3444 | -94.2135 | 0.38397 | 0.38397 | 0.38397 | 0 | 23.3073 | -48.0338 | -66.5599 | 0
12 | 14 | 15 | 751.717 | 750.7324 | 747.1134 | 857.6097 | 378.8299 | 100.3275 | 0 | 0 | 13.5242 | 23.4604 | 27.382 | 23.3266 | 0 | 0 | 0 | 0 | 291.6589 | 692.8848 | 833.8943 | 888.4439 | 0 | 0 | 0 | 0 | -0.4 | -6.9131 | -3.3911 | -41.3573 | 0 | 0 | 0 | 0 | 68.104 | -59.0271 | -110.7718 | -12.8035 | 0.38397 | 0.38397 | 0.38397 | 0 | 26.1502 | -22.6648 | -42.5336 | 0
12 | 14 | 16 | 747.4648 | 749.3778 | 749.0096 | 862.5826 | 378.8299 | 100.3275 | 0 | 0 | 21.4203 | 37.771 | 47.1599 | 54.485 | 0 | 0 | 0 | 0 | 234.6432 | 481.3222 | 595.8761 | 641.927 | 0 | 0 | 0 | 0 | -0.4 | -0.6243 | -0.29343 | 7.2205 | 0 | 0 | 0 | 0 | 112.9715 | 130.5815 | 106.2671 | 158.95 | 0.37613 | 0.37654 | 0.3735 | 0.38586 | 42.4923 | 49.1691 | 39.6907 | 61.3332
12 | 14 | 17 | 783.646 | 787.4492 | 789.0059 | 910.1938 | 378.8299 | 100.3275 | 0 | 0 | 31.6908 | 56.0226 | 55.8482 | 64.7628 | 0 | 0 | 0 | 0 | 144.676 | 180.1643 | 270.2218 | 315.4082 | 141.5984 | 151.5027 | 151.5027 | 151.5027 | 0.35569 | 0.41626 | -1.6999 | 43.8231 | 0 | 0 | 0 | 0 | 86.4952 | 299.0159 | 313.1331 | 334.6969 | 0.36823 | 0.38625 | 0.38886 | 0.38905 | 31.8505 | 115.4938 | 121.7648 | 130.2151
12 | 14 | 18 | 882.1588 | 891.4577 | 899.2136 | 1043.1851 | 378.8299 | 100.3275 | 0 | 0 | 33.7974 | 68.14 | 68.14 | 67.1915 | 0 | 0 | 0 | 0 | 159.9305 | 144.3929 | 235.6432 | 289.1547 | 141.5984 | 151.5027 | 151.5027 | 151.5027 | 0.74407 | -2.6181 | -2.336 | 27.3195 | 0 | 0 | 0 | 0 | 167.2586 | 429.7127 | 446.2636 | 508.0166 | 0.38392 | 0.39924 | 0.39333 | 0.38256 | 64.2143 | 171.5581 | 175.5284 | 194.3468
12 | 14 | 19 | 889.0128 | 901.0493 | 911.8599 | 1060.4097 | 378.8299 | 100.3275 | 0 | 0 | 35.1913 | 70.9126 | 70.9126 | 70.9126 | 0 | 0 | 0 | 0 | 156.2343 | 140.9534 | 224.8026 | 278.3613 | 141.5984 | 151.5027 | 151.5027 | 151.5027 | 0.26476 | 6.6005 | 10.7807 | 59.7428 | 0 | 0 | 0 | 0 | 176.8942 | 430.7526 | 453.8614 | 499.8903 | 0.38563 | 0.40066 | 0.39478 | 0.38374 | 68.2156 | 172.5865 | 179.1742 | 191.8302
12 | 14 | 20 | 870.85 | 883.377 | 894.7604 | 1041.1363 | 378.8299 | 100.3275 | 0 | 0 | 35.5528 | 70.5731 | 76.7875 | 81.3657 | 0 | 0 | 0 | 0 | 137.3703 | 124.0096 | 197.0621 | 252.4065 | 141.5984 | 151.5027 | 151.5027 | 151.5027 | -0.0091047 | 2.6253 | 6.4009 | 16 | 0 | 0 | 0 | 0 | 177.5077 | 434.3388 | 463.0072 | 539.8614 | 0.38498 | 0.40006 | 0.39435 | 0.38314 | 68.3377 | 173.7618 | 182.5877 | 206.8451
12 | 14 | 21 | 850.1263 | 862.7541 | 874.3865 | 1017.9995 | 378.8299 | 100.3275 | 0 | 0 | 36.2045 | 74.6512 | 75.6835 | 86.4104 | 0 | 0 | 0 | 0 | 116.9175 | 105.3804 | 170.4733 | 237.1461 | 141.5984 | 151.5027 | 151.5027 | 151.5027 | 0 | 2.6167 | 6.4507 | 16 | 0 | 0 | 0 | 0 | 176.576 | 428.2757 | 470.2762 | 526.9402 | 0.38362 | 0.39918 | 0.39347 | 0.3819 | 67.7382 | 170.9587 | 185.0374 | 201.2368
12 | 14 | 22 | 806.0262 | 818.4376 | 830.0336 | 966.9739 | 378.8299 | 100.3275 | 0 | 0 | 37.085 | 72.3997 | 82.2332 | 77.2631 | 0 | 0 | 0 | 0 | 98.5436 | 88.8234 | 157.3589 | 240.4356 | 141.5984 | 151.5027 | 151.5027 | 151.5027 | 0.30315 | 0 | 6.4909 | 5.3259 | 0 | 0 | 0 | 0 | 149.6662 | 405.3842 | 432.4479 | 492.4466 | 0.37803 | 0.39555 | 0.3898 | 0.38045 | 56.5786 | 160.35 | 168.5701 | 187.353
12 | 14 | 23 | 742.4832 | 754.6762 | 766.2927 | 893.6517 | 378.8299 | 100.3275 | 0 | 0 | 37.294 | 82.3763 | 72.3117 | 76.0631 | 0 | 0 | 0 | 0 | 87.4524 | 78.6427 | 155.6412 | 250.8954 | 0 | 0 | 0 | 0 | 0.9446 | 3.3344 | 19.9423 | 0 | 0 | 0 | 0 | 0 | 237.9623 | 489.9952 | 518.3975 | 566.6932 | 0.36992 | 0.3904 | 0.38503 | 0.37684 | 88.0258 | 191.2955 | 199.5986 | 213.5552
12 | 14 | 24 | 670.4613 | 679.6658 | 688.0616 | 800.537 | 378.8299 | 100.3275 | 0 | 0 | 27.7334 | 60.0273 | 63.3968 | 70.51 | 0 | 0 | 0 | 0 | 75.1466 | 67.2274 | 150.7312 | 251.5748 | 0 | 0 | 0 | 0 | 0.082842 | 0 | 6.5229 | 0 | 0 | 0 | 0 | 0 | 188.6685 | 452.0836 | 467.4107 | 478.4521 | 0.36541 | 0.38531 | 0.38012 | 0.36918 | 68.9413 | 174.1931 | 177.6739 | 176.6357
12 | 15 | 1 | 616.4365 | 622.4826 | 627.4751 | 727.7173 | 378.8299 | 100.3275 | 0 | 0 | 37.7319 | 68.867 | 76.4223 | 59.866 | 0 | 0 | 0 | 0 | 73.8357 | 65.4965 | 152.5134 | 260.8817 | 0 | 0 | 0 | 0 | 0.79751 | 13.0833 | 11.379 | 0.97208 | 0 | 0 | 0 | 0 | 125.2416 | 374.7083 | 387.1604 | 405.9975 | 0.36727 | 0.38821 | 0.38242 | 0.37348 | 45.998 | 145.4638 | 148.0595 | 151.6321
12 | 15 | 2 | 583.7941 | 587.0036 | 588.8855 | 680.4979 | 378.8299 | 100.3275 | 0 | 0 | 33.145 | 58.6 | 55.4489 | 55.7121 | 0 | 0 | 0 | 0 | 69.881 | 61.7738 | 141.6398 | 258.4625 | 0 | 0 | 0 | 0 | 0.37909 | 1.7879 | 2.5401 | 0 | 0 | 0 | 0 | 0 | 101.559 | 364.5144 | 389.2567 | 366.3232 | 0.36484 | 0.38864 | 0.38295 | 0.37206 | 37.0527 | 141.6634 | 149.0666 | 136.2927
12 | 15 | 3 | 561.6147 | 561.9967 | 560.7279 | 645.2349 | 378.8299 | 100.3275 | 0 | 0 | 27.6495 | 50.8331 | 49.0241 | 47.769 | 0 | 0 | 0 | 0 | 64.9749 | 56.9173 | 122.1246 | 246.5008 | 0 | 0 | 0 | 0 | -0.12944 | -0.29607 | -2.6482 | 8.8803 | 0 | 0 | 0 | 0 | 90.2899 | 354.2149 | 392.2273 | 342.0848 | 0.36527 | 0.38758 | 0.38231 | 0.37011 | 32.98 | 137.2872 | 149.9529 | 126.6089
12 | 15 | 4 | 551.6277 | 549.8727 | 546.1964 | 626.3308 | 378.8299 | 100.3275 | 0 | 0 | 20.3984 | 53.6879 | 39.326 | 43.4146 | 0 | 0 | 0 | 0 | 68.8125 | 60.0888 | 111.9265 | 242.4076 | 0 | 0 | 0 | 0 | -0.10984 | -0.43153 | -2.4562 | -5.5565 | 0 | 0 | 0 | 0 | 83.6968 | 336.2001 | 397.3999 | 346.0651 | 0.36475 | 0.38634 | 0.38116 | 0.36859 | 30.5286 | 129.8887 | 151.472 | 127.5554
12 | 15 | 5 | 558.7188 | 555.2132 | 549.5235 | 628.3746 | 378.8299 | 100.3275 | 0 | 0 | 25.5275 | 61.3567 | 61.1368 | 60.1404 | 0 | 0 | 0 | 0 | 72.0787 | 62.7942 | 110.892 | 243.6493 | 0 | 0 | 0 | 0 | -0.22472 | 9.9345 | 0 | 0 | 0 | 0 | 0 | 0 | 82.5074 | 320.8003 | 377.4948 | 324.5849 | 0.36472 | 0.38369 | 0.37873 | 0.36539 | 30.0921 | 123.0868 | 142.9689 | 118.6001
12 | 15 | 6 | 584.2535 | 578.2232 | 569.4551 | 648.384 | 378.8299 | 100.3275 | 0 | 0 | 33.0184 | 66.3628 | 69.6746 | 64.7628 | 0 | 0 | 0 | 0 | 92.9469 | 81.6998 | 135.9094 | 271.2566 | 0 | 0 | 0 | 0 | -0.0017108 | 1.0594 | 15.165 | -12.8266 | 0 | 0 | 0 | 0 | 79.46 | 328.7737 | 348.7061 | 325.1911 | 0.36467 | 0.38225 | 0.37475 | 0.36382 | 28.9767 | 125.6725 | 130.6766 | 118.3118
12 | 15 | 7 | 625.5975 | 618.4818 | 608.3535 | 692.0155 | 378.8299 | 100.3275 | 0 | 0 | 33.5915 | 67.0984 | 67.3502 | 55.438 | 0 | 0 | 0 | 0 | 127.5136 | 114.9983 | 183.1848 | 321.2744 | 0 | 0 | 0 | 0 | 0.69228 | 10.5297 | 9.6737 | 33.9617 | 0 | 0 | 0 | 0 | 84.9702 | 325.5279 | 348.1449 | 281.3414 | 0.36466 | 0.38514 | 0.37677 | 0.36382 | 30.9854 | 125.3752 | 131.1706 | 102.3583
12 | 15 | 8 | 664.6665 | 657.4231 | 647.0137 | 736.3013 | 378.8299 | 100.3275 | 0 | 0 | 28.2056 | 49.7657 | 49.6669 | 38.5659 | 0 | 0 | 0 | 0 | 192.3054 | 303.7944 | 382.5529 | 524.8874 | 0 | 0 | 0 | 0 | -0.22327 | -2.7667 | -3.674 | -15.8623 | 0 | 0 | 0 | 0 | 65.5488 | 206.3022 | 218.4678 | 188.7104 | 0.36774 | 0.38205 | 0.37719 | 0.38148 | 24.1051 | 78.8169 | 82.4045 | 71.9896
12 | 15 | 9 | 707.8575 | 701.7834 | 692.5884 | 789.9445 | 378.8299 | 100.3275 | 0 | 0 | 17.1464 | 40.9015 | 36.7849 | 33.859 | 0 | 0 | 0 | 0 | 309.0747 | 575.9937 | 674.139 | 828.0212 | 0 | 0 | 0 | 0 | -0.10714 | -2.3333 | -1.0898 | 14.6288 | 0 | 0 | 0 | 0 | 2.9136 | -13.1059 | -17.2457 | -86.5645 | 0.37162 | 0.36395 | 0.36521 | 0.3937 | 1.0827 | -4.7699 | -6.2983 | -34.0802
12 | 15 | 10 | 740.5898 | 734.9671 | 726.2452 | 829.2693 | 378.8299 | 100.3275 | 0 | 0 | 14.5211 | 33.7666 | 26.2897 | 33.7239 | 0 | 0 | 0 | 0 | 382.0915 | 741.7553 | 853.1155 | 1015.705 | 0 | 0 | 0 | 0 | -0.4 | -3.7063 | -20.8323 | -56.7384 | 0 | 0 | 0 | 0 | -34.4528 | -137.176 | -132.3277 | -163.4212 | 0.37666 | 0.38397 | 0.38397 | 0 | -12.9771 | -52.6719 | -50.8105 | 0
12 | 15 | 11 | 744.4422 | 738.9964 | 730.4253 | 834.1536 | 378.8299 | 100.3275 | 0 | 0 | 13.6518 | 27.6745 | 25.9911 | 31.4205 | 0 | 0 | 0 | 0 | 416.176 | 813.468 | 927.5832 | 1095.3392 | 0 | 0 | 0 | 0 | -0.4 | -12.8904 | -24 | -48 | 0 | 0 | 0 | 0 | -63.8155 | -189.5833 | -199.149 | -244.6061 | 0.38397 | 0.38397 | 0.38397 | 0 | -24.5035 | -72.7949 | -76.4682 | 0
12 | 15 | 12 | 737.7558 | 732.3873 | 723.8248 | 826.3753 | 378.8299 | 100.3275 | 0 | 0 | 12.3596 | 25.6121 | 23.804 | 28.7805 | 0 | 0 | 0 | 0 | 432.9464 | 846.245 | 959.7842 | 1129.4358 | 0 | 0 | 0 | 0 | -0.94971 | -12.6243 | -24 | -48 | 0 | 0 | 0 | 0 | -85.4305 | -227.173 | -235.7635 | -283.841 | 0.38397 | 0.38397 | 0.38397 | 0 | -32.8032 | -87.2283 | -90.5272 | 0
12 | 15 | 13 | 726.3491 | 722.3477 | 715.2848 | 817.7046 | 378.8299 | 100.3275 | 0 | 0 | 12.343 | 25.6185 | 25.5251 | 23.3266 | 0 | 0 | 0 | 0 | 458.5002 | 884.7944 | 1005.9388 | 1174.7793 | 0 | 0 | 0 | 0 | -1.3294 | -12.6243 | -24 | -49.9804 | 0 | 0 | 0 | 0 | -121.9946 | -275.7684 | -292.1791 | -330.4209 | 0.38397 | 0.38397 | 0.38397 | 0 | -46.8429 | -105.8876 | -112.1894 | 0
12 | 15 | 14 | 706.9046 | 703.3154 | 696.6612 | 796.3862 | 378.8299 | 100.3275 | 0 | 0 | 12.3256 | 25.9181 | 26.0966 | 23.3266 | 0 | 0 | 0 | 0 | 474.1662 | 880.1392 | 1002.405 | 1167.2046 | 0 | 0 | 0 | 0 | -1.1419 | -12.6243 | -24 | -48 | 0 | 0 | 0 | 0 | -157.2752 | -290.445 | -307.8403 | -346.145 | 0.38397 | 0.38397 | 0.38397 | 0 | -60.3897 | -111.523 | -118.2029 | 0
12 | 15 | 15 | 696.1196 | 693.5139 | 687.9712 | 787.2862 | 378.8299 | 100.3275 | 0 | 0 | 13.5242 | 23.4604 | 27.382 | 23.3266 | 0 | 0 | 0 | 0 | 462.0478 | 811.9182 | 919.7072 | 1076.887 | 0 | 0 | 0 | 0 | -0.4 | -6.9131 | -3.3911 | -41.3573 | 0 | 0 | 0 | 0 | -157.8824 | -235.2792 | -255.7269 | -271.5701 | 0.38397 | 0.38397 | 0.38397 | 0 | -60.6229 | -90.3408 | -98.1926 | 0
12 | 15 | 16 | 696.4052 | 696.8268 | 694.6888 | 797.9893 | 378.8299 | 100.3275 | 0 | 0 | 21.4203 | 37.771 | 47.1599 | 54.485 | 0 | 0 | 0 | 0 | 357.7918 | 566.7425 | 662.8163 | 804.4633 | 0 | 0 | 0 | 0 | -0.4 | -0.6243 | -0.29343 | 7.2205 | 0 | 0 | 0 | 0 | -61.2368 | -7.3899 | -14.994 | -68.1796 | 0.37613 | 0.37654 | 0.3735 | 0.38586 | -23.0332 | -2.7826 | -5.6002 | -26.3081
12 | 15 | 17 | 733.109 | 735.4403 | 735.2506 | 846.2773 | 378.8299 | 100.3275 | 0 | 0 | 31.6908 | 56.0226 | 55.8482 | 64.7628 | 0 | 0 | 0 | 0 | 299.9861 | 314.2501 | 385.353 | 511.444 | 141.5984 | 151.5027 | 151.5027 | 151.5027 | 0.35569 | 0.41626 | -1.6999 | 43.8231 | 0 | 0 | 0 | 0 | -119.3518 | 112.9212 | 144.2466 | 74.7447 | 0.36823 | 0.38625 | 0.38886 | 0.38905 | -43.9494 | 43.6154 | 56.0917 | 29.0797
12 | 15 | 18 | 838.8351 | 846.8707 | 853.1277 | 988.3862 | 378.8299 | 100.3275 | 0 | 0 | 33.7974 | 68.14 | 68.14 | 67.1915 | 0 | 0 | 0 | 0 | 325.3436 | 293.439 | 363.5313 | 485.3733 | 141.5984 | 151.5027 | 151.5027 | 151.5027 | 0.74407 | -2.6181 | -2.336 | 27.3195 | 0 | 0 | 0 | 0 | -41.4782 | 236.0796 | 272.2896 | 256.9991 | 0.38392 | 0.39924 | 0.39333 | 0.38256 | -15.9244 | 94.2522 | 107.0994 | 98.3176
12 | 15 | 19 | 851.4065 | 862.3396 | 871.8405 | 1012.8173 | 378.8299 | 100.3275 | 0 | 0 | 35.1913 | 70.9126 | 70.9126 | 70.9126 | 0 | 0 | 0 | 0 | 326.573 | 295.3038 | 368.7807 | 488.5631 | 141.5984 | 151.5027 | 151.5027 | 151.5027 | 0.26476 | 6.6005 | 10.7807 | 59.7428 | 0 | 0 | 0 | 0 | -31.0508 | 237.6926 | 269.8639 | 242.0961 | 0.38563 | 0.40066 | 0.39478 | 0.38374 | -11.9741 | 95.2345 | 106.5361 | 92.9031
12 | 15 | 20 | 839.3722 | 850.9703 | 861.2508 | 1001.28 | 378.8299 | 100.3275 | 0 | 0 | 35.5528 | 70.5731 | 76.7875 | 81.3657 | 0 | 0 | 0 | 0 | 330.8722 | 298.9396 | 368.9002 | 487.4582 | 141.5984 | 151.5027 | 151.5027 | 151.5027 | -0.0091047 | 2.6253 | 6.4009 | 16 | 0 | 0 | 0 | 0 | -47.472 | 227.002 | 257.6595 | 264.9535 | 0.38498 | 0.40006 | 0.39435 | 0.38314 | -18.276 | 90.8146 | 101.6085 | 101.5156
12 | 15 | 21 | 820.4931 | 832.2527 | 842.8548 | 980.5022 | 378.8299 | 100.3275 | 0 | 0 | 36.2045 | 74.6512 | 75.6835 | 86.4104 | 0 | 0 | 0 | 0 | 297.3829 | 268.0676 | 336.6163 | 454.644 | 141.5984 | 151.5027 | 151.5027 | 151.5027 | 0 | 2.6167 | 6.4507 | 16 | 0 | 0 | 0 | 0 | -33.5225 | 235.0871 | 272.6015 | 271.9451 | 0.38362 | 0.39918 | 0.39347 | 0.3819 | -12.8599 | 93.8419 | 107.2592 | 103.8549
12 | 15 | 22 | 780.802 | 792.4676 | 803.1782 | 935.0308 | 378.8299 | 100.3275 | 0 | 0 | 37.085 | 72.3997 | 82.2332 | 77.2631 | 0 | 0 | 0 | 0 | 269.1049 | 242.5991 | 311.4495 | 428.8966 | 141.5984 | 151.5027 | 151.5027 | 151.5027 | 0.30315 | 0 | 6.4909 | 5.3259 | 0 | 0 | 0 | 0 | -46.1194 | 225.6386 | 251.5019 | 272.0424 | 0.37803 | 0.39555 | 0.3898 | 0.38045 | -17.4346 | 89.2515 | 98.0365 | 103.4995
12 | 15 | 23 | 725.6986 | 737.3936 | 748.419 | 872.3901 | 378.8299 | 100.3275 | 0 | 0 | 37.294 | 82.3763 | 72.3117 | 76.0631 | 0 | 0 | 0 | 0 | 248.6885 | 224.4822 | 292.8929 | 409.3491 | 0 | 0 | 0 | 0 | 0.9446 | 3.3344 | 19.9423 | 0 | 0 | 0 | 0 | 0 | 59.9415 | 326.8733 | 363.272 | 386.978 | 0.36992 | 0.3904 | 0.38503 | 0.37684 | 22.1733 | 127.6122 | 139.8707 | 145.8305
12 | 15 | 24 | 666.4698 | 675.5402 | 683.7758 | 795.4227 | 378.8299 | 100.3275 | 0 | 0 | 27.7334 | 60.0273 | 63.3968 | 70.51 | 0 | 0 | 0 | 0 | 249.3585 | 225.8385 | 295.8667 | 413.4202 | 0 | 0 | 0 | 0 | 0.082842 | 0 | 6.5229 | 0 | 0 | 0 | 0 | 0 | 10.4651 | 289.3469 | 317.9894 | 311.4925 | 0.36541 | 0.38531 | 0.38012 | 0.36918 | 3.8241 | 111.4887 | 120.8753 | 114.9973
12 | 16 | 1 | 615.2865 | 621.2835 | 626.2169 | 726.2053 | 378.8299 | 100.3275 | 0 | 0 | 37.7319 | 68.867 | 76.4223 | 59.866 | 0 | 0 | 0 | 0 | 244.8826 | 222.2222 | 290.3014 | 409.2761 | 0 | 0 | 0 | 0 | 0.79751 | 13.0833 | 11.379 | 0.97208 | 0 | 0 | 0 | 0 | -46.9554 | 216.7835 | 248.1141 | 256.0911 | 0.36727 | 0.38821 | 0.38242 | 0.37348 | -17.2455 | 84.1565 | 94.8848 | 95.645
12 | 16 | 2 | 581.3052 | 584.4283 | 586.2067 | 677.2984 | 378.8299 | 100.3275 | 0 | 0 | 33.145 | 58.6 | 55.4489 | 55.7121 | 0 | 0 | 0 | 0 | 210.559 | 190.7888 | 259.2741 | 380.3785 | 0 | 0 | 0 | 0 | 0.37909 | 1.7879 | 2.5401 | 0 | 0 | 0 | 0 | 0 | -41.6078 | 232.924 | 268.9436 | 241.2079 | 0.36484 | 0.38864 | 0.38295 | 0.37206 | -15.1801 | 90.5226 | 102.9925 | 89.7428
12 | 16 | 3 | 561.6619 | 562.0287 | 560.7408 | 645.2332 | 378.8299 | 100.3275 | 0 | 0 | 27.6495 | 50.8331 | 49.0241 | 47.769 | 0 | 0 | 0 | 0 | 187.034 | 169.0814 | 243.2124 | 368.4316 | 0 | 0 | 0 | 0 | -0.12944 | -0.29607 | -2.6482 | 8.8803 | 0 | 0 | 0 | 0 | -31.722 | 242.0827 | 271.1524 | 220.1523 | 0.36527 | 0.38758 | 0.38231 | 0.37011 | -11.587 | 93.8268 | 103.6646 | 81.4805
12 | 16 | 4 | 549.5567 | 547.7283 | 543.9642 | 623.6634 | 378.8299 | 100.3275 | 0 | 0 | 20.3984 | 53.6879 | 39.326 | 43.4146 | 0 | 0 | 0 | 0 | 186.0746 | 168.2559 | 246.3481 | 375.0224 | 0 | 0 | 0 | 0 | -0.10984 | -0.43153 | -2.4562 | -5.5565 | 0 | 0 | 0 | 0 | -35.6364 | 225.8886 | 260.7462 | 210.7829 | 0.36475 | 0.38634 | 0.38116 | 0.36859 | -12.9985 | 87.2706 | 99.3854 | 77.692
12 | 16 | 5 | 553.4829 | 549.8118 | 543.925 | 621.7045 | 378.8299 | 100.3275 | 0 | 0 | 25.5275 | 61.3567 | 61.1368 | 60.1404 | 0 | 0 | 0 | 0 | 181.4819 | 163.929 | 241.4629 | 371.3867 | 0 | 0 | 0 | 0 | -0.22472 | 9.9345 | 0 | 0 | 0 | 0 | 0 | 0 | -32.1317 | 214.2642 | 241.3254 | 190.1774 | 0.36472 | 0.38369 | 0.37873 | 0.36539 | -11.7191 | 82.2103 | 91.3974 | 69.4889
12 | 16 | 6 | 575.215 | 568.9094 | 559.814 | 636.9081 | 378.8299 | 100.3275 | 0 | 0 | 33.0184 | 66.3628 | 69.6746 | 64.7628 | 0 | 0 | 0 | 0 | 181.6285 | 163.9197 | 242.1825 | 372.9441 | 0 | 0 | 0 | 0 | -0.0017108 | 1.0594 | 15.165 | -12.8266 | 0 | 0 | 0 | 0 | -18.2601 | 237.24 | 232.7919 | 212.0277 | 0.36467 | 0.38225 | 0.37475 | 0.36382 | -6.6589 | 90.6841 | 87.2381 | 77.1404
12 | 16 | 7 | 609.3827 | 601.7864 | 591.0873 | 671.4769 | 378.8299 | 100.3275 | 0 | 0 | 33.5915 | 67.0984 | 67.3502 | 55.438 | 0 | 0 | 0 | 0 | 186.6647 | 169.7706 | 252.8493 | 382.7502 | 0 | 0 | 0 | 0 | 0.69228 | 10.5297 | 9.6737 | 33.9617 | 0 | 0 | 0 | 0 | 9.6044 | 254.0601 | 261.2142 | 199.3269 | 0.36466 | 0.38514 | 0.37677 | 0.36382 | 3.5023 | 97.8498 | 98.4177 | 72.5196
12 | 16 | 8 | 645.7958 | 637.9931 | 626.9195 | 712.3989 | 378.8299 | 100.3275 | 0 | 0 | 28.2056 | 49.7657 | 49.6669 | 38.5659 | 0 | 0 | 0 | 0 | 231.3213 | 337.2588 | 436.7632 | 567.2668 | 0 | 0 | 0 | 0 | -0.22327 | -2.7667 | -3.674 | -15.8623 | 0 | 0 | 0 | 0 | 7.6622 | 153.4077 | 144.1633 | 122.4285 | 0.36774 | 0.38205 | 0.37719 | 0.38148 | 2.8177 | 58.6088 | 54.3774 | 46.7043
12 | 16 | 9 | 682.245 | 675.4186 | 665.3307 | 757.528 | 378.8299 | 100.3275 | 0 | 0 | 17.1464 | 40.9015 | 36.7849 | 33.859 | 0 | 0 | 0 | 0 | 306.6386 | 571.798 | 700.3635 | 840.0801 | 0 | 0 | 0 | 0 | -0.10714 | -2.3333 | -1.0898 | 14.6288 | 0 | 0 | 0 | 0 | -20.2628 | -35.275 | -70.7278 | -131.0399 | 0.37162 | 0.36395 | 0.36521 | 0.3937 | -7.53 | -12.8385 | -25.8305 | -51.59
12 | 16 | 10 | 706.5114 | 699.8986 | 690.0021 | 786.1777 | 378.8299 | 100.3275 | 0 | 0 | 14.5211 | 33.7666 | 26.2897 | 33.7239 | 0 | 0 | 0 | 0 | 345.9928 | 699.1528 | 844.5655 | 991.9917 | 0 | 0 | 0 | 0 | -0.4 | -3.7063 | -20.8323 | -56.7384 | 0 | 0 | 0 | 0 | -32.4324 | -129.642 | -160.0208 | -182.7995 | 0.37666 | 0.38397 | 0.38397 | 0 | -12.2162 | -49.779 | -61.4439 | 0
12 | 16 | 11 | 713.6499 | 707.312 | 697.6827 | 795.2267 | 378.8299 | 100.3275 | 0 | 0 | 13.6518 | 27.6745 | 25.9911 | 31.4205 | 0 | 0 | 0 | 0 | 363.0198 | 763.1485 | 908.0617 | 1059.5151 | 0 | 0 | 0 | 0 | -0.4 | -12.8904 | -24 | -48 | 0 | 0 | 0 | 0 | -41.4516 | -170.9482 | -212.3701 | -247.7089 | 0.38397 | 0.38397 | 0.38397 | 0 | -15.9164 | -65.6395 | -81.5447 | 0
12 | 16 | 12 | 711.9217 | 705.8045 | 696.3539 | 793.7155 | 378.8299 | 100.3275 | 0 | 0 | 12.3596 | 25.6121 | 23.804 | 28.7805 | 0 | 0 | 0 | 0 | 357.8312 | 780.4528 | 930.0223 | 1083.6818 | 0 | 0 | 0 | 0 | -0.94971 | -12.6243 | -24 | -48 | 0 | 0 | 0 | 0 | -36.1494 | -187.9636 | -233.4724 | -270.7468 | 0.38397 | 0.38397 | 0.38397 | 0 | -13.8804 | -72.1729 | -89.6475 | 0
12 | 16 | 13 | 708.4935 | 703.9753 | 696.2994 | 795.1338 | 378.8299 | 100.3275 | 0 | 0 | 12.343 | 25.6185 | 25.5251 | 23.3266 | 0 | 0 | 0 | 0 | 320.2054 | 727.677 | 872.1105 | 1025.642 | 0 | 0 | 0 | 0 | -1.3294 | -12.6243 | -24 | -49.9804 | 0 | 0 | 0 | 0 | -1.5554 | -137.0234 | -177.3362 | -203.8545 | 0.38397 | 0.38397 | 0.38397 | 0 | -0.59723 | -52.6133 | -68.0926 | 0
12 | 16 | 14 | 695.2357 | 691.309 | 684.2544 | 781.6365 | 378.8299 | 100.3275 | 0 | 0 | 12.3256 | 25.9181 | 26.0966 | 23.3266 | 0 | 0 | 0 | 0 | 282.407 | 667.4479 | 828.7242 | 976.533 | 0 | 0 | 0 | 0 | -1.1419 | -12.6243 | -24 | -48 | 0 | 0 | 0 | 0 | 22.8152 | -89.7602 | -146.5663 | -170.2231 | 0.38397 | 0.38397 | 0.38397 | 0 | 8.7604 | -34.4655 | -56.2778 | 0
12 | 16 | 15 | 684.3231 | 681.3828 | 675.4438 | 772.4001 | 378.8299 | 100.3275 | 0 | 0 | 13.5242 | 23.4604 | 27.382 | 23.3266 | 0 | 0 | 0 | 0 | 263.9458 | 578.8539 | 747.4356 | 885.2725 | 0 | 0 | 0 | 0 | -0.4 | -6.9131 | -3.3911 | -41.3573 | 0 | 0 | 0 | 0 | 28.4231 | -14.3458 | -95.9827 | -94.8417 | 0.38397 | 0.38397 | 0.38397 | 0 | 10.9138 | -5.5084 | -36.8549 | 0
12 | 16 | 16 | 683.3344 | 683.3893 | 680.8169 | 781.5095 | 378.8299 | 100.3275 | 0 | 0 | 21.4203 | 37.771 | 47.1599 | 54.485 | 0 | 0 | 0 | 0 | 236.6522 | 463.3095 | 645.2432 | 766.9696 | 0 | 0 | 0 | 0 | -0.4 | -0.6243 | -0.29343 | 7.2205 | 0 | 0 | 0 | 0 | 46.832 | 82.6056 | -11.2928 | -47.1658 | 0.37613 | 0.37654 | 0.3735 | 0.38586 | 17.6151 | 31.1043 | -4.2178 | -18.1996
12 | 16 | 17 | 729.5341 | 731.7695 | 731.4664 | 841.7861 | 378.8299 | 100.3275 | 0 | 0 | 31.6908 | 56.0226 | 55.8482 | 64.7628 | 0 | 0 | 0 | 0 | 182.4189 | 233.99 | 417.035 | 525.5629 | 141.5984 | 151.5027 | 151.5027 | 151.5027 | 0.35569 | 0.41626 | -1.6999 | 43.8231 | 0 | 0 | 0 | 0 | -5.3595 | 189.5104 | 108.7804 | 56.1345 | 0.36823 | 0.38625 | 0.38886 | 0.38905 | -1.9735 | 73.1977 | 42.3003 | 21.8393
12 | 16 | 18 | 843.6441 | 851.8243 | 858.253 | 994.485 | 378.8299 | 100.3275 | 0 | 0 | 33.7974 | 68.14 | 68.14 | 67.1915 | 0 | 0 | 0 | 0 | 180.2658 | 191.5005 | 390.0586 | 494.7068 | 141.5984 | 151.5027 | 151.5027 | 151.5027 | 0.74407 | -2.6181 | -2.336 | 27.3195 | 0 | 0 | 0 | 0 | 108.4085 | 342.9717 | 250.8877 | 253.7644 | 0.38392 | 0.39924 | 0.39333 | 0.38256 | 41.6205 | 136.9277 | 98.6814 | 97.0801
12 | 16 | 19 | 865.4906 | 876.8367 | 886.8277 | 1030.6402 | 378.8299 | 100.3275 | 0 | 0 | 35.1913 | 70.9126 | 70.9126 | 70.9126 | 0 | 0 | 0 | 0 | 148.4308 | 164.7152 | 362.2199 | 459.2571 | 141.5984 | 151.5027 | 151.5027 | 151.5027 | 0.26476 | 6.6005 | 10.7807 | 59.7428 | 0 | 0 | 0 | 0 | 161.1755 | 382.7782 | 291.4118 | 289.225 | 0.38563 | 0.40066 | 0.39478 | 0.38374 | 62.154 | 153.3649 | 115.0428 | 110.9885
12 | 16 | 20 | 856.3747 | 868.4768 | 879.356 | 1022.8166 | 378.8299 | 100.3275 | 0 | 0 | 35.5528 | 70.5731 | 76.7875 | 81.3657 | 0 | 0 | 0 | 0 | 117.8136 | 132.6217 | 331.2975 | 419.0789 | 141.5984 | 151.5027 | 151.5027 | 151.5027 | -0.0091047 | 2.6253 | 6.4009 | 16 | 0 | 0 | 0 | 0 | 182.5892 | 410.8265 | 313.3673 | 354.8693 | 0.38498 | 0.40006 | 0.39435 | 0.38314 | 70.294 | 164.3555 | 123.5769 | 135.9664
12 | 16 | 21 | 837.122 | 849.3688 | 860.5489 | 1001.5438 | 378.8299 | 100.3275 | 0 | 0 | 36.2045 | 74.6512 | 75.6835 | 86.4104 | 0 | 0 | 0 | 0 | 104.1826 | 116.6956 | 314.1113 | 396.4109 | 141.5984 | 151.5027 | 151.5027 | 151.5027 | 0 | 2.6167 | 6.4507 | 16 | 0 | 0 | 0 | 0 | 176.3067 | 403.5752 | 312.8006 | 351.2198 | 0.38362 | 0.39918 | 0.39347 | 0.3819 | 67.6349 | 161.0988 | 123.0762 | 134.1297
12 | 16 | 22 | 785.9956 | 797.8159 | 808.7101 | 941.6118 | 378.8299 | 100.3275 | 0 | 0 | 37.085 | 72.3997 | 82.2332 | 77.2631 | 0 | 0 | 0 | 0 | 115.187 | 120.4508 | 313.4512 | 395.9945 | 141.5984 | 151.5027 | 151.5027 | 151.5027 | 0.30315 | 0 | 6.4909 | 5.3259 | 0 | 0 | 0 | 0 | 112.9922 | 353.1351 | 255.0321 | 311.5257 | 0.37803 | 0.39555 | 0.3898 | 0.38045 | 42.7146 | 139.6828 | 99.4126 | 118.521
12 | 16 | 23 | 715.8775 | 727.2875 | 737.9746 | 859.9725 | 378.8299 | 100.3275 | 0 | 0 | 37.294 | 82.3763 | 72.3117 | 76.0631 | 0 | 0 | 0 | 0 | 125.1214 | 127.7909 | 316.3381 | 403.8864 | 0 | 0 | 0 | 0 | 0.9446 | 3.3344 | 19.9423 | 0 | 0 | 0 | 0 | 0 | 173.6877 | 413.4585 | 329.3824 | 380.023 | 0.36992 | 0.3904 | 0.38503 | 0.37684 | 64.2497 | 161.4153 | 126.8221 | 143.2095
12 | 16 | 24 | 645.0353 | 653.4875 | 660.9901 | 768.3362 | 378.8299 | 100.3275 | 0 | 0 | 27.7334 | 60.0273 | 63.3968 | 70.51 | 0 | 0 | 0 | 0 | 125.8434 | 127.2318 | 314.369 | 410.8399 | 0 | 0 | 0 | 0 | 0.082842 | 0 | 6.5229 | 0 | 0 | 0 | 0 | 0 | 112.5457 | 365.901 | 276.7014 | 286.9863 | 0.36541 | 0.38531 | 0.38012 | 0.36918 | 41.1253 | 140.9859 | 105.1807 | 105.95
12 | 17 | 1 | 592.952 | 598.3087 | 602.483 | 697.9956 | 378.8299 | 100.3275 | 0 | 0 | 37.7319 | 68.867 | 76.4223 | 59.866 | 0 | 0 | 0 | 0 | 129.2331 | 130.0398 | 306.615 | 406.8741 | 0 | 0 | 0 | 0 | 0.79751 | 13.0833 | 11.379 | 0.97208 | 0 | 0 | 0 | 0 | 46.3596 | 285.9911 | 208.0667 | 230.2834 | 0.36727 | 0.38821 | 0.38242 | 0.37348 | 17.0267 | 111.0233 | 79.5697 | 86.0063
12 | 17 | 2 | 565.2637 | 567.928 | 569.1626 | 657.0412 | 378.8299 | 100.3275 | 0 | 0 | 33.145 | 58.6 | 55.4489 | 55.7121 | 0 | 0 | 0 | 0 | 153.8692 | 152.1202 | 319.6573 | 415.9265 | 0 | 0 | 0 | 0 | 0.37909 | 1.7879 | 2.5401 | 0 | 0 | 0 | 0 | 0 | -0.95956 | 255.0924 | 191.5164 | 185.4027 | 0.36484 | 0.38864 | 0.38295 | 0.37206 | -0.35009 | 99.138 | 73.3416 | 68.9801
12 | 17 | 3 | 550.3247 | 550.3689 | 548.6988 | 630.9228 | 378.8299 | 100.3275 | 0 | 0 | 27.6495 | 50.8331 | 49.0241 | 47.769 | 0 | 0 | 0 | 0 | 196.2621 | 190.5044 | 364.3064 | 460.2602 | 0 | 0 | 0 | 0 | -0.12944 | -0.29607 | -2.6482 | 8.8803 | 0 | 0 | 0 | 0 | -52.2874 | 209 | 138.0164 | 114.0133 | 0.36527 | 0.38758 | 0.38231 | 0.37011 | -19.0989 | 81.0045 | 52.7652 | 42.1974
12 | 17 | 4 | 547.2405 | 545.3471 | 541.5059 | 620.7428 | 378.8299 | 100.3275 | 0 | 0 | 20.3984 | 53.6879 | 39.326 | 43.4146 | 0 | 0 | 0 | 0 | 226.1345 | 219.3547 | 375.4014 | 478.8455 | 0 | 0 | 0 | 0 | -0.10984 | -0.43153 | -2.4562 | -5.5565 | 0 | 0 | 0 | 0 | -78.0125 | 172.4085 | 129.2346 | 104.0392 | 0.36475 | 0.38634 | 0.38116 | 0.36859 | -28.4552 | 66.6089 | 49.2588 | 38.3476
12 | 17 | 5 | 565.9294 | 562.6192 | 557.1604 | 637.44 | 378.8299 | 100.3275 | 0 | 0 | 25.5275 | 61.3567 | 61.1368 | 60.1404 | 0 | 0 | 0 | 0 | 253.1314 | 243.5854 | 395.315 | 507.3982 | 0 | 0 | 0 | 0 | -0.22472 | 9.9345 | 0 | 0 | 0 | 0 | 0 | 0 | -91.3346 | 147.4151 | 100.7086 | 69.9014 | 0.36472 | 0.38369 | 0.37873 | 0.36539 | -33.3115 | 56.5612 | 38.1415 | 25.5413
12 | 17 | 6 | 611.6581 | 606.4142 | 598.5787 | 683.0008 | 378.8299 | 100.3275 | 0 | 0 | 33.0184 | 66.3628 | 69.6746 | 64.7628 | 0 | 0 | 0 | 0 | 305.0042 | 291.3539 | 438.433 | 554.9651 | 0 | 0 | 0 | 0 | -0.0017108 | 1.0594 | 15.165 | -12.8266 | 0 | 0 | 0 | 0 | -105.1928 | 147.3106 | 75.3061 | 76.0994 | 0.36467 | 0.38225 | 0.37475 | 0.36382 | -38.3607 | 56.3089 | 28.2207 | 27.6867
12 | 17 | 7 | 691.9444 | 686.7494 | 678.8993 | 775.8842 | 378.8299 | 100.3275 | 0 | 0 | 33.5915 | 67.0984 | 67.3502 | 55.438 | 0 | 0 | 0 | 0 | 353.6328 | 340.517 | 489.5893 | 605.7942 | 0 | 0 | 0 | 0 | 0.69228 | 10.5297 | 9.6737 | 33.9617 | 0 | 0 | 0 | 0 | -74.802 | 168.2768 | 112.2861 | 80.6903 | 0.36466 | 0.38514 | 0.37677 | 0.36382 | -27.2775 | 64.8109 | 42.306 | 29.3569
12 | 17 | 8 | 751.5497 | 746.8258 | 739.4052 | 846.1461 | 378.8299 | 100.3275 | 0 | 0 | 28.2056 | 49.7657 | 49.6669 | 38.5659 | 0 | 0 | 0 | 0 | 429.2261 | 516.374 | 675.0306 | 793.0255 | 0 | 0 | 0 | 0 | -0.22327 | -2.7667 | -3.674 | -15.8623 | 0 | 0 | 0 | 0 | -84.4886 | 83.1253 | 18.3816 | 30.4171 | 0.36774 | 0.38205 | 0.37719 | 0.38148 | -31.07 | 31.7577 | 6.9334 | 11.6036
12 | 17 | 9 | 778.0023 | 773.9638 | 767.1838 | 878.6329 | 378.8299 | 100.3275 | 0 | 0 | 17.1464 | 40.9015 | 36.7849 | 33.859 | 0 | 0 | 0 | 0 | 517.726 | 708.1861 | 875.5499 | 995.907 | 0 | 0 | 0 | 0 | -0.10714 | -2.3333 | -1.0898 | 14.6288 | 0 | 0 | 0 | 0 | -135.5929 | -73.1179 | -144.0612 | -165.762 | 0.37162 | 0.36395 | 0.36521 | 0.3937 | -50.3885 | -26.6115 | -52.6125 | -65.26
12 | 17 | 10 | 797.8687 | 793.9149 | 787.1732 | 901.7149 | 378.8299 | 100.3275 | 0 | 0 | 14.5211 | 33.7666 | 26.2897 | 33.7239 | 0 | 0 | 0 | 0 | 581.4746 | 806.7364 | 963.2343 | 1093.3146 | 0 | 0 | 0 | 0 | -0.4 | -3.7063 | -20.8323 | -56.7384 | 0 | 0 | 0 | 0 | -176.5569 | -143.2093 | -181.5185 | -168.5851 | 0.37666 | 0.38397 | 0.38397 | 0 | -66.5028 | -54.9885 | -69.6985 | 0
12 | 17 | 11 | 799.6119 | 795.7777 | 789.1191 | 903.9471 | 378.8299 | 100.3275 | 0 | 0 | 13.6518 | 27.6745 | 25.9911 | 31.4205 | 0 | 0 | 0 | 0 | 585.8461 | 831.6715 | 989.8382 | 1128.0702 | 0 | 0 | 0 | 0 | -0.4 | -12.8904 | -24 | -48 | 0 | 0 | 0 | 0 | -178.316 | -151.0055 | -202.7101 | -207.5436 | 0.38397 | 0.38397 | 0.38397 | 0 | -68.4689 | -57.982 | -77.8355 | 0
12 | 17 | 12 | 790.029 | 786.1933 | 779.4502 | 892.5261 | 378.8299 | 100.3275 | 0 | 0 | 12.3596 | 25.6121 | 23.804 | 28.7805 | 0 | 0 | 0 | 0 | 588.2793 | 859.0136 | 1029.3675 | 1173.8289 | 0 | 0 | 0 | 0 | -0.94971 | -12.6243 | -24 | -48 | 0 | 0 | 0 | 0 | -188.4902 | -186.1355 | -249.7213 | -262.0833 | 0.38397 | 0.38397 | 0.38397 | 0 | -72.3755 | -71.471 | -95.8866 | 0
12 | 17 | 13 | 779.9498 | 777.5248 | 772.3331 | 885.552 | 378.8299 | 100.3275 | 0 | 0 | 12.343 | 25.6185 | 25.5251 | 23.3266 | 0 | 0 | 0 | 0 | 564.6337 | 845.0046 | 1030.3627 | 1181.0605 | 0 | 0 | 0 | 0 | -1.3294 | -12.6243 | -24 | -49.9804 | 0 | 0 | 0 | 0 | -174.5274 | -180.8015 | -259.5547 | -268.8546 | 0.38397 | 0.38397 | 0.38397 | 0 | -67.0141 | -69.4229 | -99.6624 | 0
12 | 17 | 14 | 766.995 | 765.1712 | 760.6126 | 872.4417 | 378.8299 | 100.3275 | 0 | 0 | 12.3256 | 25.9181 | 26.0966 | 23.3266 | 0 | 0 | 0 | 0 | 505.396 | 759.4395 | 951.6818 | 1109.6467 | 0 | 0 | 0 | 0 | -1.1419 | -12.6243 | -24 | -48 | 0 | 0 | 0 | 0 | -128.4147 | -107.8896 | -193.1657 | -212.5316 | 0.38397 | 0.38397 | 0.38397 | 0 | -49.308 | -41.4267 | -74.1707 | 0
12 | 17 | 15 | 749.6349 | 748.6127 | 744.9504 | 855.0615 | 378.8299 | 100.3275 | 0 | 0 | 13.5242 | 23.4604 | 27.382 | 23.3266 | 0 | 0 | 0 | 0 | 459.5673 | 668.5169 | 860.3014 | 1022.6905 | 0 | 0 | 0 | 0 | -0.4 | -6.9131 | -3.3911 | -41.3573 | 0 | 0 | 0 | 0 | -101.8865 | -36.779 | -139.3419 | -149.5982 | 0.38397 | 0.38397 | 0.38397 | 0 | -39.1219 | -14.1221 | -53.5038 | 0
12 | 17 | 16 | 746.9656 | 748.8868 | 748.5296 | 862.035 | 378.8299 | 100.3275 | 0 | 0 | 21.4203 | 37.771 | 47.1599 | 54.485 | 0 | 0 | 0 | 0 | 402.8465 | 537.2447 | 734.4572 | 896.9277 | 0 | 0 | 0 | 0 | -0.4 | -0.6243 | -0.29343 | 7.2205 | 0 | 0 | 0 | 0 | -55.7311 | 74.1679 | -32.794 | -96.5983 | 0.37613 | 0.37654 | 0.3735 | 0.38586 | -20.9623 | 27.9272 | -12.2485 | -37.2739
12 | 17 | 17 | 787.3781 | 791.3157 | 793.0333 | 915.0088 | 378.8299 | 100.3275 | 0 | 0 | 31.6908 | 56.0226 | 55.8482 | 64.7628 | 0 | 0 | 0 | 0 | 325.8219 | 348.2072 | 545.6543 | 714.8397 | 141.5984 | 151.5027 | 151.5027 | 151.5027 | 0.35569 | 0.41626 | -1.6999 | 43.8231 | 0 | 0 | 0 | 0 | -90.9186 | 134.8395 | 41.728 | -59.9196 | 0.36823 | 0.38625 | 0.38886 | 0.38905 | -33.4793 | 52.0813 | 16.2263 | -23.312
12 | 17 | 18 | 901.4334 | 911.2996 | 919.7291 | 1067.5846 | 378.8299 | 100.3275 | 0 | 0 | 33.7974 | 68.14 | 68.14 | 67.1915 | 0 | 0 | 0 | 0 | 288.2479 | 295.5168 | 494.0816 | 672.4765 | 141.5984 | 151.5027 | 151.5027 | 151.5027 | 0.74407 | -2.6181 | -2.336 | 27.3195 | 0 | 0 | 0 | 0 | 58.2157 | 298.4307 | 208.3407 | 149.0943 | 0.38392 | 0.39924 | 0.39333 | 0.38256 | 22.3503 | 119.1452 | 81.9464 | 57.0375
12 | 17 | 19 | 918.483 | 931.3755 | 943.2016 | 1097.6734 | 378.8299 | 100.3275 | 0 | 0 | 35.1913 | 70.9126 | 70.9126 | 70.9126 | 0 | 0 | 0 | 0 | 271.8677 | 282.396 | 477.0802 | 653.8007 | 141.5984 | 151.5027 | 151.5027 | 151.5027 | 0.26476 | 6.6005 | 10.7807 | 59.7428 | 0 | 0 | 0 | 0 | 90.731 | 319.6363 | 232.9255 | 161.7147 | 0.38563 | 0.40066 | 0.39478 | 0.38374 | 34.9885 | 128.0663 | 91.9537 | 62.0571
12 | 17 | 20 | 902.2731 | 915.7164 | 928.1871 | 1080.8826 | 378.8299 | 100.3275 | 0 | 0 | 35.5528 | 70.5731 | 76.7875 | 81.3657 | 0 | 0 | 0 | 0 | 274.0274 | 285.1319 | 478.8963 | 653.4511 | 141.5984 | 151.5027 | 151.5027 | 151.5027 | -0.0091047 | 2.6253 | 6.4009 | 16 | 0 | 0 | 0 | 0 | 72.2736 | 305.5558 | 214.5996 | 178.5631 | 0.38498 | 0.40006 | 0.39435 | 0.38314 | 27.8242 | 122.2408 | 84.6277 | 68.4155
12 | 17 | 21 | 870.3977 | 883.6249 | 895.9691 | 1043.671 | 378.8299 | 100.3275 | 0 | 0 | 36.2045 | 74.6512 | 75.6835 | 86.4104 | 0 | 0 | 0 | 0 | 261.4405 | 278.3306 | 474.2256 | 643.9322 | 141.5984 | 151.5027 | 151.5027 | 151.5027 | 0 | 2.6167 | 6.4507 | 16 | 0 | 0 | 0 | 0 | 52.3244 | 276.1963 | 188.1065 | 145.8257 | 0.38362 | 0.39918 | 0.39347 | 0.3819 | 20.0727 | 110.2518 | 74.0134 | 55.6904
12 | 17 | 22 | 813.9438 | 826.592 | 838.4692 | 977.0104 | 378.8299 | 100.3275 | 0 | 0 | 37.085 | 72.3997 | 82.2332 | 77.2631 | 0 | 0 | 0 | 0 | 253.0237 | 276.44 | 481.1267 | 645.9076 | 141.5984 | 151.5027 | 151.5027 | 151.5027 | 0.30315 | 0 | 6.4909 | 5.3259 | 0 | 0 | 0 | 0 | 3.1037 | 225.9221 | 117.1158 | 97.0111 | 0.37803 | 0.39555 | 0.3898 | 0.38045 | 1.1733 | 89.3636 | 45.6522 | 36.9082
12 | 17 | 23 | 738.4046 | 750.4765 | 761.9493 | 888.485 | 378.8299 | 100.3275 | 0 | 0 | 37.294 | 82.3763 | 72.3117 | 76.0631 | 0 | 0 | 0 | 0 | 256 | 283.4049 | 491.1866 | 654.3429 | 0 | 0 | 0 | 0 | 0.9446 | 3.3344 | 19.9423 | 0 | 0 | 0 | 0 | 0 | 65.3361 | 281.0334 | 178.5086 | 158.079 | 0.36992 | 0.3904 | 0.38503 | 0.37684 | 24.1688 | 109.7162 | 68.7312 | 59.5712
12 | 17 | 24 | 663.537 | 672.5342 | 680.6837 | 791.7587 | 378.8299 | 100.3275 | 0 | 0 | 27.7334 | 60.0273 | 63.3968 | 70.51 | 0 | 0 | 0 | 0 | 281.8377 | 312.7604 | 522.1607 | 680.1009 | 0 | 0 | 0 | 0 | 0.082842 | 0 | 6.5229 | 0 | 0 | 0 | 0 | 0 | -24.9468 | 199.4191 | 88.6034 | 41.1478 | 0.36541 | 0.38531 | 0.38012 | 0.36918 | -9.1158 | 76.8385 | 33.6802 | 15.191
12 | 18 | 1 | 604.4786 | 610.1799 | 614.7635 | 712.6066 | 378.8299 | 100.3275 | 0 | 0 | 37.7319 | 68.867 | 76.4223 | 59.866 | 0 | 0 | 0 | 0 | 287.8193 | 321.6464 | 535.9737 | 682.9477 | 0 | 0 | 0 | 0 | 0.79751 | 13.0833 | 11.379 | 0.97208 | 0 | 0 | 0 | 0 | -100.7001 | 106.2556 | -9.0115 | -31.1793 | 0.36727 | 0.38821 | 0.38242 | 0.37348 | -36.9845 | 41.249 | -3.4462 | -11.6448
12 | 18 | 2 | 573.2996 | 576.2072 | 577.7309 | 667.2385 | 378.8299 | 100.3275 | 0 | 0 | 33.145 | 58.6 | 55.4489 | 55.7121 | 0 | 0 | 0 | 0 | 273.0222 | 314.2569 | 535.8727 | 675.1032 | 0 | 0 | 0 | 0 | 0.37909 | 1.7879 | 2.5401 | 0 | 0 | 0 | 0 | 0 | -112.0766 | 101.2349 | -16.1308 | -63.5768 | 0.36484 | 0.38864 | 0.38295 | 0.37206 | -40.8899 | 39.3435 | -6.1773 | -23.6541
12 | 18 | 3 | 556.7261 | 556.9657 | 555.528 | 639.0521 | 378.8299 | 100.3275 | 0 | 0 | 27.6495 | 50.8331 | 49.0241 | 47.769 | 0 | 0 | 0 | 0 | 273.1296 | 316.9955 | 541.1007 | 682.0075 | 0 | 0 | 0 | 0 | -0.12944 | -0.29607 | -2.6482 | 8.8803 | 0 | 0 | 0 | 0 | -122.7535 | 89.1057 | -31.9487 | -99.6047 | 0.36527 | 0.38758 | 0.38231 | 0.37011 | -44.8379 | 34.5357 | -12.2143 | -36.8646
12 | 18 | 4 | 549.731 | 547.921 | 544.1794 | 623.9328 | 378.8299 | 100.3275 | 0 | 0 | 20.3984 | 53.6879 | 39.326 | 43.4146 | 0 | 0 | 0 | 0 | 270.4111 | 315.4576 | 540.8905 | 682.978 | 0 | 0 | 0 | 0 | -0.10984 | -0.43153 | -2.4562 | -5.5565 | 0 | 0 | 0 | 0 | -119.7986 | 78.8794 | -33.581 | -96.9033 | 0.36475 | 0.38634 | 0.38116 | 0.36859 | -43.6968 | 30.4746 | -12.7997 | -35.7174
12 | 18 | 5 | 565.8756 | 562.5744 | 557.1269 | 637.4111 | 378.8299 | 100.3275 | 0 | 0 | 25.5275 | 61.3567 | 61.1368 | 60.1404 | 0 | 0 | 0 | 0 | 253.0924 | 299.3022 | 529.5412 | 671.3869 | 0 | 0 | 0 | 0 | -0.22472 | 9.9345 | 0 | 0 | 0 | 0 | 0 | 0 | -91.3495 | 91.6535 | -33.551 | -94.1163 | 0.36472 | 0.38369 | 0.37873 | 0.36539 | -33.317 | 35.1662 | -12.7068 | -34.3892
12 | 18 | 6 | 611.4964 | 606.2555 | 598.4237 | 682.8243 | 378.8299 | 100.3275 | 0 | 0 | 33.0184 | 66.3628 | 69.6746 | 64.7628 | 0 | 0 | 0 | 0 | 197.6861 | 248.3022 | 493.8182 | 635.5033 | 0 | 0 | 0 | 0 | -0.0017108 | 1.0594 | 15.165 | -12.8266 | 0 | 0 | 0 | 0 | 1.9637 | 190.2035 | 19.7659 | -4.6153 | 0.36467 | 0.38225 | 0.37475 | 0.36382 | 0.7161 | 72.7046 | 7.4072 | -1.6792
12 | 18 | 7 | 689.1869 | 683.9198 | 675.9846 | 772.427 | 378.8299 | 100.3275 | 0 | 0 | 33.5915 | 67.0984 | 67.3502 | 55.438 | 0 | 0 | 0 | 0 | 171.8451 | 225.5384 | 477.095 | 615.8276 | 0 | 0 | 0 | 0 | 0.69228 | 10.5297 | 9.6737 | 33.9617 | 0 | 0 | 0 | 0 | 104.2281 | 280.4258 | 121.8657 | 67.1997 | 0.36466 | 0.38514 | 0.37677 | 0.36382 | 38.008 | 108.0044 | 45.9154 | 24.4488
12 | 18 | 8 | 749.0587 | 744.2739 | 736.7815 | 843.0383 | 378.8299 | 100.3275 | 0 | 0 | 28.2056 | 49.7657 | 49.6669 | 38.5659 | 0 | 0 | 0 | 0 | 205.0475 | 326.2366 | 585.4455 | 726.2692 | 0 | 0 | 0 | 0 | -0.22327 | -2.7667 | -3.674 | -15.8623 | 0 | 0 | 0 | 0 | 137.199 | 270.7107 | 105.343 | 94.0655 | 0.36774 | 0.38205 | 0.37719 | 0.38148 | 50.4539 | 103.4239 | 39.7347 | 35.8843
12 | 18 | 9 | 774.3195 | 770.1847 | 763.291 | 874.0154 | 378.8299 | 100.3275 | 0 | 0 | 17.1464 | 40.9015 | 36.7849 | 33.859 | 0 | 0 | 0 | 0 | 250.8131 | 432.8736 | 695.902 | 841.8376 | 0 | 0 | 0 | 0 | -0.10714 | -2.3333 | -1.0898 | 14.6288 | 0 | 0 | 0 | 0 | 127.6372 | 198.4155 | 31.6939 | -16.31 | 0.37162 | 0.36395 | 0.36521 | 0.3937 | 47.432 | 72.2139 | 11.5749 | -6.4212
12 | 18 | 10 | 793.7235 | 789.665 | 782.8001 | 896.5317 | 378.8299 | 100.3275 | 0 | 0 | 14.5211 | 33.7666 | 26.2897 | 33.7239 | 0 | 0 | 0 | 0 | 254.9543 | 467.4192 | 728.925 | 876.235 | 0 | 0 | 0 | 0 | -0.4 | -3.7063 | -20.8323 | -56.7384 | 0 | 0 | 0 | 0 | 145.8181 | 191.8581 | 48.4177 | 43.3112 | 0.37666 | 0.38397 | 0.38397 | 0 | 54.9245 | 73.6683 | 18.5912 | 0
12 | 18 | 11 | 797.5343 | 793.6601 | 786.9554 | 901.3953 | 378.8299 | 100.3275 | 0 | 0 | 13.6518 | 27.6745 | 25.9911 | 31.4205 | 0 | 0 | 0 | 0 | 281.5821 | 526.278 | 783.5027 | 931.1792 | 0 | 0 | 0 | 0 | -0.4 | -12.8904 | -24 | -48 | 0 | 0 | 0 | 0 | 123.8705 | 152.2705 | 1.4616 | -13.2044 | 0.38397 | 0.38397 | 0.38397 | 0 | 47.5631 | 58.4677 | 0.56123 | 0
12 | 18 | 12 | 786.324 | 782.4076 | 775.5703 | 887.9405 | 378.8299 | 100.3275 | 0 | 0 | 12.3596 | 25.6121 | 23.804 | 28.7805 | 0 | 0 | 0 | 0 | 356.5859 | 602.6614 | 833.379 | 976.6815 | 0 | 0 | 0 | 0 | -0.94971 | -12.6243 | -24 | -48 | 0 | 0 | 0 | 0 | 39.4983 | 66.4309 | -57.6127 | -69.5215 | 0.38397 | 0.38397 | 0.38397 | 0 | 15.1663 | 25.5077 | -22.1218 | 0
12 | 18 | 13 | 774.1676 | 771.6086 | 766.26 | 878.3662 | 378.8299 | 100.3275 | 0 | 0 | 12.343 | 25.6185 | 25.5251 | 23.3266 | 0 | 0 | 0 | 0 | 455.9003 | 716.9859 | 956.4986 | 1094.8611 | 0 | 0 | 0 | 0 | -1.3294 | -12.6243 | -24 | -49.9804 | 0 | 0 | 0 | 0 | -71.5762 | -58.6989 | -191.7637 | -189.841 | 0.38397 | 0.38397 | 0.38397 | 0 | -27.4835 | -22.5388 | -73.6324 | 0
12 | 18 | 14 | 755.4081 | 753.2814 | 748.3652 | 857.9145 | 378.8299 | 100.3275 | 0 | 0 | 12.3256 | 25.9181 | 26.0966 | 23.3266 | 0 | 0 | 0 | 0 | 521.3321 | 774.2307 | 1007.8841 | 1137.1893 | 0 | 0 | 0 | 0 | -1.1419 | -12.6243 | -24 | -48 | 0 | 0 | 0 | 0 | -155.9377 | -134.5706 | -261.6154 | -254.6014 | 0.38397 | 0.38397 | 0.38397 | 0 | -59.8761 | -51.6715 | -100.4537 | 0
12 | 18 | 15 | 746.3262 | 745.23 | 741.4811 | 850.9592 | 378.8299 | 100.3275 | 0 | 0 | 13.5242 | 23.4604 | 27.382 | 23.3266 | 0 | 0 | 0 | 0 | 527.1989 | 751.518 | 967.4032 | 1084.2231 | 0 | 0 | 0 | 0 | -0.4 | -6.9131 | -3.3911 | -41.3573 | 0 | 0 | 0 | 0 | -172.8268 | -123.1627 | -249.913 | -215.2332 | 0.38397 | 0.38397 | 0.38397 | 0 | -66.3611 | -47.2912 | -95.9603 | 0
12 | 18 | 16 | 743.9197 | 745.7749 | 745.3409 | 858.2668 | 378.8299 | 100.3275 | 0 | 0 | 21.4203 | 37.771 | 47.1599 | 54.485 | 0 | 0 | 0 | 0 | 556.193 | 750.5981 | 966.0715 | 1074.3012 | 0 | 0 | 0 | 0 | -0.4 | -0.6243 | -0.29343 | 7.2205 | 0 | 0 | 0 | 0 | -212.1235 | -142.2974 | -267.5971 | -277.7399 | 0.37613 | 0.37654 | 0.3735 | 0.38586 | -79.7866 | -53.5806 | -99.9473 | -107.17
12 | 18 | 17 | 781.8297 | 785.6256 | 787.1761 | 908.0647 | 378.8299 | 100.3275 | 0 | 0 | 31.6908 | 56.0226 | 55.8482 | 64.7628 | 0 | 0 | 0 | 0 | 550.8179 | 628.813 | 810.5579 | 916.1505 | 141.5984 | 151.5027 | 151.5027 | 151.5027 | 0.35569 | 0.41626 | -1.6999 | 43.8231 | 0 | 0 | 0 | 0 | -321.4629 | -151.4565 | -229.0328 | -268.1745 | 0.36823 | 0.38625 | 0.38886 | 0.38905 | -118.3736 | -58.4995 | -89.0616 | -104.3343
12 | 18 | 18 | 886.3291 | 895.7798 | 903.7176 | 1048.5715 | 378.8299 | 100.3275 | 0 | 0 | 33.7974 | 68.14 | 68.14 | 67.1915 | 0 | 0 | 0 | 0 | 574.9176 | 627.0281 | 808.8005 | 916.3184 | 141.5984 | 151.5027 | 151.5027 | 151.5027 | 0.74407 | -2.6181 | -2.336 | 27.3195 | 0 | 0 | 0 | 0 | -243.5583 | -48.6004 | -122.3897 | -113.7607 | 0.38392 | 0.39924 | 0.39333 | 0.38256 | -93.5075 | -19.4032 | -48.1394 | -43.5203
12 | 18 | 19 | 902.6216 | 915.0715 | 926.3736 | 1077.6842 | 378.8299 | 100.3275 | 0 | 0 | 35.1913 | 70.9126 | 70.9126 | 70.9126 | 0 | 0 | 0 | 0 | 529.4215 | 564.2967 | 733.9761 | 835.3554 | 141.5984 | 151.5027 | 151.5027 | 151.5027 | 0.26476 | 6.6005 | 10.7807 | 59.7428 | 0 | 0 | 0 | 0 | -182.6843 | 21.4316 | -40.7986 | -39.8293 | 0.38563 | 0.40066 | 0.39478 | 0.38374 | -70.4484 | 8.5868 | -16.1063 | -15.2843
12 | 18 | 20 | 891.7536 | 904.8984 | 917.0154 | 1067.6073 | 378.8299 | 100.3275 | 0 | 0 | 35.5528 | 70.5731 | 76.7875 | 81.3657 | 0 | 0 | 0 | 0 | 494.0577 | 505.2152 | 670.4766 | 771.2838 | 141.5984 | 151.5027 | 151.5027 | 151.5027 | -0.0091047 | 2.6253 | 6.4009 | 16 | 0 | 0 | 0 | 0 | -158.2762 | 74.6545 | 11.8476 | 47.4551 | 0.38498 | 0.40006 | 0.39435 | 0.38314 | -60.9338 | 29.8663 | 4.6721 | 18.1822
12 | 18 | 21 | 862.7911 | 875.8036 | 887.8934 | 1034.0758 | 378.8299 | 100.3275 | 0 | 0 | 36.2045 | 74.6512 | 75.6835 | 86.4104 | 0 | 0 | 0 | 0 | 485.0331 | 489.0321 | 649.023 | 752.4376 | 141.5984 | 151.5027 | 151.5027 | 151.5027 | 0 | 2.6167 | 6.4507 | 16 | 0 | 0 | 0 | 0 | -178.8747 | 57.6735 | 5.2334 | 27.7252 | 0.38362 | 0.39918 | 0.39347 | 0.3819 | -68.6201 | 23.0221 | 2.0592 | 10.5882
12 | 18 | 22 | 808.0685 | 820.5472 | 832.2235 | 969.5858 | 378.8299 | 100.3275 | 0 | 0 | 37.085 | 72.3997 | 82.2332 | 77.2631 | 0 | 0 | 0 | 0 | 512.1617 | 510.5963 | 666.9925 | 770.1935 | 141.5984 | 151.5027 | 151.5027 | 151.5027 | 0.30315 | 0 | 6.4909 | 5.3259 | 0 | 0 | 0 | 0 | -261.9095 | -14.279 | -74.9958 | -34.6994 | 0.37803 | 0.39555 | 0.3898 | 0.38045 | -99.0102 | -5.6481 | -29.2337 | -13.2015
12 | 18 | 23 | 735.6264 | 747.6252 | 759.0119 | 885.0005 | 378.8299 | 100.3275 | 0 | 0 | 37.294 | 82.3763 | 72.3117 | 76.0631 | 0 | 0 | 0 | 0 | 546.3729 | 534.319 | 688.5351 | 793.4219 | 0 | 0 | 0 | 0 | 0.9446 | 3.3344 | 19.9423 | 0 | 0 | 0 | 0 | 0 | -227.8151 | 27.2681 | -21.7773 | 15.5155 | 0.36992 | 0.3904 | 0.38503 | 0.37684 | -84.2722 | 10.6455 | -8.3849 | 5.8469
12 | 18 | 24 | 661.3138 | 670.2524 | 678.3327 | 788.9696 | 378.8299 | 100.3275 | 0 | 0 | 27.7334 | 60.0273 | 63.3968 | 70.51 | 0 | 0 | 0 | 0 | 499 | 488.4967 | 639.727 | 745.9013 | 0 | 0 | 0 | 0 | 0.082842 | 0 | 6.5229 | 0 | 0 | 0 | 0 | 0 | -244.3324 | 21.401 | -31.314 | -27.4417 | 0.36541 | 0.38531 | 0.38012 | 0.36918 | -89.2815 | 8.246 | -11.9032 | -10.131
12 | 19 | 1 | 602.4126 | 608.0533 | 612.5649 | 709.9918 | 378.8299 | 100.3275 | 0 | 0 | 37.7319 | 68.867 | 76.4223 | 59.866 | 0 | 0 | 0 | 0 | 390.077 | 386.9043 | 537.9683 | 635.2546 | 0 | 0 | 0 | 0 | 0.79751 | 13.0833 | 11.379 | 0.97208 | 0 | 0 | 0 | 0 | -205.0237 | 38.8711 | -13.2047 | 13.8991 | 0.36727 | 0.38821 | 0.38242 | 0.37348 | -75.2999 | 15.09 | -5.0498 | 5.191
12 | 19 | 2 | 570.3283 | 573.1482 | 574.5678 | 663.4763 | 378.8299 | 100.3275 | 0 | 0 | 33.145 | 58.6 | 55.4489 | 55.7121 | 0 | 0 | 0 | 0 | 347.0376 | 344.9928 | 491.1854 | 585.847 | 0 | 0 | 0 | 0 | 0.37909 | 1.7879 | 2.5401 | 0 | 0 | 0 | 0 | 0 | -189.0633 | 67.4399 | 25.3935 | 21.9172 | 0.36484 | 0.38864 | 0.38295 | 0.37206 | -68.9777 | 26.2096 | 9.7245 | 8.1544
12 | 19 | 3 | 552.0153 | 552.1189 | 550.5199 | 633.0987 | 378.8299 | 100.3275 | 0 | 0 | 27.6495 | 50.8331 | 49.0241 | 47.769 | 0 | 0 | 0 | 0 | 352.7648 | 349.4685 | 491.397 | 589.8549 | 0 | 0 | 0 | 0 | -0.12944 | -0.29607 | -2.6482 | 8.8803 | 0 | 0 | 0 | 0 | -207.0995 | 51.7859 | 12.747 | -13.4054 | 0.36527 | 0.38758 | 0.38231 | 0.37011 | -75.6468 | 20.0712 | 4.8733 | -4.9615
12 | 19 | 4 | 547.87 | 546.0034 | 542.1946 | 621.5705 | 378.8299 | 100.3275 | 0 | 0 | 20.3984 | 53.6879 | 39.326 | 43.4146 | 0 | 0 | 0 | 0 | 392.2273 | 388.699 | 528.7544 | 633.0938 | 0 | 0 | 0 | 0 | -0.10984 | -0.43153 | -2.4562 | -5.5565 | 0 | 0 | 0 | 0 | -243.4757 | 3.7206 | -23.4297 | -49.3814 | 0.36475 | 0.38634 | 0.38116 | 0.36859 | -88.8083 | 1.4374 | -8.9304 | -18.2014
12 | 19 | 5 | 563.7586 | 560.3925 | 554.8678 | 634.7215 | 378.8299 | 100.3275 | 0 | 0 | 25.5275 | 61.3567 | 61.1368 | 60.1404 | 0 | 0 | 0 | 0 | 402.318 | 400.8953 | 543.0868 | 659.6997 | 0 | 0 | 0 | 0 | -0.22472 | 9.9345 | 0 | 0 | 0 | 0 | 0 | 0 | -242.6921 | -12.1214 | -49.3557 | -85.1186 | 0.36472 | 0.38369 | 0.37873 | 0.36539 | -88.5146 | -4.6508 | -18.6925 | -31.1015
12 | 19 | 6 | 610.4287 | 605.1511 | 597.2756 | 681.4534 | 378.8299 | 100.3275 | 0 | 0 | 33.0184 | 66.3628 | 69.6746 | 64.7628 | 0 | 0 | 0 | 0 | 369.8023 | 374.5477 | 517.6885 | 644.0093 | 0 | 0 | 0 | 0 | -0.0017108 | 1.0594 | 15.165 | -12.8266 | 0 | 0 | 0 | 0 | -171.2202 | 62.8537 | -5.2525 | -14.4921 | 0.36467 | 0.38225 | 0.37475 | 0.36382 | -62.439 | 24.0256 | -1.9684 | -5.2726
12 | 19 | 7 | 691.9739 | 686.7788 | 678.9284 | 775.9178 | 378.8299 | 100.3275 | 0 | 0 | 33.5915 | 67.0984 | 67.3502 | 55.438 | 0 | 0 | 0 | 0 | 352.7941 | 359.293 | 508.3191 | 653.1937 | 0 | 0 | 0 | 0 | 0.69228 | 10.5297 | 9.6737 | 33.9617 | 0 | 0 | 0 | 0 | -73.9339 | 149.5301 | 93.5854 | 33.3245 | 0.36466 | 0.38514 | 0.37677 | 0.36382 | -26.9609 | 57.5907 | 35.2602 | 12.1242
12 | 19 | 8 | 754.4883 | 749.8335 | 742.4939 | 849.8018 | 378.8299 | 100.3275 | 0 | 0 | 28.2056 | 49.7657 | 49.6669 | 38.5659 | 0 | 0 | 0 | 0 | 409.8405 | 490.5429 | 643.755 | 800.04 | 0 | 0 | 0 | 0 | -0.22327 | -2.7667 | -3.674 | -15.8623 | 0 | 0 | 0 | 0 | -62.1645 | 111.964 | 52.7459 | 27.0583 | 0.36774 | 0.38205 | 0.37719 | 0.38148 | -22.8605 | 42.7754 | 19.8954 | 10.3222
12 | 19 | 9 | 772.5998 | 768.3964 | 761.4203 | 871.7723 | 378.8299 | 100.3275 | 0 | 0 | 17.1464 | 40.9015 | 36.7849 | 33.859 | 0 | 0 | 0 | 0 | 458.9534 | 647.2639 | 816.7491 | 973.8767 | 0 | 0 | 0 | 0 | -0.10714 | -2.3333 | -1.0898 | 14.6288 | 0 | 0 | 0 | 0 | -82.2228 | -17.7631 | -91.0239 | -150.5923 | 0.37162 | 0.36395 | 0.36521 | 0.3937 | -30.5553 | -6.4649 | -33.2427 | -59.2877
12 | 19 | 10 | 787.8531 | 783.6124 | 776.5305 | 889.0654 | 378.8299 | 100.3275 | 0 | 0 | 14.5211 | 33.7666 | 26.2897 | 33.7239 | 0 | 0 | 0 | 0 | 448.9718 | 707.876 | 882.8884 | 1054.4158 | 0 | 0 | 0 | 0 | -0.4 | -3.7063 | -20.8323 | -56.7384 | 0 | 0 | 0 | 0 | -54.0696 | -54.6513 | -111.8153 | -142.3359 | 0.37666 | 0.38397 | 0.38397 | 0 | -20.3661 | -20.9846 | -42.9342 | 0
12 | 19 | 11 | 788.0102 | 783.8507 | 776.8069 | 889.3204 | 378.8299 | 100.3275 | 0 | 0 | 13.6518 | 27.6745 | 25.9911 | 31.4205 | 0 | 0 | 0 | 0 | 517.3722 | 800.9168 | 979.5746 | 1166.2525 | 0 | 0 | 0 | 0 | -0.4 | -12.8904 | -24 | -48 | 0 | 0 | 0 | 0 | -121.4437 | -132.1777 | -204.7588 | -260.3526 | 0.38397 | 0.38397 | 0.38397 | 0 | -46.6313 | -50.7527 | -78.6222 | 0
12 | 19 | 12 | 781.4368 | 777.3633 | 770.3387 | 881.705 | 378.8299 | 100.3275 | 0 | 0 | 12.3596 | 25.6121 | 23.804 | 28.7805 | 0 | 0 | 0 | 0 | 601.582 | 876.9699 | 1072.5684 | 1267.6005 | 0 | 0 | 0 | 0 | -0.94971 | -12.6243 | -24 | -48 | 0 | 0 | 0 | 0 | -210.3851 | -212.9218 | -302.0337 | -366.676 | 0.38397 | 0.38397 | 0.38397 | 0 | -80.7826 | -81.7562 | -115.9733 | 0
12 | 19 | 13 | 768.8084 | 766.069 | 760.5049 | 871.4983 | 378.8299 | 100.3275 | 0 | 0 | 12.343 | 25.6185 | 25.5251 | 23.3266 | 0 | 0 | 0 | 0 | 679.5343 | 934.8126 | 1134.4787 | 1326.4667 | 0 | 0 | 0 | 0 | -1.3294 | -12.6243 | -24 | -49.9804 | 0 | 0 | 0 | 0 | -300.5694 | -282.0653 | -375.4989 | -428.3145 | 0.38397 | 0.38397 | 0.38397 | 0 | -115.4111 | -108.3054 | -144.1821 | 0
12 | 19 | 14 | 754.3843 | 752.2048 | 747.2247 | 856.535 | 378.8299 | 100.3275 | 0 | 0 | 12.3256 | 25.9181 | 26.0966 | 23.3266 | 0 | 0 | 0 | 0 | 700.8881 | 942.6831 | 1135.6042 | 1324.0886 | 0 | 0 | 0 | 0 | -1.1419 | -12.6243 | -24 | -48 | 0 | 0 | 0 | 0 | -336.5175 | -304.0995 | -390.476 | -442.8802 | 0.38397 | 0.38397 | 0.38397 | 0 | -129.2142 | -116.766 | -149.9329 | 0
12 | 19 | 15 | 745.8247 | 744.6931 | 740.901 | 850.2483 | 378.8299 | 100.3275 | 0 | 0 | 13.5242 | 23.4604 | 27.382 | 23.3266 | 0 | 0 | 0 | 0 | 665.3239 | 884.9037 | 1087.029 | 1269.3232 | 0 | 0 | 0 | 0 | -0.4 | -6.9131 | -3.3911 | -41.3573 | 0 | 0 | 0 | 0 | -311.4533 | -257.0853 | -370.1188 | -401.0441 | 0.38397 | 0.38397 | 0.38397 | 0 | -119.5902 | -98.7138 | -142.1162 | 0
12 | 19 | 16 | 743.8747 | 745.7075 | 745.2455 | 858.1318 | 378.8299 | 100.3275 | 0 | 0 | 21.4203 | 37.771 | 47.1599 | 54.485 | 0 | 0 | 0 | 0 | 578.7389 | 718.7153 | 941.6407 | 1120.6782 | 0 | 0 | 0 | 0 | -0.4 | -0.6243 | -0.29343 | 7.2205 | 0 | 0 | 0 | 0 | -234.7144 | -110.482 | -243.2616 | -324.252 | 0.37613 | 0.37654 | 0.3735 | 0.38586 | -88.2838 | -41.6009 | -90.858 | -125.1174
12 | 19 | 17 | 779.928 | 783.6474 | 785.106 | 905.5817 | 378.8299 | 100.3275 | 0 | 0 | 31.6908 | 56.0226 | 55.8482 | 64.7628 | 0 | 0 | 0 | 0 | 509.1677 | 513.1032 | 740.8948 | 916.8394 | 141.5984 | 151.5027 | 151.5027 | 151.5027 | 0.35569 | 0.41626 | -1.6999 | 43.8231 | 0 | 0 | 0 | 0 | -281.7145 | -37.7248 | -161.4398 | -271.3463 | 0.36823 | 0.38625 | 0.38886 | 0.38905 | -103.7369 | -14.5711 | -62.7774 | -105.5683
12 | 19 | 18 | 885.5926 | 895.0083 | 902.9038 | 1047.59 | 378.8299 | 100.3275 | 0 | 0 | 33.7974 | 68.14 | 68.14 | 67.1915 | 0 | 0 | 0 | 0 | 548.1903 | 521.3755 | 759.3542 | 934.8114 | 141.5984 | 151.5027 | 151.5027 | 151.5027 | 0.74407 | -2.6181 | -2.336 | 27.3195 | 0 | 0 | 0 | 0 | -217.5674 | 56.2806 | -73.7571 | -133.2352 | 0.38392 | 0.39924 | 0.39333 | 0.38256 | -83.529 | 22.4694 | -29.0108 | -50.9704
12 | 19 | 19 | 893.2684 | 905.4455 | 916.4238 | 1065.8533 | 378.8299 | 100.3275 | 0 | 0 | 35.1913 | 70.9126 | 70.9126 | 70.9126 | 0 | 0 | 0 | 0 | 587.9182 | 558.8909 | 801.6414 | 973.1517 | 141.5984 | 151.5027 | 151.5027 | 151.5027 | 0.26476 | 6.6005 | 10.7807 | 59.7428 | 0 | 0 | 0 | 0 | -250.5341 | 17.2114 | -118.4136 | -189.4565 | 0.38563 | 0.40066 | 0.39478 | 0.38374 | -96.6133 | 6.896 | -46.747 | -72.7029
12 | 19 | 20 | 883.1571 | 896.0525 | 907.8738 | 1056.7386 | 378.8299 | 100.3275 | 0 | 0 | 35.5528 | 70.5731 | 76.7875 | 81.3657 | 0 | 0 | 0 | 0 | 589.4168 | 560.4788 | 808.052 | 968.5778 | 141.5984 | 151.5027 | 151.5027 | 151.5027 | -0.0091047 | 2.6253 | 6.4009 | 16 | 0 | 0 | 0 | 0 | -262.2317 | 10.5451 | -134.8694 | -160.7075 | 0.38498 | 0.40006 | 0.39435 | 0.38314 | -100.9551 | 4.2187 | -53.186 | -61.5743
12 | 19 | 21 | 857.1223 | 869.9742 | 881.8738 | 1026.9229 | 378.8299 | 100.3275 | 0 | 0 | 36.2045 | 74.6512 | 75.6835 | 86.4104 | 0 | 0 | 0 | 0 | 587.3657 | 559.3134 | 810.0198 | 960.1767 | 141.5984 | 151.5027 | 151.5027 | 151.5027 | 0 | 2.6167 | 6.4507 | 16 | 0 | 0 | 0 | 0 | -286.8761 | -18.4372 | -161.783 | -187.1669 | 0.38362 | 0.39918 | 0.39347 | 0.3819 | -110.0517 | -7.3598 | -63.656 | -71.4784
12 | 19 | 22 | 805.0941 | 817.4878 | 829.0634 | 965.83 | 378.8299 | 100.3275 | 0 | 0 | 37.085 | 72.3997 | 82.2332 | 77.2631 | 0 | 0 | 0 | 0 | 593.6343 | 566.9927 | 824.0633 | 965.907 | 141.5984 | 151.5027 | 151.5027 | 151.5027 | 0.30315 | 0 | 6.4909 | 5.3259 | 0 | 0 | 0 | 0 | -346.3565 | -73.7348 | -235.2267 | -234.1687 | 0.37803 | 0.39555 | 0.3898 | 0.38045 | -130.9338 | -29.1659 | -91.6924 | -89.0903
12 | 19 | 23 | 733.3181 | 745.2471 | 756.5507 | 882.0713 | 378.8299 | 100.3275 | 0 | 0 | 37.294 | 82.3763 | 72.3117 | 76.0631 | 0 | 0 | 0 | 0 | 602.0539 | 577.5631 | 834.799 | 968.454 | 0 | 0 | 0 | 0 | 0.9446 | 3.3344 | 19.9423 | 0 | 0 | 0 | 0 | 0 | -285.8044 | -18.3542 | -170.5025 | -162.4458 | 0.36992 | 0.3904 | 0.38503 | 0.37684 | -105.7233 | -7.1655 | -65.6486 | -61.2168
12 | 19 | 24 | 659.6112 | 668.5004 | 676.5221 | 786.817 | 378.8299 | 100.3275 | 0 | 0 | 27.7334 | 60.0273 | 63.3968 | 70.51 | 0 | 0 | 0 | 0 | 586.3466 | 565.6986 | 821.2286 | 950.4533 | 0 | 0 | 0 | 0 | 0.082842 | 0 | 6.5229 | 0 | 0 | 0 | 0 | 0 | -333.3816 | -57.5529 | -214.6262 | -234.1464 | 0.36541 | 0.38531 | 0.38012 | 0.36918 | -121.8209 | -22.1758 | -81.5845 | -86.4425
12 | 20 | 1 | 601.2505 | 606.8561 | 611.326 | 708.5175 | 378.8299 | 100.3275 | 0 | 0 | 37.7319 | 68.867 | 76.4223 | 59.866 | 0 | 0 | 0 | 0 | 585.8493 | 567.6374 | 820.7551 | 948.2027 | 0 | 0 | 0 | 0 | 0.79751 | 13.0833 | 11.379 | 0.97208 | 0 | 0 | 0 | 0 | -401.9581 | -143.0591 | -297.2303 | -300.5233 | 0.36727 | 0.38821 | 0.38242 | 0.37348 | -147.6289 | -55.5363 | -113.6681 | -112.2395
12 | 20 | 2 | 570.1546 | 572.9677 | 574.3792 | 663.2503 | 378.8299 | 100.3275 | 0 | 0 | 33.145 | 58.6 | 55.4489 | 55.7121 | 0 | 0 | 0 | 0 | 589.5446 | 572.3808 | 827.5547 | 958.7384 | 0 | 0 | 0 | 0 | 0.37909 | 1.7879 | 2.5401 | 0 | 0 | 0 | 0 | 0 | -431.744 | -160.1285 | -311.1645 | -351.2002 | 0.36484 | 0.38864 | 0.38295 | 0.37206 | -157.5171 | -62.2317 | -119.161 | -130.6661
12 | 20 | 3 | 554.477 | 554.6456 | 553.1231 | 636.1869 | 378.8299 | 100.3275 | 0 | 0 | 27.6495 | 50.8331 | 49.0241 | 47.769 | 0 | 0 | 0 | 0 | 601.7919 | 583.707 | 837.1678 | 968.3817 | 0 | 0 | 0 | 0 | -0.12944 | -0.29607 | -2.6482 | 8.8803 | 0 | 0 | 0 | 0 | -453.6649 | -179.926 | -330.4206 | -388.844 | 0.36527 | 0.38758 | 0.38231 | 0.37011 | -165.7091 | -69.736 | -126.3235 | -143.9149
12 | 20 | 4 | 548.4265 | 546.5698 | 542.7723 | 622.2508 | 378.8299 | 100.3275 | 0 | 0 | 20.3984 | 53.6879 | 39.326 | 43.4146 | 0 | 0 | 0 | 0 | 603.6228 | 586.8402 | 825.7127 | 953.3827 | 0 | 0 | 0 | 0 | -0.10984 | -0.43153 | -2.4562 | -5.5565 | 0 | 0 | 0 | 0 | -454.3148 | -193.8543 | -319.8103 | -368.99 | 0.36475 | 0.38634 | 0.38116 | 0.36859 | -165.7124 | -74.8943 | -121.8981 | -136.0052
12 | 20 | 5 | 564.9992 | 561.6609 | 556.1689 | 636.2601 | 378.8299 | 100.3275 | 0 | 0 | 25.5275 | 61.3567 | 61.1368 | 60.1404 | 0 | 0 | 0 | 0 | 599.8322 | 580.9274 | 808.8313 | 924.1632 | 0 | 0 | 0 | 0 | -0.22472 | 9.9345 | 0 | 0 | 0 | 0 | 0 | 0 | -438.9657 | -190.8851 | -313.7992 | -348.0436 | 0.36472 | 0.38369 | 0.37873 | 0.36539 | -160.0994 | -73.24 | -118.8454 | -127.1717
12 | 20 | 6 | 613.1044 | 607.8929 | 600.0951 | 684.7937 | 378.8299 | 100.3275 | 0 | 0 | 33.0184 | 66.3628 | 69.6746 | 64.7628 | 0 | 0 | 0 | 0 | 602.1939 | 584.0011 | 802.6691 | 907.5693 | 0 | 0 | 0 | 0 | -0.0017108 | 1.0594 | 15.165 | -12.8266 | 0 | 0 | 0 | 0 | -400.9361 | -143.8579 | -287.4137 | -274.7118 | 0.36467 | 0.38225 | 0.37475 | 0.36382 | -146.2096 | -54.9891 | -107.7074 | -99.9463
12 | 20 | 7 | 696.9476 | 691.8809 | 684.1821 | 782.148 | 378.8299 | 100.3275 | 0 | 0 | 33.5915 | 67.0984 | 67.3502 | 55.438 | 0 | 0 | 0 | 0 | 596.5913 | 582.9919 | 781.4267 | 883.6756 | 0 | 0 | 0 | 0 | 0.69228 | 10.5297 | 9.6737 | 33.9617 | 0 | 0 | 0 | 0 | -312.7573 | -69.0665 | -174.2684 | -190.9273 | 0.36466 | 0.38514 | 0.37677 | 0.36382 | -114.0508 | -26.6006 | -65.6591 | -69.4636
12 | 20 | 8 | 755.5686 | 750.9431 | 743.638 | 851.1599 | 378.8299 | 100.3275 | 0 | 0 | 28.2056 | 49.7657 | 49.6669 | 38.5659 | 0 | 0 | 0 | 0 | 635.6402 | 673.8973 | 877.9849 | 986.9207 | 0 | 0 | 0 | 0 | -0.22327 | -2.7667 | -3.674 | -15.8623 | 0 | 0 | 0 | 0 | -286.8839 | -70.2808 | -180.3399 | -158.4643 | 0.36774 | 0.38205 | 0.37719 | 0.38148 | -105.4993 | -26.8505 | -68.0229 | -60.4513
12 | 20 | 9 | 775.697 | 771.5777 | 764.701 | 875.6669 | 378.8299 | 100.3275 | 0 | 0 | 17.1464 | 40.9015 | 36.7849 | 33.859 | 0 | 0 | 0 | 0 | 714.1801 | 830.4232 | 1056.6843 | 1167.3246 | 0 | 0 | 0 | 0 | -0.10714 | -2.3333 | -1.0898 | 14.6288 | 0 | 0 | 0 | 0 | -334.3524 | -197.7411 | -327.6783 | -340.1456 | 0.37162 | 0.36395 | 0.36521 | 0.3937 | -124.2506 | -71.9685 | -119.6711 | -133.9143
12 | 20 | 10 | 792.0581 | 787.9286 | 780.9782 | 894.3423 | 378.8299 | 100.3275 | 0 | 0 | 14.5211 | 33.7666 | 26.2897 | 33.7239 | 0 | 0 | 0 | 0 | 804.5948 | 985.851 | 1208.4302 | 1328.6887 | 0 | 0 | 0 | 0 | -0.4 | -3.7063 | -20.8323 | -56.7384 | 0 | 0 | 0 | 0 | -405.4878 | -328.3101 | -432.9094 | -411.3318 | 0.37666 | 0.38397 | 0.38397 | 0 | -152.7329 | -126.0622 | -166.2262 | 0
12 | 20 | 11 | 797.2222 | 793.308 | 786.5539 | 900.8862 | 378.8299 | 100.3275 | 0 | 0 | 13.6518 | 27.6745 | 25.9911 | 31.4205 | 0 | 0 | 0 | 0 | 856.3292 | 1067.7939 | 1283.5871 | 1419.2913 | 0 | 0 | 0 | 0 | -0.4 | -12.8904 | -24 | -48 | 0 | 0 | 0 | 0 | -451.1887 | -389.5976 | -499.0243 | -501.8255 | 0.38397 | 0.38397 | 0.38397 | 0 | -173.2451 | -149.5949 | -191.6127 | 0
12 | 20 | 12 | 785.2035 | 781.2263 | 774.3152 | 886.4194 | 378.8299 | 100.3275 | 0 | 0 | 12.3596 | 25.6121 | 23.804 | 28.7805 | 0 | 0 | 0 | 0 | 849.0998 | 1084.7218 | 1287.5637 | 1432.2475 | 0 | 0 | 0 | 0 | -0.94971 | -12.6243 | -24 | -48 | 0 | 0 | 0 | 0 | -454.1361 | -416.8108 | -513.0525 | -526.6086 | 0.38397 | 0.38397 | 0.38397 | 0 | -174.3768 | -160.044 | -196.9992 | 0
12 | 20 | 13 | 772.163 | 769.5166 | 764.0626 | 875.7237 | 378.8299 | 100.3275 | 0 | 0 | 12.343 | 25.6185 | 25.5251 | 23.3266 | 0 | 0 | 0 | 0 | 861.9745 | 1150.4595 | 1362.7804 | 1513.7422 | 0 | 0 | 0 | 0 | -1.3294 | -12.6243 | -24 | -49.9804 | 0 | 0 | 0 | 0 | -479.655 | -494.2646 | -600.2429 | -611.3647 | 0.38397 | 0.38397 | 0.38397 | 0 | -184.1754 | -189.7842 | -230.4781 | 0
12 | 20 | 14 | 759.1258 | 757.0781 | 752.2541 | 862.5086 | 378.8299 | 100.3275 | 0 | 0 | 12.3256 | 25.9181 | 26.0966 | 23.3266 | 0 | 0 | 0 | 0 | 843.4153 | 1152.5792 | 1356.6453 | 1504.953 | 0 | 0 | 0 | 0 | -1.1419 | -12.6243 | -24 | -48 | 0 | 0 | 0 | 0 | -474.3031 | -509.1223 | -606.4877 | -617.7709 | 0.38397 | 0.38397 | 0.38397 | 0 | -182.1204 | -195.4892 | -232.8759 | 0
12 | 20 | 15 | 742.9344 | 741.7225 | 737.8353 | 846.607 | 378.8299 | 100.3275 | 0 | 0 | 13.5242 | 23.4604 | 27.382 | 23.3266 | 0 | 0 | 0 | 0 | 841.6329 | 1156.1562 | 1349.0964 | 1493.6681 | 0 | 0 | 0 | 0 | -0.4 | -6.9131 | -3.3911 | -41.3573 | 0 | 0 | 0 | 0 | -490.6526 | -531.3084 | -635.2519 | -629.0304 | 0.38397 | 0.38397 | 0.38397 | 0 | -188.3982 | -204.008 | -243.9206 | 0
12 | 20 | 16 | 742.3431 | 744.1298 | 743.613 | 856.1893 | 378.8299 | 100.3275 | 0 | 0 | 21.4203 | 37.771 | 47.1599 | 54.485 | 0 | 0 | 0 | 0 | 819.8392 | 1080.962 | 1253.1332 | 1392.7623 | 0 | 0 | 0 | 0 | -0.4 | -0.6243 | -0.29343 | 7.2205 | 0 | 0 | 0 | 0 | -477.3463 | -474.3064 | -556.3866 | -598.2786 | 0.37613 | 0.37654 | 0.3735 | 0.38586 | -179.5457 | -178.5952 | -207.81 | -230.8546
12 | 20 | 17 | 778.7549 | 782.434 | 783.8446 | 904.0756 | 378.8299 | 100.3275 | 0 | 0 | 31.6908 | 56.0226 | 55.8482 | 64.7628 | 0 | 0 | 0 | 0 | 752.736 | 882.2562 | 1023.4919 | 1161.5423 | 141.5984 | 151.5027 | 151.5027 | 151.5027 | 0.35569 | 0.41626 | -1.6999 | 43.8231 | 0 | 0 | 0 | 0 | -526.4559 | -408.0912 | -445.2983 | -517.5553 | 0.36823 | 0.38625 | 0.38886 | 0.38905 | -193.859 | -157.6238 | -173.1585 | -201.3569
12 | 20 | 18 | 882.3872 | 891.6958 | 899.4635 | 1043.4854 | 378.8299 | 100.3275 | 0 | 0 | 33.7974 | 68.14 | 68.14 | 67.1915 | 0 | 0 | 0 | 0 | 685.9252 | 788.6133 | 941.8444 | 1087.6558 | 141.5984 | 151.5027 | 151.5027 | 151.5027 | 0.74407 | -2.6181 | -2.336 | 27.3195 | 0 | 0 | 0 | 0 | -358.5078 | -214.2697 | -259.6876 | -290.1842 | 0.38392 | 0.39924 | 0.39333 | 0.38256 | -137.6392 | -85.5448 | -102.1426 | -111.0129
12 | 20 | 19 | 897.8044 | 910.1024 | 921.2235 | 1071.5487 | 378.8299 | 100.3275 | 0 | 0 | 35.1913 | 70.9126 | 70.9126 | 70.9126 | 0 | 0 | 0 | 0 | 621.5384 | 722.8978 | 873.665 | 1024.9304 | 141.5984 | 151.5027 | 151.5027 | 151.5027 | 0.26476 | 6.6005 | 10.7807 | 59.7428 | 0 | 0 | 0 | 0 | -279.6183 | -142.1388 | -185.6375 | -235.5398 | 0.38563 | 0.40066 | 0.39478 | 0.38374 | -107.8291 | -56.9497 | -73.2855 | -90.3871
12 | 20 | 20 | 885.6719 | 898.6347 | 910.5355 | 1059.8975 | 378.8299 | 100.3275 | 0 | 0 | 35.5528 | 70.5731 | 76.7875 | 81.3657 | 0 | 0 | 0 | 0 | 625.1661 | 722.8596 | 876.3123 | 1036.4362 | 141.5984 | 151.5027 | 151.5027 | 151.5027 | -0.0091047 | 2.6253 | 6.4009 | 16 | 0 | 0 | 0 | 0 | -295.4662 | -149.2535 | -200.468 | -225.4071 | 0.38498 | 0.40006 | 0.39435 | 0.38314 | -113.7498 | -59.7104 | -79.0549 | -86.3636
12 | 20 | 21 | 861.8064 | 874.7833 | 886.8305 | 1032.8049 | 378.8299 | 100.3275 | 0 | 0 | 36.2045 | 74.6512 | 75.6835 | 86.4104 | 0 | 0 | 0 | 0 | 623.3568 | 722.6423 | 875.5225 | 1043.6354 | 141.5984 | 151.5027 | 151.5027 | 151.5027 | 0 | 2.6167 | 6.4507 | 16 | 0 | 0 | 0 | 0 | -318.1831 | -176.9571 | -222.329 | -264.7436 | 0.38362 | 0.39918 | 0.39347 | 0.3819 | -122.0617 | -70.6376 | -87.4787 | -101.1047
12 | 20 | 22 | 809.0464 | 821.5517 | 833.2594 | 970.8156 | 378.8299 | 100.3275 | 0 | 0 | 37.085 | 72.3997 | 82.2332 | 77.2631 | 0 | 0 | 0 | 0 | 672.3264 | 780.09 | 940.1347 | 1113.9898 | 141.5984 | 151.5027 | 151.5027 | 151.5027 | 0.30315 | 0 | 6.4909 | 5.3259 | 0 | 0 | 0 | 0 | -421.0964 | -282.7683 | -347.1021 | -377.2659 | 0.37803 | 0.39555 | 0.3898 | 0.38045 | -159.1879 | -111.8492 | -135.3019 | -143.5321
12 | 20 | 23 | 737.1819 | 749.2241 | 760.6622 | 886.9607 | 378.8299 | 100.3275 | 0 | 0 | 37.294 | 82.3763 | 72.3117 | 76.0631 | 0 | 0 | 0 | 0 | 708.7971 | 821.8264 | 990.9674 | 1160.9631 | 0 | 0 | 0 | 0 | 0.9446 | 3.3344 | 19.9423 | 0 | 0 | 0 | 0 | 0 | -388.6837 | -258.6404 | -322.5593 | -350.0655 | 0.36992 | 0.3904 | 0.38503 | 0.37684 | -143.78 | -100.9739 | -124.1951 | -131.9202
12 | 20 | 24 | 662.2661 | 671.2354 | 679.3523 | 790.185 | 378.8299 | 100.3275 | 0 | 0 | 27.7334 | 60.0273 | 63.3968 | 70.51 | 0 | 0 | 0 | 0 | 651.2936 | 758.9086 | 933.4809 | 1088.3949 | 0 | 0 | 0 | 0 | 0.082842 | 0 | 6.5229 | 0 | 0 | 0 | 0 | 0 | -395.6737 | -248.028 | -324.0483 | -368.7199 | 0.36541 | 0.38531 | 0.38012 | 0.36918 | -144.5831 | -95.5681 | -123.1784 | -136.1246
12 | 21 | 1 | 603.7457 | 609.4337 | 614.0021 | 711.7095 | 378.8299 | 100.3275 | 0 | 0 | 37.7319 | 68.867 | 76.4223 | 59.866 | 0 | 0 | 0 | 0 | 589.9696 | 697.1622 | 888.0795 | 1026.1413 | 0 | 0 | 0 | 0 | 0.79751 | 13.0833 | 11.379 | 0.97208 | 0 | 0 | 0 | 0 | -403.5832 | -270.0062 | -361.8787 | -375.27 | 0.36727 | 0.38821 | 0.38242 | 0.37348 | -148.2257 | -104.8179 | -138.3912 | -140.1559
12 | 21 | 2 | 573.9096 | 576.8392 | 578.3893 | 668.0257 | 378.8299 | 100.3275 | 0 | 0 | 33.145 | 58.6 | 55.4489 | 55.7121 | 0 | 0 | 0 | 0 | 532.6338 | 640.9362 | 837.4468 | 974.7703 | 0 | 0 | 0 | 0 | 0.37909 | 1.7879 | 2.5401 | 0 | 0 | 0 | 0 | 0 | -371.0782 | -224.8124 | -317.0465 | -362.4567 | 0.36484 | 0.38864 | 0.38295 | 0.37206 | -135.3838 | -87.3701 | -121.4135 | -134.8541
12 | 21 | 3 | 558.9751 | 559.2822 | 557.9247 | 641.9039 | 378.8299 | 100.3275 | 0 | 0 | 27.6495 | 50.8331 | 49.0241 | 47.769 | 0 | 0 | 0 | 0 | 521.1609 | 624.6198 | 819.9165 | 957.8495 | 0 | 0 | 0 | 0 | -0.12944 | -0.29607 | -2.6482 | 8.8803 | 0 | 0 | 0 | 0 | -368.5357 | -216.2021 | -308.3678 | -372.5948 | 0.36527 | 0.38758 | 0.38231 | 0.37011 | -134.6142 | -83.796 | -117.8924 | -137.9009
12 | 21 | 4 | 554.7753 | 553.1126 | 549.5458 | 630.3139 | 378.8299 | 100.3275 | 0 | 0 | 20.3984 | 53.6879 | 39.326 | 43.4146 | 0 | 0 | 0 | 0 | 475.336 | 574.9827 | 764.3356 | 892.4432 | 0 | 0 | 0 | 0 | -0.10984 | -0.43153 | -2.4562 | -5.5565 | 0 | 0 | 0 | 0 | -319.6791 | -175.454 | -251.6598 | -299.9873 | 0.36475 | 0.38634 | 0.38116 | 0.36859 | -116.6037 | -67.7855 | -95.922 | -110.5717
12 | 21 | 5 | 572.8494 | 569.7495 | 564.5408 | 646.2245 | 378.8299 | 100.3275 | 0 | 0 | 25.5275 | 61.3567 | 61.1368 | 60.1404 | 0 | 0 | 0 | 0 | 415.2061 | 513.9757 | 698.5345 | 832.8043 | 0 | 0 | 0 | 0 | -0.22472 | 9.9345 | 0 | 0 | 0 | 0 | 0 | 0 | -246.4893 | -115.8448 | -195.1304 | -246.7202 | 0.36472 | 0.38369 | 0.37873 | 0.36539 | -89.8995 | -44.4481 | -73.9019 | -90.1491
12 | 21 | 6 | 620.4027 | 615.4166 | 607.887 | 694.0717 | 378.8299 | 100.3275 | 0 | 0 | 33.0184 | 66.3628 | 69.6746 | 64.7628 | 0 | 0 | 0 | 0 | 361.4111 | 456.6588 | 644.7736 | 774.149 | 0 | 0 | 0 | 0 | -0.0017108 | 1.0594 | 15.165 | -12.8266 | 0 | 0 | 0 | 0 | -152.8549 | -8.9919 | -121.7262 | -132.0135 | 0.36467 | 0.38225 | 0.37475 | 0.36382 | -55.7417 | -3.4371 | -45.6166 | -48.0295
12 | 21 | 7 | 702.6126 | 697.7248 | 690.2389 | 789.3637 | 378.8299 | 100.3275 | 0 | 0 | 33.5915 | 67.0984 | 67.3502 | 55.438 | 0 | 0 | 0 | 0 | 320.4673 | 413.9461 | 604.3771 | 715.7583 | 0 | 0 | 0 | 0 | 0.69228 | 10.5297 | 9.6737 | 33.9617 | 0 | 0 | 0 | 0 | -30.9683 | 105.8231 | 8.8379 | -15.7942 | 0.36466 | 0.38514 | 0.37677 | 0.36382 | -11.293 | 40.7572 | 3.3299 | -5.7463
12 | 21 | 8 | 763.5155 | 759.1321 | 752.1149 | 861.25 | 378.8299 | 100.3275 | 0 | 0 | 28.2056 | 49.7657 | 49.6669 | 38.5659 | 0 | 0 | 0 | 0 | 329.9025 | 530.8902 | 730.6404 | 848.8075 | 0 | 0 | 0 | 0 | -0.22327 | -2.7667 | -3.674 | -15.8623 | 0 | 0 | 0 | 0 | 26.8008 | 80.9153 | -24.5185 | -10.261 | 0.36774 | 0.38205 | 0.37719 | 0.38148 | 9.8558 | 30.9134 | -9.2482 | -3.9144
12 | 21 | 9 | 787.9427 | 784.181 | 777.7287 | 891.1581 | 378.8299 | 100.3275 | 0 | 0 | 17.1464 | 40.9015 | 36.7849 | 33.859 | 0 | 0 | 0 | 0 | 407.2434 | 771.8746 | 1002.3703 | 1125.6661 | 0 | 0 | 0 | 0 | -0.10714 | -2.3333 | -1.0898 | 14.6288 | 0 | 0 | 0 | 0 | -15.17 | -126.5892 | -260.3367 | -282.9958 | 0.37162 | 0.36395 | 0.36521 | 0.3937 | -5.6374 | -46.0725 | -95.0773 | -111.4146
12 | 21 | 10 | 804.9991 | 801.2406 | 794.7299 | 910.6874 | 378.8299 | 100.3275 | 0 | 0 | 14.5211 | 33.7666 | 26.2897 | 33.7239 | 0 | 0 | 0 | 0 | 497.5728 | 958.1782 | 1198.9421 | 1337.6301 | 0 | 0 | 0 | 0 | -0.4 | -3.7063 | -20.8323 | -56.7384 | 0 | 0 | 0 | 0 | -85.5247 | -287.3254 | -409.6696 | -403.9281 | 0.37666 | 0.38397 | 0.38397 | 0 | -32.2141 | -110.3252 | -157.3028 | 0
12 | 21 | 11 | 808.4851 | 804.8925 | 798.5196 | 915.1073 | 378.8299 | 100.3275 | 0 | 0 | 13.6518 | 27.6745 | 25.9911 | 31.4205 | 0 | 0 | 0 | 0 | 589.917 | 1118.9017 | 1365.0529 | 1515.9045 | 0 | 0 | 0 | 0 | -0.4 | -12.8904 | -24 | -48 | 0 | 0 | 0 | 0 | -173.5137 | -429.1208 | -568.5243 | -584.2178 | 0.38397 | 0.38397 | 0.38397 | 0 | -66.6249 | -164.7708 | -218.2989 | 0
12 | 21 | 12 | 792.6066 | 788.8307 | 782.1575 | 895.7295 | 378.8299 | 100.3275 | 0 | 0 | 12.3596 | 25.6121 | 23.804 | 28.7805 | 0 | 0 | 0 | 0 | 601.5962 | 1140.0555 | 1382.3806 | 1553.1657 | 0 | 0 | 0 | 0 | -0.94971 | -12.6243 | -24 | -48 | 0 | 0 | 0 | 0 | -199.2294 | -464.5401 | -600.027 | -638.2167 | 0.38397 | 0.38397 | 0.38397 | 0 | -76.4991 | -178.3708 | -230.3952 | 0
12 | 21 | 13 | 778.9449 | 776.4662 | 771.2094 | 884.1909 | 378.8299 | 100.3275 | 0 | 0 | 12.343 | 25.6185 | 25.5251 | 23.3266 | 0 | 0 | 0 | 0 | 550.2079 | 1102.6191 | 1337.3961 | 1525.8756 | 0 | 0 | 0 | 0 | -1.3294 | -12.6243 | -24 | -49.9804 | 0 | 0 | 0 | 0 | -161.1064 | -439.4746 | -567.7118 | -615.0308 | 0.38397 | 0.38397 | 0.38397 | 0 | -61.8608 | -168.7463 | -217.987 | 0
12 | 21 | 14 | 763.8888 | 761.9426 | 757.2368 | 868.395 | 378.8299 | 100.3275 | 0 | 0 | 12.3256 | 25.9181 | 26.0966 | 23.3266 | 0 | 0 | 0 | 0 | 487.5692 | 1027.2246 | 1256.1923 | 1446.5755 | 0 | 0 | 0 | 0 | -1.1419 | -12.6243 | -24 | -48 | 0 | 0 | 0 | 0 | -113.694 | -378.9032 | -501.052 | -553.507 | 0.38397 | 0.38397 | 0.38397 | 0 | -43.6556 | -145.4886 | -192.3913 | 0
12 | 21 | 15 | 751.7085 | 750.7093 | 747.0719 | 857.5456 | 378.8299 | 100.3275 | 0 | 0 | 13.5242 | 23.4604 | 27.382 | 23.3266 | 0 | 0 | 0 | 0 | 424.3092 | 888.8915 | 1089.6636 | 1271.1059 | 0 | 0 | 0 | 0 | -0.4 | -6.9131 | -3.3911 | -41.3573 | 0 | 0 | 0 | 0 | -64.5548 | -255.0571 | -366.5826 | -395.5296 | 0.38397 | 0.38397 | 0.38397 | 0 | -24.7874 | -97.935 | -140.7584 | 0
12 | 21 | 16 | 747.4553 | 749.3518 | 748.963 | 862.5104 | 378.8299 | 100.3275 | 0 | 0 | 21.4203 | 37.771 | 47.1599 | 54.485 | 0 | 0 | 0 | 0 | 340.0023 | 663.978 | 830.7097 | 1002.8445 | 0 | 0 | 0 | 0 | -0.4 | -0.6243 | -0.29343 | 7.2205 | 0 | 0 | 0 | 0 | 7.6029 | -52.1004 | -128.6132 | -202.0396 | 0.37613 | 0.37654 | 0.3735 | 0.38586 | 2.8597 | -19.6179 | -48.0369 | -77.96
12 | 21 | 17 | 783.6375 | 787.4259 | 788.9642 | 910.1292 | 378.8299 | 100.3275 | 0 | 0 | 31.6908 | 56.0226 | 55.8482 | 64.7628 | 0 | 0 | 0 | 0 | 247.9855 | 383.0368 | 535.7708 | 708.5004 | 141.5984 | 151.5027 | 151.5027 | 151.5027 | 0.35569 | 0.41626 | -1.6999 | 43.8231 | 0 | 0 | 0 | 0 | -16.8228 | 96.1201 | 47.5423 | -58.4598 | 0.36823 | 0.38625 | 0.38886 | 0.38905 | -6.1947 | 37.126 | 18.4873 | -22.744
12 | 21 | 18 | 882.1545 | 891.4457 | 899.1922 | 1043.152 | 378.8299 | 100.3275 | 0 | 0 | 33.7974 | 68.14 | 68.14 | 67.1915 | 0 | 0 | 0 | 0 | 258.9375 | 348.6499 | 505.4866 | 674.1313 | 141.5984 | 151.5027 | 151.5027 | 151.5027 | 0.74407 | -2.6181 | -2.336 | 27.3195 | 0 | 0 | 0 | 0 | 68.2472 | 225.4437 | 176.3989 | 123.0069 | 0.38392 | 0.39924 | 0.39333 | 0.38256 | 26.2016 | 90.0059 | 69.3828 | 47.0575
12 | 21 | 19 | 889.0117 | 901.0464 | 911.8547 | 1060.4017 | 378.8299 | 100.3275 | 0 | 0 | 35.1913 | 70.9126 | 70.9126 | 70.9126 | 0 | 0 | 0 | 0 | 261.8689 | 344.0568 | 494.9047 | 655.6534 | 141.5984 | 151.5027 | 151.5027 | 151.5027 | 0.26476 | 6.6005 | 10.7807 | 59.7428 | 0 | 0 | 0 | 0 | 71.2585 | 227.6464 | 183.7541 | 122.5902 | 0.38563 | 0.40066 | 0.39478 | 0.38374 | 27.4794 | 91.2094 | 72.5419 | 47.0433
12 | 21 | 20 | 870.8495 | 883.3757 | 894.7582 | 1041.1328 | 378.8299 | 100.3275 | 0 | 0 | 35.5528 | 70.5731 | 76.7875 | 81.3657 | 0 | 0 | 0 | 0 | 261.2982 | 329.2229 | 487.0092 | 634.2819 | 141.5984 | 151.5027 | 151.5027 | 151.5027 | -0.0091047 | 2.6253 | 6.4009 | 16 | 0 | 0 | 0 | 0 | 53.5793 | 229.1242 | 173.0578 | 157.9826 | 0.38498 | 0.40006 | 0.39435 | 0.38314 | 20.6272 | 91.6636 | 68.2457 | 60.5302
12 | 21 | 21 | 850.1283 | 862.7596 | 874.3963 | 1018.0146 | 378.8299 | 100.3275 | 0 | 0 | 36.2045 | 74.6512 | 75.6835 | 86.4104 | 0 | 0 | 0 | 0 | 256.6521 | 310.6961 | 477.0595 | 607.8065 | 141.5984 | 151.5027 | 151.5027 | 151.5027 | 0 | 2.6167 | 6.4507 | 16 | 0 | 0 | 0 | 0 | 36.8435 | 222.9655 | 163.6998 | 156.295 | 0.38362 | 0.39918 | 0.39347 | 0.3819 | 14.1339 | 89.0031 | 64.4102 | 59.6886
12 | 21 | 22 | 806.0247 | 818.4335 | 830.0263 | 966.9627 | 378.8299 | 100.3275 | 0 | 0 | 37.085 | 72.3997 | 82.2332 | 77.2631 | 0 | 0 | 0 | 0 | 248.3892 | 278.6002 | 433.7098 | 547.7203 | 141.5984 | 151.5027 | 151.5027 | 151.5027 | 0.30315 | 0 | 6.4909 | 5.3259 | 0 | 0 | 0 | 0 | -0.18091 | 215.6034 | 156.0897 | 185.1507 | 0.37803 | 0.39555 | 0.3898 | 0.38045 | -0.068391 | 85.2821 | 60.8445 | 70.4412
12 | 21 | 23 | 742.4845 | 754.6797 | 766.299 | 893.6615 | 378.8299 | 100.3275 | 0 | 0 | 37.294 | 82.3763 | 72.3117 | 76.0631 | 0 | 0 | 0 | 0 | 228.7138 | 237.9456 | 378.0418 | 479.9277 | 0 | 0 | 0 | 0 | 0.9446 | 3.3344 | 19.9423 | 0 | 0 | 0 | 0 | 0 | 96.7022 | 330.6959 | 296.0031 | 337.6706 | 0.36992 | 0.3904 | 0.38503 | 0.37684 | 35.7716 | 129.1046 | 113.9701 | 127.2493
12 | 21 | 24 | 670.4638 | 679.6726 | 688.0736 | 800.5556 | 378.8299 | 100.3275 | 0 | 0 | 27.7334 | 60.0273 | 63.3968 | 70.51 | 0 | 0 | 0 | 0 | 211.7277 | 209.4987 | 329.276 | 424.1415 | 0 | 0 | 0 | 0 | 0.082842 | 0 | 6.5229 | 0 | 0 | 0 | 0 | 0 | 52.0899 | 309.8191 | 288.8779 | 305.9041 | 0.36541 | 0.38531 | 0.38012 | 0.36918 | 19.0342 | 119.3769 | 109.8093 | 112.9342
12 | 22 | 1 | 616.4376 | 622.4856 | 627.4804 | 727.7256 | 378.8299 | 100.3275 | 0 | 0 | 37.7319 | 68.867 | 76.4223 | 59.866 | 0 | 0 | 0 | 0 | 202.088 | 194.8302 | 311.4017 | 416.6776 | 0 | 0 | 0 | 0 | 0.79751 | 13.0833 | 11.379 | 0.97208 | 0 | 0 | 0 | 0 | -3.0097 | 245.3776 | 228.2774 | 250.2099 | 0.36727 | 0.38821 | 0.38242 | 0.37348 | -1.1054 | 95.2569 | 87.2988 | 93.4485
12 | 22 | 2 | 583.7934 | 587.0018 | 588.8822 | 680.4928 | 378.8299 | 100.3275 | 0 | 0 | 33.145 | 58.6 | 55.4489 | 55.7121 | 0 | 0 | 0 | 0 | 191.1955 | 181.0845 | 299.692 | 428.3569 | 0 | 0 | 0 | 0 | 0.37909 | 1.7879 | 2.5401 | 0 | 0 | 0 | 0 | 0 | -19.7561 | 245.2019 | 231.2013 | 196.4238 | 0.36484 | 0.38864 | 0.38295 | 0.37206 | -7.2078 | 95.2942 | 88.539 | 73.0806
12 | 22 | 3 | 561.6144 | 561.9959 | 560.7264 | 645.2327 | 378.8299 | 100.3275 | 0 | 0 | 27.6495 | 50.8331 | 49.0241 | 47.769 | 0 | 0 | 0 | 0 | 186.1732 | 176.602 | 283.635 | 430.3667 | 0 | 0 | 0 | 0 | -0.12944 | -0.29607 | -2.6482 | 8.8803 | 0 | 0 | 0 | 0 | -30.9087 | 234.5293 | 230.7155 | 158.2167 | 0.36527 | 0.38758 | 0.38231 | 0.37011 | -11.29 | 90.8993 | 88.2051 | 58.5575
12 | 22 | 4 | 551.6279 | 549.8731 | 546.1971 | 626.332 | 378.8299 | 100.3275 | 0 | 0 | 20.3984 | 53.6879 | 39.326 | 43.4146 | 0 | 0 | 0 | 0 | 172.5568 | 164.3132 | 252.8273 | 410.1392 | 0 | 0 | 0 | 0 | -0.10984 | -0.43153 | -2.4562 | -5.5565 | 0 | 0 | 0 | 0 | -20.0474 | 231.976 | 256.5 | 178.3347 | 0.36475 | 0.38634 | 0.38116 | 0.36859 | -7.3123 | 89.6224 | 97.7669 | 65.732
12 | 22 | 5 | 558.7176 | 555.2099 | 549.5175 | 628.3653 | 378.8299 | 100.3275 | 0 | 0 | 25.5275 | 61.3567 | 61.1368 | 60.1404 | 0 | 0 | 0 | 0 | 156.5917 | 148.3388 | 212.4119 | 373.9005 | 0 | 0 | 0 | 0 | -0.22472 | 9.9345 | 0 | 0 | 0 | 0 | 0 | 0 | -2.0068 | 235.2524 | 275.9688 | 194.3244 | 0.36472 | 0.38369 | 0.37873 | 0.36539 | -0.73193 | 90.2632 | 104.5179 | 71.0042
12 | 22 | 6 | 584.2528 | 578.2211 | 569.4514 | 648.3782 | 378.8299 | 100.3275 | 0 | 0 | 33.0184 | 66.3628 | 69.6746 | 64.7628 | 0 | 0 | 0 | 0 | 152.453 | 144.7504 | 202.0165 | 362.355 | 0 | 0 | 0 | 0 | -0.0017108 | 1.0594 | 15.165 | -12.8266 | 0 | 0 | 0 | 0 | 19.9532 | 265.721 | 282.5952 | 234.0869 | 0.36467 | 0.38225 | 0.37475 | 0.36382 | 7.2763 | 101.5708 | 105.9017 | 85.1661
12 | 22 | 7 | 625.5971 | 618.4807 | 608.3514 | 692.0123 | 378.8299 | 100.3275 | 0 | 0 | 33.5915 | 67.0984 | 67.3502 | 55.438 | 0 | 0 | 0 | 0 | 138.3709 | 132.6293 | 178.2484 | 335.0946 | 0 | 0 | 0 | 0 | 0.69228 | 10.5297 | 9.6737 | 33.9617 | 0 | 0 | 0 | 0 | 74.1125 | 307.8957 | 353.0792 | 267.518 | 0.36466 | 0.38514 | 0.37677 | 0.36382 | 27.026 | 118.5843 | 133.0297 | 97.329
12 | 22 | 8 | 664.6638 | 657.4157 | 647.0005 | 736.2809 | 378.8299 | 100.3275 | 0 | 0 | 28.2056 | 49.7657 | 49.6669 | 38.5659 | 0 | 0 | 0 | 0 | 165.396 | 268.6736 | 313.0866 | 468.777 | 0 | 0 | 0 | 0 | -0.22327 | -2.7667 | -3.674 | -15.8623 | 0 | 0 | 0 | 0 | 92.4555 | 241.4156 | 287.9209 | 244.8004 | 0.36774 | 0.38205 | 0.37719 | 0.38148 | 33.9998 | 92.2318 | 108.6017 | 93.3869
12 | 22 | 9 | 707.8524 | 701.7693 | 692.5631 | 789.9054 | 378.8299 | 100.3275 | 0 | 0 | 17.1464 | 40.9015 | 36.7849 | 33.859 | 0 | 0 | 0 | 0 | 240.7164 | 497.758 | 553.9884 | 716.0406 | 0 | 0 | 0 | 0 | -0.10714 | -2.3333 | -1.0898 | 14.6288 | 0 | 0 | 0 | 0 | 71.2668 | 65.1156 | 102.8796 | 25.377 | 0.37162 | 0.36395 | 0.36521 | 0.3937 | 26.4839 | 23.699 | 37.5726 | 9.9908
12 | 22 | 10 | 740.5854 | 734.9552 | 726.224 | 829.2365 | 378.8299 | 100.3275 | 0 | 0 | 14.5211 | 33.7666 | 26.2897 | 33.7239 | 0 | 0 | 0 | 0 | 291.2908 | 621.2577 | 706.0676 | 874.0647 | 0 | 0 | 0 | 0 | -0.4 | -3.7063 | -20.8323 | -56.7384 | 0 | 0 | 0 | 0 | 56.3436 | -16.6902 | 14.6991 | -21.8136 | 0.37666 | 0.38397 | 0.38397 | 0 | 21.2226 | -6.4086 | 5.6441 | 0
12 | 22 | 11 | 744.4391 | 738.9878 | 730.4099 | 834.1298 | 378.8299 | 100.3275 | 0 | 0 | 13.6518 | 27.6745 | 25.9911 | 31.4205 | 0 | 0 | 0 | 0 | 320.8022 | 678.494 | 763.1411 | 933.3491 | 0 | 0 | 0 | 0 | -0.4 | -12.8904 | -24 | -48 | 0 | 0 | 0 | 0 | 31.5551 | -54.6178 | -34.7223 | -82.6397 | 0.38397 | 0.38397 | 0.38397 | 0 | 12.1164 | -20.9718 | -13.3325 | 0
12 | 22 | 12 | 737.752 | 732.3769 | 723.8061 | 826.3465 | 378.8299 | 100.3275 | 0 | 0 | 12.3596 | 25.6121 | 23.804 | 28.7805 | 0 | 0 | 0 | 0 | 326.9871 | 693.3142 | 781.1024 | 950.4575 | 0 | 0 | 0 | 0 | -0.94971 | -12.6243 | -24 | -48 | 0 | 0 | 0 | 0 | 20.5251 | -74.2526 | -57.1002 | -104.8915 | 0.38397 | 0.38397 | 0.38397 | 0 | 7.8811 | -28.511 | -21.925 | 0
12 | 22 | 13 | 726.3473 | 722.3429 | 715.2762 | 817.6913 | 378.8299 | 100.3275 | 0 | 0 | 12.343 | 25.6185 | 25.5251 | 23.3266 | 0 | 0 | 0 | 0 | 314.1356 | 693.2866 | 779.085 | 943.9369 | 0 | 0 | 0 | 0 | -1.3294 | -12.6243 | -24 | -49.9804 | 0 | 0 | 0 | 0 | 22.3682 | -84.2653 | -65.3338 | -99.5917 | 0.38397 | 0.38397 | 0.38397 | 0 | 8.5888 | -32.3556 | -25.0865 | 0
12 | 22 | 14 | 706.9027 | 703.3102 | 696.6518 | 796.3717 | 378.8299 | 100.3275 | 0 | 0 | 12.3256 | 25.9181 | 26.0966 | 23.3266 | 0 | 0 | 0 | 0 | 318.2654 | 676.3948 | 764.5394 | 920.0505 | 0 | 0 | 0 | 0 | -1.1419 | -12.6243 | -24 | -48 | 0 | 0 | 0 | 0 | -1.3763 | -86.7059 | -69.9841 | -99.0054 | 0.38397 | 0.38397 | 0.38397 | 0 | -0.52847 | -33.2927 | -26.8721 | 0
12 | 22 | 15 | 696.1166 | 693.5056 | 687.9563 | 787.2632 | 378.8299 | 100.3275 | 0 | 0 | 13.5242 | 23.4604 | 27.382 | 23.3266 | 0 | 0 | 0 | 0 | 309.6696 | 614.4775 | 708.8447 | 852.0581 | 0 | 0 | 0 | 0 | -0.4 | -6.9131 | -3.3911 | -41.3573 | 0 | 0 | 0 | 0 | -5.5072 | -37.8468 | -44.8793 | -46.7642 | 0.38397 | 0.38397 | 0.38397 | 0 | -2.1146 | -14.5321 | -17.2325 | 0
12 | 22 | 16 | 696.402 | 696.8179 | 694.6729 | 797.9648 | 378.8299 | 100.3275 | 0 | 0 | 21.4203 | 37.771 | 47.1599 | 54.485 | 0 | 0 | 0 | 0 | 246.8036 | 439.9247 | 526.8727 | 654.3115 | 0 | 0 | 0 | 0 | -0.4 | -0.6243 | -0.29343 | 7.2205 | 0 | 0 | 0 | 0 | 49.7482 | 119.4191 | 120.9338 | 81.9477 | 0.37613 | 0.37654 | 0.3735 | 0.38586 | 18.7119 | 44.966 | 45.1687 | 31.6207